{"text_format":"1","workbook":"xlsx","n_sheets":21,"sheets":["main","PV_Model","ClearnessIndexTPM","appliances","appliance_sim_data","activity_stats","light_config","bulbs","light_sim_data","occ_sim_data","occ_start_states","tpm1_wd","tpm1_we","tpm2_wd","tpm2_we","tpm3_wd","tpm3_we","tpm4_wd","tpm4_we","tpm5_wd","tpm5_we"],"not_rendered":{"charts":6,"images":0,"macros":1,"external_links":0,"defined_names":11,"comments":0,"pivot_tables":0},"unopened":[],"bounds":{"document_bytes":16777216,"sheet_cells":100000,"rows_first":2000,"rows_last":500,"rows_between":2000,"halvings":0,"cell_chars":16384,"cell_head_chars":4096},"cells_cut":0,"cells_raw":0,"read":"whole","date_system":"1900"}

{"sheet":"main","index":0,"n_rows":58,"n_cols":12,"rows_kept":58,"cut":false,"hidden":false,"merged":[]}
[" ","Integrated Domestic Electricity Demand and PV Micro-generation Model - Single Dwelling Simulation Example for 24 Hours"]
[]
[null,"Ian Richardson and Murray Thomson",null,null,null,null,"Steps:"]
[null,"CREST (Centre for Renewable Energy Systems Technology),",null,null,null,null,1,"Specify the number of residents in the house:",null,null,2,"(Specify 1 to 5)"]
[null,"Department of Electronic and Electrical Engineering",null,null,null,null,2,"Specify either a weekday (wd) or weekend (we):",null,null,"wd","(Specify 'wd' or 'we')"]
[null,"Loughborough University, Leicestershire LE11 3TU, UK",null,null,null,null,3,"Configure and run the PV model for a given location",null,null,"Refer to the \"PV_Model\" tab."]
[null,null,null,null,null,null,4,"Simulate the clearness of the sky"]
[null,"Tel. +44 1509 635326. Email address: I.W.Richardson@lboro.ac.uk"]
[null,null,null,null,null,null,5,"Randomly allocate appliances to the dwelling "]
[null,null,"Total PV generation for the day:",null,{"$f":"PV_Model!N1451","v":5.89470714696425},"kWh",null,"(or manually specify these on sheet 'appliances')"]
[null,null,"Total demand for the day:",null,{"$f":"appliance_sim_data!D1453","v":7.230666666666667},"kWh",6,"Run the active occupancy model"]
[null,null,"Total exported",null,{"$f":"PV_Model!P1451","v":2.8867197113764047},"kWh"]
[null,null,null,null,null,null,7,"Run the electricity demand simulation"]
[null,null,null,null,null,null,null,"(including both the lighting and appliance models)"]
[null,null,"Irradiance and active occupancy for a single dwelling (24 hours)"]
[]
[]
[]
[]
[]
[]
[]
[]
[]
[]
[]
[]
[]
[]
[]
[]
[]
[]
[]
[]
[]
[]
[]
[]
[]
[]
[]
[]
[]
[]
[]
[]
[]
[]
[null,"All appliances are assumed to be switched off at the start of the simulation."]
[]
[null,"Supporting occupancy data sets derived from the UK 2000 Time Use Survey data:"]
[null,"Ipsos-RSL and Office for National Statistics, United Kingdom Time Use Survey, "]
[null,"2000 (Computer File), third ed., UK Data Archive (distributor), Colchester, Essex, September 2003, SN: 4504."]
[]
[null,"Sample irradiance profiles are provided from the CREST irradiance database, CREST, Loughborough University."]
[]
[null,"Supporting data references for the appliance model are referenced on the 'appliances' tab."]

{"sheet":"PV_Model","index":1,"n_rows":1451,"n_cols":17,"rows_kept":1451,"cut":false,"hidden":false,"merged":[]}
["One-minute resolution irradiance simulation",null,null,"Based on models and data from:"]
[null,null,null,"[1] G. Masters, Renewable and Efficient Electric Power Systems, John Wiley & Sons, New Jersey, 2004."]
["Input fields have a blue background.",null,null,"[2] C. Honsberg, S. Bowden, PVEducation.org, http://www.pveducation.org/pvcdrom/properties-of-sunlight/solar-time (Consulted 1st December, 2010)."]
[null,null,null,"[3] D. Yogi Goswami, F. Kreith, J. F. Krieder, Principles of Solar Engineering, 2nd Edition Taylor & Francis, 2000."]
[null,"(Takes about a minute.)",null,"[4] D. Dusabe, J. Munda, A. Jimoh, Modelling of Cloudless Solar Radiation for PV Module Performance Analysis, Journal of Electrical Engineering 60 (4) 2009 192-197"]
[null,null,null,"[5] Australian Government, The Equation of Time, http://www.ips.gov.au/Category/Educational/The%20Sun%20and%20Solar%20Activity/General%20Info/EquationOfTime.pdf (Consulted 1st December, 2010)."]
[null,"(Fast.)",null,"[6] A. Skartveit, J. A. Olseth, The probability density and autocorrelation of short-term global and beam irradiance, Solar Energy 49 (6) 477-487."]
[null,null,null,null,null,null,null,"Simulation output:"]
["VARIABLE","VALUE","UNIT","VALUE","UNIT","SOURCE",null,"Time of day","Clear sky beam radiation at surface (horizontal) (W/m2)","Total radiation on panel (clear sky) (W/m2)","Clearness Index","Outdoor global irradiance","Net radiation on panel (W/m2)","Generation W (min)","Net dwelling demand taking PV generation into account (W)","Export (W)"]
["Latitude",52.8,"degrees",{"$f":"RADIANS(B10)","v":0.92153384505300595},"radians","Input",null,"00:00:00",0,0,1,{"$f":"I10*K10","v":0},{"$f":"J10*K10","v":0},{"$f":"M10*$B$46*$B$47","v":0},{"$f":"appliance_sim_data!D12-N10","v":54},{"$f":"IF(O10<0, ABS(O10), 0)","v":0}]
["Longitude",-1.2,"degrees",{"$f":"RADIANS(B11)","v":-2.0943951023931952E-2},"radians","Input",null,"00:01:00",0,0,1,{"$f":"I11*K11","v":0},{"$f":"J11*K11","v":0},{"$f":"M11*$B$46*$B$47","v":0},{"$f":"appliance_sim_data!D13-N11","v":54},{"$f":"IF(O11<0, ABS(O11), 0)","v":0}]
["Day of the year",172,null,null,null,"Input",null,"00:02:00",0,0,1,0,0,0,{"$f":"appliance_sim_data!D14-N12","v":54},0]
["Local time",23,"hours",59,"minutes","Input",null,"00:03:00",0,0,1,0,0,0,{"$f":"appliance_sim_data!D15-N13","v":54},0]
["Day of the year that summer time starts",87,null,null,null,"Input",null,"00:04:00",0,0,1,0,0,0,{"$f":"appliance_sim_data!D16-N14","v":54},0]
["Day of the year that summer time ends",304,null,null,null,"Input",null,"00:05:00",0,0,1,0,0,0,{"$f":"appliance_sim_data!D17-N15","v":54},0]
["Local standard time",{"$f":"IF(AND(B12>=B14,B12<B15),B13-1,B13)","v":22},"hours",{"$f":"D13","v":59},"minutes","Calculation (summer time offset)",null,"00:06:00",0,0,1,0,0,0,{"$f":"appliance_sim_data!D18-N16","v":54},0]
["Local standard time meridian",0,"degrees",{"$f":"RADIANS(B17)","v":0},"radians","Input",null,"00:07:00",0,0,1,0,0,0,{"$f":"appliance_sim_data!D19-N17","v":54},0]
["B",{"$f":"360*(B12-81)/364","v":90},"degrees",{"$f":"RADIANS(B18)","v":1.5707963267948966},"radians","[1] eq. 7.13, p403.",null,"00:08:00",0,0,1,0,0,0,{"$f":"appliance_sim_data!D20-N18","v":54},0]
["Equation of time",{"$f":"(9.87*SIN(2*D18))-(7.53*COS(D18))-(1.5*SIN(D18))","v":-1.4999999999999993},null,null,null,"[1] eq. 7.12, p403. and [5]",null,"00:09:00",0,0,1,0,0,0,{"$f":"appliance_sim_data!D21-N19","v":54},0]
["Time correction factor",{"$f":"(4*(B11-B17))+B19","v":-6.2999999999999989},null,null,null,"[2]",null,"00:10:00",0,0,1,0,0,0,{"$f":"appliance_sim_data!D22-N20","v":54},0]
["Hours before solar noon",{"$f":"12-(B16+(D16/60)+(B20/60))","v":-10.878333333333334},null,null,null,"See [1] eq. 7.14, p404 and [2]",null,"00:11:00",0,0,1,0,0,0,{"$f":"appliance_sim_data!D23-N21","v":54},0]
[null,null,null,null,null,null,null,"00:12:00",0,0,1,0,0,0,{"$f":"appliance_sim_data!D24-N22","v":54},0]
["Slope of panel",0,"degrees",{"$f":"2*PI()*B23/360","v":0},"radians","Input",null,"00:13:00",0,0,1,0,0,0,{"$f":"appliance_sim_data!D25-N23","v":54},0]
["Azimuth of panel",0,"degrees",{"$f":"2*PI()*B24/360","v":0},"radians","Input",null,"00:14:00",0,0,1,0,0,0,{"$f":"appliance_sim_data!D26-N24","v":54},0]
[null,null,null,null,null,null,null,"00:15:00",0,0,1,0,0,0,{"$f":"appliance_sim_data!D27-N25","v":54},0]
["Extraterrestrial radiation",{"$f":"1367*(1+(0.034*COS(2*PI()*$B$12/365.25)))","v":1321.2961858428912},null,null,null,"[3] eq. 2.35, p42.",null,"00:16:00",0,0,1,0,0,0,{"$f":"appliance_sim_data!D28-N26","v":54},0]
["Optical depth, k",{"$f":"0.174+(0.035*SIN(RADIANS(360*(B12-100)/365)))","v":0.20709587355994999},null,null,null,"[1] eq. 7.23, p412.",null,"00:17:00",0,0,1,0,0,0,{"$f":"appliance_sim_data!D29-N27","v":54},0]
[null,null,null,null,null,null,null,"00:18:00",0,0,1,0,0,0,{"$f":"appliance_sim_data!D30-N28","v":54},0]
["Hour angle, H",{"$f":"15*B21","v":-163.17500000000001},"degrees",{"$f":"RADIANS(B29)","v":-2.8479410069417472},"radians","See [1] eq. 7.10, p396.",null,"00:19:00",0,0,1,0,0,0,{"$f":"appliance_sim_data!D31-N29","v":54},0]
["Declination, delta",{"$f":"23.45*SIN(RADIANS(360*(284+B12)/365.25))","v":23.448902173262475},"degrees",{"$f":"RADIANS(B30)","v":0.40926054890148406},"radians","See [4] eq. 10.",null,"00:20:00",0,0,1,0,0,0,{"$f":"appliance_sim_data!D32-N30","v":54},0]
["Solar altitude angle, beta",{"$f":"DEGREES(ASIN((COS(D10)*COS(D30)*COS(D29))+(SIN(D10)*SIN(D30))))","v":-12.354576958570505},"degrees",{"$f":"RADIANS(B31)","v":-0.21562804561808238},"radians","See [1] eq. 7.8 p396.",null,"00:21:00",0,0,1,0,0,0,{"$f":"appliance_sim_data!D33-N31","v":54},0]
["Azimuth of sun, theta",{"$f":"DEGREES(ASIN(COS(D30)*SIN(D29)/COS(D31)))","v":-15.773823595780454},"degrees",{"$f":"RADIANS(B32)","v":-0.27530515737514005},"radians","See [1] eq. 7.9 p396.",null,"00:22:00",0,0,1,0,0,0,{"$f":"appliance_sim_data!D34-N32","v":54},0]
["Azimuth angle test",{"$f":"IF(COS(D29)>=(TAN(D30)/TAN(D10)),0,1)","v":1},null,null,null,"See [4] eq. 12.",null,"00:23:00",0,0,1,0,0,0,{"$f":"appliance_sim_data!D35-N33","v":54},0]
["Adjusted azimuth of sun, theta",{"$f":"IF(B33=0, IF(B32>90,B32-90,(IF(B32<-90, B32+90,B32))),IF(AND(B32>0,B32<90),180-B32,(IF(AND(B32>-90,B32<0),-180-B32,B32))))","v":-164.22617640421956},"degrees",{"$f":"RADIANS(B34)","v":-2.8662874962146532},"radians","See [4] eq. 12.",null,"00:24:00",0,0,1,0,0,0,{"$f":"appliance_sim_data!D36-N34","v":54},0]
[null,null,null,null,null,null,null,"00:25:00",0,0,1,0,0,0,{"$f":"appliance_sim_data!D37-N35","v":54},0]
["Solar incicident angle on panel",{"$f":"DEGREES(ACOS((COS(D31)*COS(D34-D24)*SIN(D23))+(SIN(D31)*COS(D23))))","v":102.3545769585705},"degrees",{"$f":"RADIANS(B36)","v":1.7864243724129789},"radians","See [1] eq 7.26, p414.",null,"00:26:00",0,0,1,0,0,0,{"$f":"appliance_sim_data!D38-N36","v":54},0]
[null,null,null,null,null,null,null,"00:27:00",0,0,1,0,0,0,{"$f":"appliance_sim_data!D39-N37","v":54},0]
["Clear sky beam radiation at surface (horizontal)",{"$f":"IF(D31>0,B26*EXP((0-B27)/SIN(D31)),0)","v":0},null,null,null,"See [4] eq. 4.",null,"00:28:00",0,0,0.93,0,0,0,{"$f":"appliance_sim_data!D40-N38","v":54},0]
["Direct beam radiation on panel",{"$f":"IF(ABS(B36)>90,0,B38*COS(D36))","v":0},null,null,null,"See [1] eq 7.24, p414.",null,"00:29:00",0,0,0.93,0,0,0,{"$f":"appliance_sim_data!D41-N39","v":54},0]
["Sky diffuse factor",{"$f":"0.095+(0.04*SIN(RADIANS(360*(B12-100)/365)))","v":0.1328238554970857},null,null,null,"See [1] eq 7.28, p416.",null,"00:30:00",0,0,0.93,0,0,0,{"$f":"appliance_sim_data!D42-N40","v":54},0]
["Diffuse radiation on panel",{"$f":"B40*B38*((1+COS(D23))/2)","v":0},null,null,null,"See [1] eq 7.29, p416.",null,"00:31:00",0,0,0.92,0,0,0,{"$f":"appliance_sim_data!D43-N41","v":54},0]
["Ground reflectance",0.2,null,null,null,"Input, See [1] Example 7.11",null,"00:32:00",0,0,0.92,0,0,0,{"$f":"appliance_sim_data!D44-N42","v":54},0]
["Reflected radiation on panel",{"$f":"B42*B38*(SIN(D31)+B40)*((1-COS(D23))/2)","v":0},null,null,null,"See [1] eq 7.31, p418.",null,"00:33:00",0,0,0.86,0,0,0,{"$f":"appliance_sim_data!D45-N43","v":54},0]
["Total radiation on panel",{"$f":"B39+B41+B43","v":0},"Watts per meter square",null,null,"See [4] eq. 1.",null,"00:34:00",0,0,0.9,0,0,0,{"$f":"appliance_sim_data!D46-N44","v":54},0]
[null,null,null,null,null,null,null,"00:35:00",0,0,0.9,0,0,0,{"$f":"appliance_sim_data!D47-N45","v":54},0]
["Panel area",10,"meters square",null,null,"Input",null,"00:36:00",0,0,0.87,0,0,0,{"$f":"appliance_sim_data!D48-N46","v":54},0]
["System efficiency",0.1,null,null,null,"Input",null,"00:37:00",0,0,0.68,0,0,0,{"$f":"appliance_sim_data!D49-N47","v":54},0]
["Electricity generated on the day",{"$f":"N1451","v":5.89470714696425},"kWh",null,null,"Calculated from simulation",null,"00:38:00",0,0,0.68,0,0,0,{"$f":"appliance_sim_data!D50-N48","v":54},0]
[null,null,null,null,null,null,null,"00:39:00",0,0,0.66,0,0,0,{"$f":"appliance_sim_data!D51-N49","v":54},0]
[null,null,null,null,null,null,null,"00:40:00",0,0,0.64,0,0,0,{"$f":"appliance_sim_data!D52-N50","v":54},0]
[null,null,null,null,null,null,null,"00:41:00",0,0,0.66,0,0,0,{"$f":"appliance_sim_data!D53-N51","v":54},0]
[null,null,null,null,null,null,null,"00:42:00",0,0,0.66,0,0,0,{"$f":"appliance_sim_data!D54-N52","v":54},0]
[null,null,null,null,null,null,null,"00:43:00",0,0,0.45,0,0,0,{"$f":"appliance_sim_data!D55-N53","v":54},0]
[null,null,null,null,null,null,null,"00:44:00",0,0,0.44,0,0,0,{"$f":"appliance_sim_data!D56-N54","v":54},0]
[null,null,null,null,null,null,null,"00:45:00",0,0,0.41,0,0,0,{"$f":"appliance_sim_data!D57-N55","v":163},0]
[null,null,null,null,null,null,null,"00:46:00",0,0,0.4,0,0,0,{"$f":"appliance_sim_data!D58-N56","v":163},0]
[null,null,null,null,null,null,null,"00:47:00",0,0,0.4,0,0,0,{"$f":"appliance_sim_data!D59-N57","v":163},0]
[null,null,null,null,null,null,null,"00:48:00",0,0,0.38,0,0,0,{"$f":"appliance_sim_data!D60-N58","v":163},0]
[null,null,null,null,null,null,null,"00:49:00",0,0,0.38,0,0,0,{"$f":"appliance_sim_data!D61-N59","v":163},0]
[null,null,null,null,null,null,null,"00:50:00",0,0,0.4,0,0,0,{"$f":"appliance_sim_data!D62-N60","v":163},0]
[null,null,null,null,null,null,null,"00:51:00",0,0,0.39,0,0,0,{"$f":"appliance_sim_data!D63-N61","v":163},0]
[null,null,null,null,null,null,null,"00:52:00",0,0,0.38,0,0,0,{"$f":"appliance_sim_data!D64-N62","v":163},0]
[null,null,null,null,null,null,null,"00:53:00",0,0,0.38,0,0,0,{"$f":"appliance_sim_data!D65-N63","v":163},0]
[null,null,null,null,null,null,null,"00:54:00",0,0,0.39,0,0,0,{"$f":"appliance_sim_data!D66-N64","v":163},0]
[null,null,null,null,null,null,null,"00:55:00",0,0,0.46,0,0,0,{"$f":"appliance_sim_data!D67-N65","v":163},0]
[null,null,null,null,null,null,null,"00:56:00",0,0,0.46,0,0,0,{"$f":"appliance_sim_data!D68-N66","v":163},0]
[null,null,null,null,null,null,null,"00:57:00",0,0,0.45,0,0,0,{"$f":"appliance_sim_data!D69-N67","v":163},0]
[null,null,null,null,null,null,null,"00:58:00",0,0,0.46,0,0,0,{"$f":"appliance_sim_data!D70-N68","v":163},0]
[null,null,null,null,null,null,null,"00:59:00",0,0,0.39,0,0,0,{"$f":"appliance_sim_data!D71-N69","v":163},0]
[null,null,null,null,null,null,null,"01:00:00",0,0,0.39,0,0,0,{"$f":"appliance_sim_data!D72-N70","v":163},0]
[null,null,null,null,null,null,null,"01:01:00",0,0,0.41,0,0,0,{"$f":"appliance_sim_data!D73-N71","v":163},0]
[null,null,null,null,null,null,null,"01:02:00",0,0,0.43,0,0,0,{"$f":"appliance_sim_data!D74-N72","v":163},0]
[null,null,null,null,null,null,null,"01:03:00",0,0,0.46,0,0,0,{"$f":"appliance_sim_data!D75-N73","v":54},0]
[null,null,null,null,null,null,null,"01:04:00",0,0,0.41,0,0,0,{"$f":"appliance_sim_data!D76-N74","v":54},0]
[null,null,null,null,null,null,null,"01:05:00",0,0,0.48,{"$f":"I75*K75","v":0},{"$f":"J75*K75","v":0},{"$f":"M75*$B$46*$B$47","v":0},{"$f":"appliance_sim_data!D77-N75","v":54},{"$f":"IF(O75<0, ABS(O75), 0)","v":0}]
[null,null,null,null,null,null,null,"01:06:00",0,0,0.48,0,0,0,{"$f":"appliance_sim_data!D78-N76","v":54},0]
[null,null,null,null,null,null,null,"01:07:00",0,0,0.47,0,0,0,{"$f":"appliance_sim_data!D79-N77","v":54},0]
[null,null,null,null,null,null,null,"01:08:00",0,0,0.78,0,0,0,{"$f":"appliance_sim_data!D80-N78","v":54},0]
[null,null,null,null,null,null,null,"01:09:00",0,0,0.77,0,0,0,{"$f":"appliance_sim_data!D81-N79","v":232},0]
[null,null,null,null,null,null,null,"01:10:00",0,0,0.78,0,0,0,{"$f":"appliance_sim_data!D82-N80","v":232},0]
[null,null,null,null,null,null,null,"01:11:00",0,0,0.65,0,0,0,{"$f":"appliance_sim_data!D83-N81","v":232},0]
[null,null,null,null,null,null,null,"01:12:00",0,0,1,0,0,0,{"$f":"appliance_sim_data!D84-N82","v":232},0]
[null,null,null,null,null,null,null,"01:13:00",0,0,1,0,0,0,{"$f":"appliance_sim_data!D85-N83","v":368},0]
[null,null,null,null,null,null,null,"01:14:00",0,0,1,0,0,0,{"$f":"appliance_sim_data!D86-N84","v":368},0]
[null,null,null,null,null,null,null,"01:15:00",0,0,1,0,0,0,{"$f":"appliance_sim_data!D87-N85","v":368},0]
[null,null,null,null,null,null,null,"01:16:00",0,0,0.93,0,0,0,{"$f":"appliance_sim_data!D88-N86","v":368},0]
[null,null,null,null,null,null,null,"01:17:00",0,0,1,0,0,0,{"$f":"appliance_sim_data!D89-N87","v":368},0]
[null,null,null,null,null,null,null,"01:18:00",0,0,1,0,0,0,{"$f":"appliance_sim_data!D90-N88","v":368},0]
[null,null,null,null,null,null,null,"01:19:00",0,0,1,0,0,0,{"$f":"appliance_sim_data!D91-N89","v":368},0]
[null,null,null,null,null,null,null,"01:20:00",0,0,1,0,0,0,{"$f":"appliance_sim_data!D92-N90","v":368},0]
[null,null,null,null,null,null,null,"01:21:00",0,0,1,0,0,0,{"$f":"appliance_sim_data!D93-N91","v":368},0]
[null,null,null,null,null,null,null,"01:22:00",0,0,1,0,0,0,{"$f":"appliance_sim_data!D94-N92","v":368},0]
[null,null,null,null,null,null,null,"01:23:00",0,0,1,0,0,0,{"$f":"appliance_sim_data!D95-N93","v":368},0]
[null,null,null,null,null,null,null,"01:24:00",0,0,1,0,0,0,{"$f":"appliance_sim_data!D96-N94","v":368},0]
[null,null,null,null,null,null,null,"01:25:00",0,0,1,0,0,0,{"$f":"appliance_sim_data!D97-N95","v":368},0]
[null,null,null,null,null,null,null,"01:26:00",0,0,1,0,0,0,{"$f":"appliance_sim_data!D98-N96","v":368},0]
[null,null,null,null,null,null,null,"01:27:00",0,0,1,0,0,0,{"$f":"appliance_sim_data!D99-N97","v":368},0]
[null,null,null,null,null,null,null,"01:28:00",0,0,1,0,0,0,{"$f":"appliance_sim_data!D100-N98","v":368},0]
[null,null,null,null,null,null,null,"01:29:00",0,0,1,0,0,0,{"$f":"appliance_sim_data!D101-N99","v":368},0]
[null,null,null,null,null,null,null,"01:30:00",0,0,1,0,0,0,{"$f":"appliance_sim_data!D102-N100","v":368},0]
[null,null,null,null,null,null,null,"01:31:00",0,0,1,0,0,0,{"$f":"appliance_sim_data!D103-N101","v":190},0]
[null,null,null,null,null,null,null,"01:32:00",0,0,1,0,0,0,{"$f":"appliance_sim_data!D104-N102","v":190},0]
[null,null,null,null,null,null,null,"01:33:00",0,0,1,0,0,0,{"$f":"appliance_sim_data!D105-N103","v":54},0]
[null,null,null,null,null,null,null,"01:34:00",0,0,1,0,0,0,{"$f":"appliance_sim_data!D106-N104","v":54},0]
[null,null,null,null,null,null,null,"01:35:00",0,0,1,0,0,0,{"$f":"appliance_sim_data!D107-N105","v":54},0]
[null,null,null,null,null,null,null,"01:36:00",0,0,1,0,0,0,{"$f":"appliance_sim_data!D108-N106","v":54},0]
[null,null,null,null,null,null,null,"01:37:00",0,0,1,0,0,0,{"$f":"appliance_sim_data!D109-N107","v":54},0]
[null,null,null,null,null,null,null,"01:38:00",0,0,1,0,0,0,{"$f":"appliance_sim_data!D110-N108","v":54},0]
[null,null,null,null,null,null,null,"01:39:00",0,0,1,0,0,0,{"$f":"appliance_sim_data!D111-N109","v":54},0]
[null,null,null,null,null,null,null,"01:40:00",0,0,1,0,0,0,{"$f":"appliance_sim_data!D112-N110","v":54},0]
[null,null,null,null,null,null,null,"01:41:00",0,0,1,0,0,0,{"$f":"appliance_sim_data!D113-N111","v":54},0]
[null,null,null,null,null,null,null,"01:42:00",0,0,1,0,0,0,{"$f":"appliance_sim_data!D114-N112","v":54},0]
[null,null,null,null,null,null,null,"01:43:00",0,0,1,0,0,0,{"$f":"appliance_sim_data!D115-N113","v":54},0]
[null,null,null,null,null,null,null,"01:44:00",0,0,1,0,0,0,{"$f":"appliance_sim_data!D116-N114","v":54},0]
[null,null,null,null,null,null,null,"01:45:00",0,0,1,0,0,0,{"$f":"appliance_sim_data!D117-N115","v":54},0]
[null,null,null,null,null,null,null,"01:46:00",0,0,1,0,0,0,{"$f":"appliance_sim_data!D118-N116","v":54},0]
[null,null,null,null,null,null,null,"01:47:00",0,0,1,0,0,0,{"$f":"appliance_sim_data!D119-N117","v":54},0]
[null,null,null,null,null,null,null,"01:48:00",0,0,1,0,0,0,{"$f":"appliance_sim_data!D120-N118","v":163},0]
[null,null,null,null,null,null,null,"01:49:00",0,0,1,0,0,0,{"$f":"appliance_sim_data!D121-N119","v":163},0]
[null,null,null,null,null,null,null,"01:50:00",0,0,1,0,0,0,{"$f":"appliance_sim_data!D122-N120","v":163},0]
[null,null,null,null,null,null,null,"01:51:00",0,0,1,0,0,0,{"$f":"appliance_sim_data!D123-N121","v":163},0]
[null,null,null,null,null,null,null,"01:52:00",0,0,1,0,0,0,{"$f":"appliance_sim_data!D124-N122","v":163},0]
[null,null,null,null,null,null,null,"01:53:00",0,0,1,0,0,0,{"$f":"appliance_sim_data!D125-N123","v":163},0]
[null,null,null,null,null,null,null,"01:54:00",0,0,1,0,0,0,{"$f":"appliance_sim_data!D126-N124","v":163},0]
[null,null,null,null,null,null,null,"01:55:00",0,0,1,0,0,0,{"$f":"appliance_sim_data!D127-N125","v":163},0]
[null,null,null,null,null,null,null,"01:56:00",0,0,1,0,0,0,{"$f":"appliance_sim_data!D128-N126","v":163},0]
[null,null,null,null,null,null,null,"01:57:00",0,0,1,0,0,0,{"$f":"appliance_sim_data!D129-N127","v":163},0]
[null,null,null,null,null,null,null,"01:58:00",0,0,1,0,0,0,{"$f":"appliance_sim_data!D130-N128","v":163},0]
[null,null,null,null,null,null,null,"01:59:00",0,0,1,0,0,0,{"$f":"appliance_sim_data!D131-N129","v":163},0]
[null,null,null,null,null,null,null,"02:00:00",0,0,1,0,0,0,{"$f":"appliance_sim_data!D132-N130","v":163},0]
[null,null,null,null,null,null,null,"02:01:00",0,0,1,0,0,0,{"$f":"appliance_sim_data!D133-N131","v":163},0]
[null,null,null,null,null,null,null,"02:02:00",0,0,1,0,0,0,{"$f":"appliance_sim_data!D134-N132","v":163},0]
[null,null,null,null,null,null,null,"02:03:00",0,0,1,0,0,0,{"$f":"appliance_sim_data!D135-N133","v":163},0]
[null,null,null,null,null,null,null,"02:04:00",0,0,1,0,0,0,{"$f":"appliance_sim_data!D136-N134","v":163},0]
[null,null,null,null,null,null,null,"02:05:00",0,0,1,0,0,0,{"$f":"appliance_sim_data!D137-N135","v":163},0]
[null,null,null,null,null,null,null,"02:06:00",0,0,1,0,0,0,{"$f":"appliance_sim_data!D138-N136","v":54},0]
[null,null,null,null,null,null,null,"02:07:00",0,0,1,0,0,0,{"$f":"appliance_sim_data!D139-N137","v":54},0]
[null,null,null,null,null,null,null,"02:08:00",0,0,1,0,0,0,{"$f":"appliance_sim_data!D140-N138","v":54},0]
[null,null,null,null,null,null,null,"02:09:00",0,0,1,{"$f":"I139*K139","v":0},{"$f":"J139*K139","v":0},{"$f":"M139*$B$46*$B$47","v":0},{"$f":"appliance_sim_data!D141-N139","v":54},{"$f":"IF(O139<0, ABS(O139), 0)","v":0}]
[null,null,null,null,null,null,null,"02:10:00",0,0,0.97,0,0,0,{"$f":"appliance_sim_data!D142-N140","v":54},0]
[null,null,null,null,null,null,null,"02:11:00",0,0,0.96,0,0,0,{"$f":"appliance_sim_data!D143-N141","v":54},0]
[null,null,null,null,null,null,null,"02:12:00",0,0,0.95,0,0,0,{"$f":"appliance_sim_data!D144-N142","v":54},0]
[null,null,null,null,null,null,null,"02:13:00",0,0,0.92,0,0,0,{"$f":"appliance_sim_data!D145-N143","v":54},0]
[null,null,null,null,null,null,null,"02:14:00",0,0,0.89,0,0,0,{"$f":"appliance_sim_data!D146-N144","v":54},0]
[null,null,null,null,null,null,null,"02:15:00",0,0,0.5,0,0,0,{"$f":"appliance_sim_data!D147-N145","v":54},0]
[null,null,null,null,null,null,null,"02:16:00",0,0,0.51,0,0,0,{"$f":"appliance_sim_data!D148-N146","v":54},0]
[null,null,null,null,null,null,null,"02:17:00",0,0,0.49,0,0,0,{"$f":"appliance_sim_data!D149-N147","v":54},0]
[null,null,null,null,null,null,null,"02:18:00",0,0,0.51,0,0,0,{"$f":"appliance_sim_data!D150-N148","v":54},0]
[null,null,null,null,null,null,null,"02:19:00",0,0,0.53,0,0,0,{"$f":"appliance_sim_data!D151-N149","v":54},0]
[null,null,null,null,null,null,null,"02:20:00",0,0,0.64,0,0,0,{"$f":"appliance_sim_data!D152-N150","v":54},0]
[null,null,null,null,null,null,null,"02:21:00",0,0,0.66,0,0,0,{"$f":"appliance_sim_data!D153-N151","v":54},0]
[null,null,null,null,null,null,null,"02:22:00",0,0,0.7,0,0,0,{"$f":"appliance_sim_data!D154-N152","v":54},0]
[null,null,null,null,null,null,null,"02:23:00",0,0,0.77,0,0,0,{"$f":"appliance_sim_data!D155-N153","v":54},0]
[null,null,null,null,null,null,null,"02:24:00",0,0,0.77,0,0,0,{"$f":"appliance_sim_data!D156-N154","v":54},0]
[null,null,null,null,null,null,null,"02:25:00",0,0,0.75,0,0,0,{"$f":"appliance_sim_data!D157-N155","v":54},0]
[null,null,null,null,null,null,null,"02:26:00",0,0,0.38,0,0,0,{"$f":"appliance_sim_data!D158-N156","v":54},0]
[null,null,null,null,null,null,null,"02:27:00",0,0,0.38,0,0,0,{"$f":"appliance_sim_data!D159-N157","v":54},0]
[null,null,null,null,null,null,null,"02:28:00",0,0,0.37,0,0,0,{"$f":"appliance_sim_data!D160-N158","v":54},0]
[null,null,null,null,null,null,null,"02:29:00",0,0,0.38,0,0,0,{"$f":"appliance_sim_data!D161-N159","v":54},0]
[null,null,null,null,null,null,null,"02:30:00",0,0,0.5,0,0,0,{"$f":"appliance_sim_data!D162-N160","v":54},0]
[null,null,null,null,null,null,null,"02:31:00",0,0,0.53,0,0,0,{"$f":"appliance_sim_data!D163-N161","v":54},0]
[null,null,null,null,null,null,null,"02:32:00",0,0,0.54,0,0,0,{"$f":"appliance_sim_data!D164-N162","v":54},0]
[null,null,null,null,null,null,null,"02:33:00",0,0,0.54,0,0,0,{"$f":"appliance_sim_data!D165-N163","v":54},0]
[null,null,null,null,null,null,null,"02:34:00",0,0,0.54,0,0,0,{"$f":"appliance_sim_data!D166-N164","v":54},0]
[null,null,null,null,null,null,null,"02:35:00",0,0,0.53,0,0,0,{"$f":"appliance_sim_data!D167-N165","v":54},0]
[null,null,null,null,null,null,null,"02:36:00",0,0,0.53,0,0,0,{"$f":"appliance_sim_data!D168-N166","v":54},0]
[null,null,null,null,null,null,null,"02:37:00",0,0,0.41,0,0,0,{"$f":"appliance_sim_data!D169-N167","v":54},0]
[null,null,null,null,null,null,null,"02:38:00",0,0,0.4,0,0,0,{"$f":"appliance_sim_data!D170-N168","v":54},0]
[null,null,null,null,null,null,null,"02:39:00",0,0,0.41,0,0,0,{"$f":"appliance_sim_data!D171-N169","v":54},0]
[null,null,null,null,null,null,null,"02:40:00",0,0,0.41,0,0,0,{"$f":"appliance_sim_data!D172-N170","v":54},0]
[null,null,null,null,null,null,null,"02:41:00",0,0,0.43,0,0,0,{"$f":"appliance_sim_data!D173-N171","v":54},0]
[null,null,null,null,null,null,null,"02:42:00",0,0,0.37,0,0,0,{"$f":"appliance_sim_data!D174-N172","v":54},0]
[null,null,null,null,null,null,null,"02:43:00",0,0,0.38,0,0,0,{"$f":"appliance_sim_data!D175-N173","v":54},0]
[null,null,null,null,null,null,null,"02:44:00",0,0,0.41,0,0,0,{"$f":"appliance_sim_data!D176-N174","v":54},0]
[null,null,null,null,null,null,null,"02:45:00",0,0,0.4,0,0,0,{"$f":"appliance_sim_data!D177-N175","v":54},0]
[null,null,null,null,null,null,null,"02:46:00",0,0,0.41,0,0,0,{"$f":"appliance_sim_data!D178-N176","v":54},0]
[null,null,null,null,null,null,null,"02:47:00",0,0,0.37,0,0,0,{"$f":"appliance_sim_data!D179-N177","v":54},0]
[null,null,null,null,null,null,null,"02:48:00",0,0,0.28000000000000003,0,0,0,{"$f":"appliance_sim_data!D180-N178","v":54},0]
[null,null,null,null,null,null,null,"02:49:00",0,0,0.27,0,0,0,{"$f":"appliance_sim_data!D181-N179","v":54},0]
[null,null,null,null,null,null,null,"02:50:00",0,0,0.45,0,0,0,{"$f":"appliance_sim_data!D182-N180","v":54},0]
[null,null,null,null,null,null,null,"02:51:00",0,0,0.44,0,0,0,{"$f":"appliance_sim_data!D183-N181","v":54},0]
[null,null,null,null,null,null,null,"02:52:00",0,0,0.44,0,0,0,{"$f":"appliance_sim_data!D184-N182","v":54},0]
[null,null,null,null,null,null,null,"02:53:00",0,0,0.46,0,0,0,{"$f":"appliance_sim_data!D185-N183","v":54},0]
[null,null,null,null,null,null,null,"02:54:00",0,0,0.47,0,0,0,{"$f":"appliance_sim_data!D186-N184","v":54},0]
[null,null,null,null,null,null,null,"02:55:00",0,0,0.48,0,0,0,{"$f":"appliance_sim_data!D187-N185","v":54},0]
[null,null,null,null,null,null,null,"02:56:00",0,0,0.5,0,0,0,{"$f":"appliance_sim_data!D188-N186","v":232},0]
[null,null,null,null,null,null,null,"02:57:00",0,0,0.52,0,0,0,{"$f":"appliance_sim_data!D189-N187","v":232},0]
[null,null,null,null,null,null,null,"02:58:00",0,0,0.49,0,0,0,{"$f":"appliance_sim_data!D190-N188","v":232},0]
[null,null,null,null,null,null,null,"02:59:00",0,0,0.53,0,0,0,{"$f":"appliance_sim_data!D191-N189","v":232},0]
[null,null,null,null,null,null,null,"03:00:00",0,0,0.66,0,0,0,{"$f":"appliance_sim_data!D192-N190","v":232},0]
[null,null,null,null,null,null,null,"03:01:00",0,0,0.65,0,0,0,{"$f":"appliance_sim_data!D193-N191","v":232},0]
[null,null,null,null,null,null,null,"03:02:00",0,0,0.65,0,0,0,{"$f":"appliance_sim_data!D194-N192","v":232},0]
[null,null,null,null,null,null,null,"03:03:00",0,0,0.7,0,0,0,{"$f":"appliance_sim_data!D195-N193","v":232},0]
[null,null,null,null,null,null,null,"03:04:00",0,0,0.66,0,0,0,{"$f":"appliance_sim_data!D196-N194","v":232},0]
[null,null,null,null,null,null,null,"03:05:00",0,0,0.65,0,0,0,{"$f":"appliance_sim_data!D197-N195","v":232},0]
[null,null,null,null,null,null,null,"03:06:00",0,0,0.79,0,0,0,{"$f":"appliance_sim_data!D198-N196","v":232},0]
[null,null,null,null,null,null,null,"03:07:00",0,0,0.78,0,0,0,{"$f":"appliance_sim_data!D199-N197","v":232},0]
[null,null,null,null,null,null,null,"03:08:00",0,0,0.77,0,0,0,{"$f":"appliance_sim_data!D200-N198","v":232},0]
[null,null,null,null,null,null,null,"03:09:00",0,0,0.61,0,0,0,{"$f":"appliance_sim_data!D201-N199","v":232},0]
[null,null,null,null,null,null,null,"03:10:00",0,0,0.63,0,0,0,{"$f":"appliance_sim_data!D202-N200","v":232},0]
[null,null,null,null,null,null,null,"03:11:00",0,0,0.69,0,0,0,{"$f":"appliance_sim_data!D203-N201","v":232},0]
[null,null,null,null,null,null,null,"03:12:00",0,0,0.69,0,0,0,{"$f":"appliance_sim_data!D204-N202","v":232},0]
[null,null,null,null,null,null,null,"03:13:00",0,0,0.48,{"$f":"I203*K203","v":0},{"$f":"J203*K203","v":0},{"$f":"M203*$B$46*$B$47","v":0},{"$f":"appliance_sim_data!D205-N203","v":232},{"$f":"IF(O203<0, ABS(O203), 0)","v":0}]
[null,null,null,null,null,null,null,"03:14:00",0,0,0.54,0,0,0,{"$f":"appliance_sim_data!D206-N204","v":232},0]
[null,null,null,null,null,null,null,"03:15:00",0,0,0.56999999999999995,0,0,0,{"$f":"appliance_sim_data!D207-N205","v":232},0]
[null,null,null,null,null,null,null,"03:16:00",0,0,0.55000000000000004,0,0,0,{"$f":"appliance_sim_data!D208-N206","v":232},0]
[null,null,null,null,null,null,null,"03:17:00",0,0,0.54,0,0,0,{"$f":"appliance_sim_data!D209-N207","v":232},0]
[null,null,null,null,null,null,null,"03:18:00",0,0,0.53,0,0,0,{"$f":"appliance_sim_data!D210-N208","v":54},0]
[null,null,null,null,null,null,null,"03:19:00",0,0,0.36,0,0,0,{"$f":"appliance_sim_data!D211-N209","v":190},0]
[null,null,null,null,null,null,null,"03:20:00",0,0,0.46,0,0,0,{"$f":"appliance_sim_data!D212-N210","v":190},0]
[null,null,null,null,null,null,null,"03:21:00",0,0,0.69,0,0,0,{"$f":"appliance_sim_data!D213-N211","v":190},0]
[null,null,null,null,null,null,null,"03:22:00",0,0,0.6,0,0,0,{"$f":"appliance_sim_data!D214-N212","v":190},0]
[null,null,null,null,null,null,null,"03:23:00",0,0,0.6,0,0,0,{"$f":"appliance_sim_data!D215-N213","v":190},0]
[null,null,null,null,null,null,null,"03:24:00",0,0,0.56999999999999995,0,0,0,{"$f":"appliance_sim_data!D216-N214","v":190},0]
[null,null,null,null,null,null,null,"03:25:00",0,0,0.57999999999999996,0,0,0,{"$f":"appliance_sim_data!D217-N215","v":190},0]
[null,null,null,null,null,null,null,"03:26:00",0,0,0.59,0,0,0,{"$f":"appliance_sim_data!D218-N216","v":190},0]
[null,null,null,null,null,null,null,"03:27:00",0,0,0.57999999999999996,0,0,0,{"$f":"appliance_sim_data!D219-N217","v":190},0]
[null,null,null,null,null,null,null,"03:28:00",0,0,0.47,0,0,0,{"$f":"appliance_sim_data!D220-N218","v":190},0]
[null,null,null,null,null,null,null,"03:29:00",0,0,0.64,0,0,0,{"$f":"appliance_sim_data!D221-N219","v":190},0]
[null,null,null,null,null,null,null,"03:30:00",0,0,0.64,0,0,0,{"$f":"appliance_sim_data!D222-N220","v":190},0]
[null,null,null,null,null,null,null,"03:31:00",0,0,0.84,0,0,0,{"$f":"appliance_sim_data!D223-N221","v":190},0]
[null,null,null,null,null,null,null,"03:32:00",0,0,0.67,0,0,0,{"$f":"appliance_sim_data!D224-N222","v":190},0]
[null,null,null,null,null,null,null,"03:33:00",0,0,0.84,0,0,0,{"$f":"appliance_sim_data!D225-N223","v":190},0]
[null,null,null,null,null,null,null,"03:34:00",0,0,0.69,0,0,0,{"$f":"appliance_sim_data!D226-N224","v":190},0]
[null,null,null,null,null,null,null,"03:35:00",0,0,0.61,0,0,0,{"$f":"appliance_sim_data!D227-N225","v":190},0]
[null,null,null,null,null,null,null,"03:36:00",0,0,0.36,0,0,0,{"$f":"appliance_sim_data!D228-N226","v":190},0]
[null,null,null,null,null,null,null,"03:37:00",0,0,0.35,0,0,0,{"$f":"appliance_sim_data!D229-N227","v":190},0]
[null,null,null,null,null,null,null,"03:38:00",0,0,0.45,0,0,0,{"$f":"appliance_sim_data!D230-N228","v":190},0]
[null,null,null,null,null,null,null,"03:39:00",0,0,0.45,0,0,0,{"$f":"appliance_sim_data!D231-N229","v":54},0]
[null,null,null,null,null,null,null,"03:40:00",0,0,0.43,0,0,0,{"$f":"appliance_sim_data!D232-N230","v":54},0]
[null,null,null,null,null,null,null,"03:41:00",0,0,0.4,0,0,0,{"$f":"appliance_sim_data!D233-N231","v":54},0]
[null,null,null,null,null,null,null,"03:42:00",0,0,0.33,0,0,0,{"$f":"appliance_sim_data!D234-N232","v":54},0]
[null,null,null,null,null,null,null,"03:43:00",0,0,0.89,0,0,0,{"$f":"appliance_sim_data!D235-N233","v":54},0]
[null,null,null,null,null,null,null,"03:44:00",0,0,0.98,0,0,0,{"$f":"appliance_sim_data!D236-N234","v":54},0]
[null,null,null,null,null,null,null,"03:45:00",0,0,0.98,0,0,0,{"$f":"appliance_sim_data!D237-N235","v":54},0]
[null,null,null,null,null,null,null,"03:46:00",0,0,0.72,0,0,0,{"$f":"appliance_sim_data!D238-N236","v":54},0]
[null,null,null,null,null,null,null,"03:47:00",0,0,0.85,0,0,0,{"$f":"appliance_sim_data!D239-N237","v":54},0]
[null,null,null,null,null,null,null,"03:48:00",0,0,0.85,0,0,0,{"$f":"appliance_sim_data!D240-N238","v":54},0]
[null,null,null,null,null,null,null,"03:49:00",0,0,1,0,0,0,{"$f":"appliance_sim_data!D241-N239","v":54},0]
[null,null,null,null,null,null,null,"03:50:00",0,0,1,0,0,0,{"$f":"appliance_sim_data!D242-N240","v":54},0]
[null,null,null,null,null,null,null,"03:51:00",0,0,1,0,0,0,{"$f":"appliance_sim_data!D243-N241","v":54},0]
[null,null,null,null,null,null,null,"03:52:00",0,0,1,0,0,0,{"$f":"appliance_sim_data!D244-N242","v":54},0]
[null,null,null,null,null,null,null,"03:53:00",0,0,1,0,0,0,{"$f":"appliance_sim_data!D245-N243","v":54},0]
[null,null,null,null,null,null,null,"03:54:00",0,0,1,0,0,0,{"$f":"appliance_sim_data!D246-N244","v":54},0]
[null,null,null,null,null,null,null,"03:55:00",0,0,1,0,0,0,{"$f":"appliance_sim_data!D247-N245","v":54},0]
[null,null,null,null,null,null,null,"03:56:00",0,0,0.8,0,0,0,{"$f":"appliance_sim_data!D248-N246","v":54},0]
[null,null,null,null,null,null,null,"03:57:00",0,0,0.81,0,0,0,{"$f":"appliance_sim_data!D249-N247","v":54},0]
[null,null,null,null,null,null,null,"03:58:00",0,0,0.81,0,0,0,{"$f":"appliance_sim_data!D250-N248","v":54},0]
[null,null,null,null,null,null,null,"03:59:00",0,0,0.79,0,0,0,{"$f":"appliance_sim_data!D251-N249","v":54},0]
[null,null,null,null,null,null,null,"04:00:00",0,0,0.85,0,0,0,{"$f":"appliance_sim_data!D252-N250","v":54},0]
[null,null,null,null,null,null,null,"04:01:00",0,0,0.45,0,0,0,{"$f":"appliance_sim_data!D253-N251","v":54},0]
[null,null,null,null,null,null,null,"04:02:00",0,0,0.45,0,0,0,{"$f":"appliance_sim_data!D254-N252","v":54},0]
[null,null,null,null,null,null,null,"04:03:00",0,0,0.45,0,0,0,{"$f":"appliance_sim_data!D255-N253","v":54},0]
[null,null,null,null,null,null,null,"04:04:00",0,0,0.45,0,0,0,{"$f":"appliance_sim_data!D256-N254","v":54},0]
[null,null,null,null,null,null,null,"04:05:00",0,0,0.49,0,0,0,{"$f":"appliance_sim_data!D257-N255","v":54},0]
[null,null,null,null,null,null,null,"04:06:00",0,0,0.5,0,0,0,{"$f":"appliance_sim_data!D258-N256","v":54},0]
[null,null,null,null,null,null,null,"04:07:00",0,0,0.56999999999999995,0,0,0,{"$f":"appliance_sim_data!D259-N257","v":232},0]
[null,null,null,null,null,null,null,"04:08:00",0,0,0.53,0,0,0,{"$f":"appliance_sim_data!D260-N258","v":232},0]
[null,null,null,null,null,null,null,"04:09:00",0,0,0.41,0,0,0,{"$f":"appliance_sim_data!D261-N259","v":232},0]
[null,null,null,null,null,null,null,"04:10:00",0,0,0.39,0,0,0,{"$f":"appliance_sim_data!D262-N260","v":232},0]
[null,null,null,null,null,null,null,"04:11:00",0,0,0.4,0,0,0,{"$f":"appliance_sim_data!D263-N261","v":232},0]
[null,null,null,null,null,null,null,"04:12:00",0,0,0.68,0,0,0,{"$f":"appliance_sim_data!D264-N262","v":232},0]
[null,null,null,null,null,null,null,"04:13:00",0,0,0.82,0,0,0,{"$f":"appliance_sim_data!D265-N263","v":341},0]
[null,null,null,null,null,null,null,"04:14:00",0,0,0.82,0,0,0,{"$f":"appliance_sim_data!D266-N264","v":341},0]
[null,null,null,null,null,null,null,"04:15:00",0,0,0.71,0,0,0,{"$f":"appliance_sim_data!D267-N265","v":341},0]
[null,null,null,null,null,null,null,"04:16:00",0,0,0.2,0,0,0,{"$f":"appliance_sim_data!D268-N266","v":341},0]
[null,null,null,null,null,null,null,"04:17:00",0,0,0.21,{"$f":"I267*K267","v":0},{"$f":"J267*K267","v":0},{"$f":"M267*$B$46*$B$47","v":0},{"$f":"appliance_sim_data!D269-N267","v":341},{"$f":"IF(O267<0, ABS(O267), 0)","v":0}]
[null,null,null,null,null,null,null,"04:18:00",0,0,0.2,0,0,0,{"$f":"appliance_sim_data!D270-N268","v":341},0]
[null,null,null,null,null,null,null,"04:19:00",0,0,0.2,0,0,0,{"$f":"appliance_sim_data!D271-N269","v":341},0]
[null,null,null,null,null,null,null,"04:20:00",0,0,0.2,0,0,0,{"$f":"appliance_sim_data!D272-N270","v":341},0]
[null,null,null,null,null,null,null,"04:21:00",0,0,0.21,0,0,0,{"$f":"appliance_sim_data!D273-N271","v":341},0]
[null,null,null,null,null,null,null,"04:22:00",0,0,0.21,0,0,0,{"$f":"appliance_sim_data!D274-N272","v":341},0]
[null,null,null,null,null,null,null,"04:23:00",0,0,0.21,0,0,0,{"$f":"appliance_sim_data!D275-N273","v":341},0]
[null,null,null,null,null,null,null,"04:24:00",0,0,0.21,0,0,0,{"$f":"appliance_sim_data!D276-N274","v":477},0]
[null,null,null,null,null,null,null,"04:25:00",0,0,0.21,0,0,0,{"$f":"appliance_sim_data!D277-N275","v":477},0]
[null,null,null,null,null,null,null,"04:26:00",0,0,0.2,0,0,0,{"$f":"appliance_sim_data!D278-N276","v":477},0]
[null,null,null,null,null,null,null,"04:27:00",0,0,0.21,0,0,0,{"$f":"appliance_sim_data!D279-N277","v":477},0]
[null,null,null,null,null,null,null,"04:28:00",0,0,0.21,0,0,0,{"$f":"appliance_sim_data!D280-N278","v":477},0]
[null,null,null,null,null,null,null,"04:29:00",0,0,0.18,0,0,0,{"$f":"appliance_sim_data!D281-N279","v":299},0]
[null,null,null,null,null,null,null,"04:30:00",0,0,0.2,0,0,0,{"$f":"appliance_sim_data!D282-N280","v":299},0]
[null,null,null,null,null,null,null,"04:31:00",0,0,0.21,0,0,0,{"$f":"appliance_sim_data!D283-N281","v":190},0]
[null,null,null,null,null,null,null,"04:32:00",0,0,0.21,0,0,0,{"$f":"appliance_sim_data!D284-N282","v":190},0]
[null,null,null,null,null,null,null,"04:33:00",0,0,0.2,0,0,0,{"$f":"appliance_sim_data!D285-N283","v":190},0]
[null,null,null,null,null,null,null,"04:34:00",0,0,0.2,0,0,0,{"$f":"appliance_sim_data!D286-N284","v":190},0]
[null,null,null,null,null,null,null,"04:35:00",0,0,0.2,0,0,0,{"$f":"appliance_sim_data!D287-N285","v":190},0]
[null,null,null,null,null,null,null,"04:36:00",0,0,0.17,0,0,0,{"$f":"appliance_sim_data!D288-N286","v":190},0]
[null,null,null,null,null,null,null,"04:37:00",0,0,0.18,0,0,0,{"$f":"appliance_sim_data!D289-N287","v":190},0]
[null,null,null,null,null,null,null,"04:38:00",0,0,0.17,0,0,0,{"$f":"appliance_sim_data!D290-N288","v":190},0]
[null,null,null,null,null,null,null,"04:39:00",0,0,0.18,0,0,0,{"$f":"appliance_sim_data!D291-N289","v":190},0]
[null,null,null,null,null,null,null,"04:40:00",0,0,0.16,0,0,0,{"$f":"appliance_sim_data!D292-N290","v":190},0]
[null,null,null,null,null,null,null,"04:41:00",0,0,0.15,0,0,0,{"$f":"appliance_sim_data!D293-N291","v":190},0]
[null,null,null,null,null,null,null,"04:42:00",0,0,0.13,0,0,0,{"$f":"appliance_sim_data!D294-N292","v":190},0]
[null,null,null,null,null,null,null,"04:43:00",0,0,0.14000000000000001,0,0,0,{"$f":"appliance_sim_data!D295-N293","v":190},0]
[null,null,null,null,null,null,null,"04:44:00",0,0,0.14000000000000001,0,0,0,{"$f":"appliance_sim_data!D296-N294","v":54},0]
[null,null,null,null,null,null,null,"04:45:00",0,0,0.12,0,0,0,{"$f":"appliance_sim_data!D297-N295","v":54},0]
[null,null,null,null,null,null,null,"04:46:00",0,0,0.11,0,0,0,{"$f":"appliance_sim_data!D298-N296","v":54},0]
[null,null,null,null,null,null,null,"04:47:00",0,0,0.13,0,0,0,{"$f":"appliance_sim_data!D299-N297","v":54},0]
[null,null,null,null,null,null,null,"04:48:00",1.6048556529088359E-38,2.1669090910547541E-39,0.15,2.4072834793632538E-39,3.2503636365821312E-40,3.2503636365821316E-40,{"$f":"appliance_sim_data!D300-N298","v":54},0]
[null,null,null,null,null,null,null,"04:49:00",4.7385173619858986E-19,6.4926121426943537E-20,0.15,7.1077760429788482E-20,9.7389182140415306E-21,9.7389182140415306E-21,{"$f":"appliance_sim_data!D301-N299","v":54},0]
[null,null,null,null,null,null,null,"04:50:00",4.0201546233177689E-12,5.5887986537865735E-13,0.15,6.030231934976653E-13,8.3831979806798603E-14,8.3831979806798616E-14,{"$f":"appliance_sim_data!D302-N300","v":53.999999999999915},0]
[null,null,null,null,null,null,null,"04:51:00",1.4354383746007929E-8,2.0243572352815504E-9,0.14000000000000001,2.00961372444111E-9,2.8341001293941707E-10,2.8341001293941712E-10,{"$f":"appliance_sim_data!D303-N301","v":53.999999999716593},0]
[null,null,null,null,null,null,null,"04:52:00",2.0784848297099254E-6,2.97307718342404E-7,0.13,2.7020302786229033E-7,3.8650003384512522E-8,3.8650003384512522E-8,{"$f":"appliance_sim_data!D304-N302","v":53.999999961349999},0]
[null,null,null,null,null,null,null,"04:53:00",5.8959873358505093E-5,8.5527152554962921E-6,0.13,7.6647835366056619E-6,1.111852983214518E-6,1.111852983214518E-6,{"$f":"appliance_sim_data!D305-N303","v":53.999998888147019},0]
[null,null,null,null,null,null,null,"04:54:00",6.5214027250855148E-4,9.592009515254218E-5,0.14000000000000001,9.1299638151197217E-5,1.3428813321355906E-5,1.3428813321355908E-5,{"$f":"appliance_sim_data!D306-N304","v":53.999986571186682},0]
[null,null,null,null,null,null,null,"04:55:00",3.9856500199145686E-3,5.9432404018781946E-4,0.14000000000000001,5.5799100278803963E-4,8.320536562629473E-5,8.3205365626294744E-5,{"$f":"appliance_sim_data!D307-N305","v":53.999916794634373},0]
[null,null,null,null,null,null,null,"04:56:00",1.6365035867018519E-2,2.473617455332108E-3,0.14000000000000001,2.2911050213825931E-3,3.4630644374649517E-4,3.4630644374649517E-4,{"$f":"appliance_sim_data!D308-N306","v":53.999653693556255},0]
[null,null,null,null,null,null,null,"04:57:00",5.0801744852885085E-2,7.7825677333494218E-3,0.14000000000000001,7.1122442794039125E-3,1.0895594826689191E-3,1.0895594826689191E-3,{"$f":"appliance_sim_data!D309-N307","v":53.998910440517328},0]
[null,null,null,null,null,null,null,"04:58:00",0.12858662230801063,1.9962152901078486E-2,0.13,1.6716260900041382E-2,2.5950798771402035E-3,2.5950798771402039E-3,{"$f":"appliance_sim_data!D310-N308","v":53.997404920122861},0]
[null,null,null,null,null,null,null,"04:59:00",0.27915002389022109,4.390929510775983E-2,0.13,3.6289503105728746E-2,5.7082083640087782E-3,5.7082083640087782E-3,{"$f":"appliance_sim_data!D311-N309","v":53.994291791635995},0]
[null,null,null,null,null,null,null,"05:00:00",0.53835390128915017,8.5789673538139891E-2,0.13,6.9986007167589528E-2,1.1152657559958186E-2,1.1152657559958187E-2,{"$f":"appliance_sim_data!D312-N310","v":53.988847342440039},0]
[null,null,null,null,null,null,null,"05:01:00",0.94584807417208061,0.15267897889640189,0.15,0.14187721112581209,2.2901846834460282E-2,2.2901846834460282E-2,{"$f":"appliance_sim_data!D313-N311","v":53.977098153165542},0]
[null,null,null,null,null,null,null,"05:02:00",1.5421886085445184,0.25213294356533222,0.14000000000000001,0.21590640519623261,3.5298612099146517E-2,3.5298612099146524E-2,{"$f":"appliance_sim_data!D314-N312","v":53.964701387900853},0]
[null,null,null,null,null,null,null,"05:03:00",2.3662396491264515,0.39176869685222304,0.13,0.30761115438643871,5.0929930590788999E-2,5.0929930590788999E-2,{"$f":"appliance_sim_data!D315-N313","v":53.94907006940921},0]
[null,null,null,null,null,null,null,"05:04:00",3.4531431403847028,0.57890892619860024,0.12,0.41437717684616432,6.9469071143832023E-2,6.9469071143832037E-2,{"$f":"appliance_sim_data!D316-N314","v":53.930530928856165},0]
[null,null,null,null,null,null,null,"05:05:00",4.8329436044441039,0.8203116390596451,0.12,0.57995323253329245,9.8437396687157411E-2,9.8437396687157411E-2,{"$f":"appliance_sim_data!D317-N315","v":53.90156260331284},0]
[null,null,null,null,null,null,null,"05:06:00",6.5298275185300358,1.1219879400928146,0.12,0.78357930222360428,0.13463855281113773,0.13463855281113776,{"$f":"appliance_sim_data!D318-N316","v":53.86536144718886},0]
[null,null,null,null,null,null,null,"05:07:00",8.5618721628398529,1.4890984133414709,0.17,1.4555182676827751,0.25314673026805007,0.25314673026805007,{"$f":"appliance_sim_data!D319-N317","v":53.74685326973195},0]
[null,null,null,null,null,null,null,"05:08:00",10.94117842577846,1.9259134364424628,0.17,1.8600003323823384,0.32740528419521869,0.32740528419521869,{"$f":"appliance_sim_data!D320-N318","v":53.672594715804784},0]
[null,null,null,null,null,null,null,"05:09:00",13.674267722556559,2.4358217236993847,0.17,2.3246255128346154,0.41408969302889542,0.41408969302889542,{"$f":"appliance_sim_data!D321-N319","v":53.585910306971101},0]
[null,null,null,null,null,null,null,"05:10:00",16.762641346313309,3.0213726993806951,0.18,3.0172754423363957,0.54384708588852504,0.54384708588852504,{"$f":"appliance_sim_data!D322-N320","v":53.456152914111478},0]
[null,null,null,null,null,null,null,"05:11:00",20.203422631142811,3.6843406405493351,0.18,3.6366160736057056,0.66318131529888025,0.66318131529888025,{"$f":"appliance_sim_data!D323-N321","v":53.336818684701122},0]
[null,null,null,null,null,null,null,"05:12:00",23.990023520855001,4.4258011125906496,0.2,4.7980047041710003,0.88516022251812998,0.88516022251812998,{"$f":"appliance_sim_data!D324-N322","v":53.114839777481869},0]
[null,null,null,null,null,null,null,"05:13:00",28.112795325021967,5.246212630886891,0.2,5.6225590650043937,1.0492425261773783,1.0492425261773783,{"$f":"appliance_sim_data!D325-N323","v":52.95075747382262},0]
[null,null,null,null,null,null,null,"05:14:00",32.559637942290806,6.1454985343428801,0.19,6.1863312090352531,1.1676447215251473,1.1676447215251473,{"$f":"appliance_sim_data!D326-N324","v":52.83235527847485},0]
[null,null,null,null,null,null,null,"05:15:00",37.316552777967836,7.123125702496238,0.2,7.4633105555935675,1.4246251404992476,1.4246251404992476,{"$f":"appliance_sim_data!D327-N325","v":52.575374859500755},0]
[null,null,null,null,null,null,null,"05:16:00",42.368132472367002,8.1781780103881836,0.19,8.04994516974973,1.553853821973755,1.553853821973755,{"$f":"appliance_sim_data!D328-N326","v":52.446146178026247},0]
[null,null,null,null,null,null,null,"05:17:00",47.697985986392318,9.3094233478136097,0.18,8.5856374775506161,1.6756962026064497,1.6756962026064497,{"$f":"appliance_sim_data!D329-N327","v":52.324303797393547},0]
[null,null,null,null,null,null,null,"05:18:00",53.289101135379447,10.515373694148179,0.15,7.9933651703069168,1.5773060541222268,1.5773060541222268,{"$f":"appliance_sim_data!D330-N328","v":52.422693945877775},0]
[null,null,null,null,null,null,null,"05:19:00",59.124148815817811,11.79433819583514,0.15,8.868622322372671,1.7691507293752708,1.7691507293752708,{"$f":"appliance_sim_data!D331-N329","v":52.230849270624731},0]
[null,null,null,null,null,null,null,"05:20:00",65.185734331936416,13.144469492105083,0.13,8.4741454631517339,1.7087810339736609,1.7087810339736611,{"$f":"appliance_sim_data!D332-N330","v":52.291218966026342},0]
[null,null,null,null,null,null,null,"05:21:00",71.456601709103055,14.563803717511222,0.15,{"$f":"I331*K331","v":10.718490256365458},{"$f":"J331*K331","v":2.1845705576266834},{"$f":"M331*$B$46*$B$47","v":2.1845705576266834},{"$f":"appliance_sim_data!D333-N331","v":51.815429442373315},{"$f":"IF(O331<0, ABS(O331), 0)","v":0}]
[null,null,null,null,null,null,null,"05:22:00",77.919796909668321,16.050294710405218,0.14000000000000001,10.908771567353567,2.2470412594567306,2.2470412594567306,{"$f":"appliance_sim_data!D334-N332","v":51.752958740543271},0]
[null,null,null,null,null,null,null,"05:23:00",84.55879561200409,17.601842999718734,0.13,10.992643429560532,2.2882395899634353,2.2882395899634353,{"$f":"appliance_sim_data!D335-N333","v":51.711760410036561},0]
[null,null,null,null,null,null,null,"05:24:00",91.357600793997747,19.21632014717169,0.14000000000000001,12.790064111159685,2.6902848206040368,2.6902848206040368,{"$f":"appliance_sim_data!D336-N334","v":51.309715179395965},0]
[null,null,null,null,null,null,null,"05:25:00",98.300814859894771,20.891589001987604,0.16,15.728130377583163,3.3426542403180166,3.3426542403180166,{"$f":"appliance_sim_data!D337-N335","v":228.65734575968199},0]
[null,null,null,null,null,null,null,"05:26:00",105.37369051887565,22.625520390188644,0.16,16.859790483020102,3.6200832624301831,3.6200832624301835,{"$f":"appliance_sim_data!D338-N336","v":228.37991673756983},0]
[null,null,null,null,null,null,null,"05:27:00",112.56216410025482,24.416006717446198,0.15,16.884324615038221,3.6624010076169293,3.6624010076169293,{"$f":"appliance_sim_data!D339-N337","v":228.33759899238308},0]
[null,null,null,null,null,null,null,"05:28:00",119.852874494895,26.260972917945388,0.14000000000000001,16.779402429285302,3.6765362085123545,3.6765362085123545,{"$f":"appliance_sim_data!D340-N338","v":228.32346379148765},0]
[null,null,null,null,null,null,null,"05:29:00",127.23317045735294,28.158385134942751,0.12,15.267980454882352,3.37900621619313,3.3790062161931305,{"$f":"appliance_sim_data!D341-N339","v":228.62099378380688},0]
[null,null,null,null,null,null,null,"05:30:00",134.69110859357468,30.106257473576722,0.09,12.122199773421722,2.7095631726219049,2.7095631726219054,{"$f":"appliance_sim_data!D342-N340","v":229.2904368273781},0]
[null,null,null,null,null,null,null,"05:31:00",142.21544399615672,32.102657124280029,0.09,12.799389959654105,2.8892391411852025,2.8892391411852025,{"$f":"appliance_sim_data!D343-N341","v":229.11076085881479},0]
[null,null,null,null,null,null,null,"05:32:00",149.79561517158638,34.145708116394161,0.1,14.979561517158638,3.4145708116394164,3.4145708116394164,{"$f":"appliance_sim_data!D344-N342","v":228.58542918836059},0]
[null,null,null,null,null,null,null,"05:33:00",157.42172462884332,36.233593926621744,0.1,15.742172462884334,3.6233593926621745,3.6233593926621745,{"$f":"appliance_sim_data!D345-N343","v":228.37664060733783},0]
[null,null,null,null,null,null,null,"05:34:00",165.08451626230382,38.364559135725273,0.11,18.159296788853421,4.2201015049297803,4.2201015049297803,{"$f":"appliance_sim_data!D346-N344","v":227.77989849507023},0]
[null,null,null,null,null,null,null,"05:35:00",172.77535046022572,40.536910299292131,0.1,17.277535046022575,4.0536910299292135,4.0536910299292135,{"$f":"appliance_sim_data!D347-N345","v":227.94630897007079},0]
[null,null,null,null,null,null,null,"05:36:00",180.4861776989105,42.749016174150917,0.21,37.902097316771204,8.9772933965716923,8.9772933965716941,{"$f":"appliance_sim_data!D348-N346","v":223.0227066034283},0]
[null,null,null,null,null,null,null,"05:37:00",188.2095112383455,44.999307420916068,0.19,35.759807135285648,8.549868409974053,8.549868409974053,{"$f":"appliance_sim_data!D349-N347","v":223.45013159002593},0]
[null,null,null,null,null,null,null,"05:38:00",195.93839941383928,47.286275884791543,0.19,37.228295888629461,8.984392418110394,8.984392418110394,{"$f":"appliance_sim_data!D350-N348","v":223.01560758188961},0]
[null,null,null,null,null,null,null,"05:39:00",203.66639791690204,49.608473540940039,0.21,42.769943562549429,10.417779443597407,10.417779443597409,{"$f":"appliance_sim_data!D351-N349","v":221.5822205564026},0]
[null,null,null,null,null,null,null,"05:40:00",211.3875423742864,51.964511177083118,0.21,44.391383898600139,10.912547347187454,10.912547347187456,{"$f":"appliance_sim_data!D352-N350","v":221.08745265281254},0]
[null,null,null,null,null,null,null,"05:41:00",219.09632146427751,54.353056874303988,0.21,46.010227507498278,11.414141943603838,11.414141943603838,{"$f":"appliance_sim_data!D353-N351","v":220.58585805639615},0]
[null,null,null,null,null,null,null,"05:42:00",226.78765075172595,56.772834337019397,0.21,47.625406657862449,11.922295210774072,11.922295210774074,{"$f":"appliance_sim_data!D354-N352","v":220.07770478922592},0]
[null,null,null,null,null,null,null,"05:43:00",234.45684737601783,59.222621114537901,0.21,49.235937948963745,12.436750434052959,12.436750434052961,{"$f":"appliance_sim_data!D355-N353","v":355.56324956594705},0]
[null,null,null,null,null,null,null,"05:44:00",242.09960568762565,61.701246749370426,0.85,205.78466483448179,52.446059736964862,52.44605973696487,{"$f":"appliance_sim_data!D356-N354","v":315.55394026303514},0]
[null,null,null,null,null,null,null,"05:45:00",249.71197389747758,64.207590881261581,0.85,212.25517781285595,54.576452249072339,54.576452249072339,{"$f":"appliance_sim_data!D357-N355","v":313.42354775092764},0]
[null,null,null,null,null,null,null,"05:46:00",257.29033177817962,66.740581330702071,0.96,246.99871850705242,64.070958077473989,64.070958077473989,{"$f":"appliance_sim_data!D358-N356","v":303.92904192252604},0]
[null,null,null,null,null,null,null,"05:47:00",264.83136943583554,69.299192181238197,0.97,256.88642835276045,67.220216415801048,67.220216415801048,{"$f":"appliance_sim_data!D359-N357","v":122.77978358419895},0]
[null,null,null,null,null,null,null,"05:48:00",272.33206715522442,71.88244187618173,0.89,242.37553976814974,63.975373269801743,63.975373269801743,{"$f":"appliance_sim_data!D360-N358","v":235.02462673019826},0]
[null,null,null,null,null,null,null,"05:49:00",279.78967630846046,74.489391342163458,0.36,100.72428347104577,26.816180883178845,26.816180883178845,{"$f":"appliance_sim_data!D361-N359","v":272.18381911682116},0]
[null,null,null,null,null,null,null,"05:50:00",287.20170130759431,77.119142149356833,0.33,94.776561431506124,25.449316909287756,25.449316909287759,{"$f":"appliance_sim_data!D362-N360","v":273.55068309071225},0]
[null,null,null,null,null,null,null,"05:51:00",294.56588257417047,79.770834715971574,0.34,100.15240007521797,27.122083803430336,27.122083803430339,{"$f":"appliance_sim_data!D363-N361","v":271.87791619656969},0]
[null,null,null,null,null,null,null,"05:52:00",301.88018049335585,82.443646562794783,0.34,102.639261367741,28.030839831350228,28.030839831350228,{"$f":"appliance_sim_data!D364-N362","v":270.96916016864975},0]
[null,null,null,null,null,null,null,"05:53:00",309.14276031628265,85.136790622003986,0.33,102.01711090437328,28.095140905261317,28.095140905261317,{"$f":"appliance_sim_data!D365-N363","v":270.9048590947387},0]
[null,null,null,null,null,null,null,"05:54:00",316.35197797167427,87.84951360322799,0.32,101.23263295093577,28.111844353032957,28.111844353032957,{"$f":"appliance_sim_data!D366-N364","v":270.88815564696705},0]
[null,null,null,null,null,null,null,"05:55:00",323.50636674613406,90.58109441876465,0.34,109.9921646936856,30.797572102379984,30.797572102379988,{"$f":"appliance_sim_data!D367-N365","v":268.20242789762},0]
[null,null,null,null,null,null,null,"05:56:00",330.6046247917198,93.330842669019901,0.34,112.40557242918474,31.732486507466767,31.732486507466771,{"$f":"appliance_sim_data!D368-N366","v":267.26751349253323},0]
[null,null,null,null,null,null,null,"05:57:00",337.64560341923408,96.098097188527063,0.34,114.79950516253959,32.673353044099201,32.673353044099201,{"$f":"appliance_sim_data!D369-N367","v":266.3266469559008},0]
[null,null,null,null,null,null,null,"05:58:00",344.62829613598768,98.882224652331644,0.32,110.28105476351607,31.642311888746125,31.642311888746129,{"$f":"appliance_sim_data!D370-N368","v":267.35768811125388},0]
[null,null,null,null,null,null,null,"05:59:00",351.55182838756065,101.6826182420856,0.32,112.49658508401942,32.538437837467391,32.538437837467391,{"$f":"appliance_sim_data!D371-N369","v":266.46156216253263},0]
[null,null,null,null,null,null,null,"06:00:00",358.41544796405987,104.49869637082045,0.33,118.27709782813976,34.48456980237075,34.48456980237075,{"$f":"appliance_sim_data!D372-N370","v":264.51543019762926},0]
[null,null,null,null,null,null,null,"06:01:00",365.21851603266708,107.32990146509988,0.31,113.2177399701268,33.272269454180964,33.272269454180964,{"$f":"appliance_sim_data!D373-N371","v":265.72773054581904},0]
[null,null,null,null,null,null,null,"06:02:00",371.96049875962495,110.17569880302439,0.31,115.30775461548373,34.154466628937563,34.154466628937563,{"$f":"appliance_sim_data!D374-N372","v":264.84553337106246},0]
[null,null,null,null,null,null,null,"06:03:00",378.64095948636259,113.03557540641225,0.31,117.3786974407724,35.0410283759878,35.0410283759878,{"$f":"appliance_sim_data!D375-N373","v":127.95897162401221},0]
[null,null,null,null,null,null,null,"06:04:00",385.25955142598923,115.9090389853516,0.3,115.57786542779677,34.77271169560548,34.772711695605487,{"$f":"appliance_sim_data!D376-N374","v":128.22728830439451},0]
[null,null,null,null,null,null,null,"06:05:00",391.81601084804436,118.79561693325746,0.3,117.5448032544133,35.638685079977236,35.638685079977236,{"$f":"appliance_sim_data!D377-N375","v":127.36131492002276},0]
[null,null,null,null,null,null,null,"06:06:00",398.31015072095408,121.69485537050114,0.3,119.49304521628622,36.508456611150343,36.508456611150343,{"$f":"appliance_sim_data!D378-N376","v":17.491543388849657},0]
[null,null,null,null,null,null,null,"06:07:00",404.7418547833044,124.60631823467811,0.31,125.46997498282437,38.627958652750216,38.627958652750216,{"$f":"appliance_sim_data!D379-N377","v":15.372041347249784},0]
[null,null,null,null,null,null,null,"06:08:00",411.11107201656404,127.52958641556032,0.31,127.44443232513485,39.534171788823699,39.534171788823699,{"$f":"appliance_sim_data!D380-N378","v":14.465828211176301},0]
[null,null,null,null,null,null,null,"06:09:00",417.41781149347167,130.46425693280855,0.3,125.2253434480415,39.139277079842564,39.139277079842572,{"$f":"appliance_sim_data!D381-N379","v":14.860722920157428},0]
[null,null,null,null,null,null,null,"06:10:00",423.66213757776313,133.40994215454151,0.3,127.09864127332894,40.022982646362451,40.022982646362451,{"$f":"appliance_sim_data!D382-N380","v":13.977017353637549},0]
[null,null,null,null,null,null,null,"06:11:00",429.84416545235752,136.36626905489697,0.31,133.25169129023084,42.27354340701806,42.27354340701806,{"$f":"appliance_sim_data!D383-N381","v":11.72645659298194},0]
[null,null,null,null,null,null,null,"06:12:00",435.96405695450591,139.33287850877338,0.32,139.50849822544188,44.586521122807483,44.586521122807483,{"$f":"appliance_sim_data!D384-N382","v":9.4134788771925173},0]
[null,null,null,null,null,null,null,"06:13:00",442.02201669769607,142.30942462198141,0.33,145.86726551023972,46.962110125253865,46.962110125253872,{"$f":"appliance_sim_data!D385-N383","v":7.0378898747461278},0]
[null,null,null,null,null,null,null,"06:14:00",448.01828846139426,145.29557409511003,0.32,143.36585230764618,46.494583710435208,46.494583710435215,{"$f":"appliance_sim_data!D386-N384","v":7.5054162895647849},0]
[null,null,null,null,null,null,null,"06:15:00",453.95315183084915,148.29100561944611,0.32,145.26500858587173,47.453121798222753,47.453121798222753,{"$f":"appliance_sim_data!D387-N385","v":6.5468782017772469},0]
[null,null,null,null,null,null,null,"06:16:00",459.82691907035803,151.2954093033826,0.33,151.74288329321817,49.927485070116262,49.927485070116262,{"$f":"appliance_sim_data!D388-N386","v":4.072514929883738},0]
[null,null,null,null,null,null,null,"06:17:00",465.63993221440575,154.30848612777572,0.41,190.91237220790634,63.266479312388043,63.266479312388043,{"$f":"appliance_sim_data!D389-N387","v":-9.2664793123880429},9.2664793123880429]
[null,null,null,null,null,null,null,"06:18:00",471.3925603621442,157.32994742881016,0.37,174.41524733399336,58.212080548659756,58.212080548659756,{"$f":"appliance_sim_data!D390-N388","v":-4.2120805486597561},4.2120805486597561]
[null,null,null,null,null,null,null,"06:19:00",477.08519716157372,160.35951440696559,0.31,147.89641112008786,49.71144946615933,49.711449466159337,{"$f":"appliance_sim_data!D391-N389","v":4.2885505338406631},0]
[null,null,null,null,null,null,null,"06:20:00",482.7182584707291,163.39691766076632,0.28999999999999998,139.98829495651142,47.385106121622229,47.385106121622236,{"$f":"appliance_sim_data!D392-N390","v":6.6148938783777638},0]
[null,null,null,null,null,null,null,"06:21:00",488.29218018395233,166.44189674402952,0.28000000000000003,136.72181045150666,46.603731088328267,46.603731088328267,{"$f":"appliance_sim_data!D393-N391","v":7.3962689116717328},0]
[null,null,null,null,null,null,null,"06:22:00",493.80741621217618,169.4941997454174,0.28000000000000003,138.26607653940934,47.458375928716876,47.458375928716876,{"$f":"appliance_sim_data!D394-N392","v":6.541624071283124},0]
[null,null,null,null,null,null,null,"06:23:00",499.26443660682418,172.55358288912643,0.27,134.80139788384253,46.589467380064143,46.58946738006415,{"$f":"appliance_sim_data!D395-N393","v":7.4105326199358501},0]
[null,null,null,null,null,null,null,"06:24:00",504.66372581766308,175.6198101556306,0.28999999999999998,146.35248048712228,50.929744945132875,50.929744945132882,{"$f":"appliance_sim_data!D396-N394","v":3.0702550548671184},0]
[null,null,null,null,null,null,null,"06:25:00",510.0057810755664,178.69265292143234,0.3,{"$f":"I395*K395","v":153.0017343226699},{"$f":"J395*K395","v":53.607795876429698},{"$f":"M395*$B$46*$B$47","v":53.607795876429705},{"$f":"appliance_sim_data!D397-N395","v":0.39220412357029488},{"$f":"IF(O395<0, ABS(O395), 0)","v":0}]
[null,null,null,null,null,null,null,"06:26:00",515.29111089174694,181.77188961682839,0.28999999999999998,149.43442215860659,52.713847988880232,52.713847988880232,{"$f":"appliance_sim_data!D398-N396","v":1.2861520111197677},0]
[null,null,null,null,null,null,null,"06:27:00",520.52023366560638,184.85730540076159,0.3,156.1560700996819,55.457191620228478,55.457191620228485,{"$f":"appliance_sim_data!D399-N397","v":-1.4571916202284854},1.4571916202284854]
[null,null,null,null,null,null,null,"06:28:00",525.6936763938379,187.94869185185809,0.35,183.99278673784326,65.782042148150325,65.782042148150325,{"$f":"appliance_sim_data!D400-N398","v":-11.782042148150325},11.782042148150325]
[null,null,null,null,null,null,null,"06:29:00",530.81197347395573,191.04584667481726,0.39,207.01666965484273,74.507880203178729,74.507880203178729,{"$f":"appliance_sim_data!D401-N399","v":-20.507880203178729},20.507880203178729]
[null,null,null,null,null,null,null,"06:30:00",535.87566559583524,194.14857342133925,0.38,203.6327529264174,73.776457900108923,73.776457900108923,{"$f":"appliance_sim_data!D402-N400","v":-19.776457900108923},19.776457900108923]
[null,null,null,null,null,null,null,"06:31:00",540.88529871532774,197.25668122485129,0.46,248.80723740905077,90.738073363431596,90.738073363431596,{"$f":"appliance_sim_data!D403-N401","v":-36.738073363431596},36.738073363431596]
[null,null,null,null,null,null,null,"06:32:00",545.84142310436459,200.36998454829217,0.46,251.08705462800773,92.170192892214402,92.170192892214402,{"$f":"appliance_sim_data!D404-N402","v":-38.170192892214402},38.170192892214402]
[null,null,null,null,null,null,null,"06:33:00",550.74459247238747,203.4883029442986,0.62,341.4616473328802,126.16274782546513,126.16274782546515,{"$f":"appliance_sim_data!D405-N403","v":-72.162747825465146},72.162747825465146]
[null,null,null,null,null,null,null,"06:34:00",555.59536315424361,206.61146082712628,0.75,416.69652236568271,154.95859562034471,154.95859562034471,{"$f":"appliance_sim_data!D406-N404","v":-100.95859562034471},100.95859562034471]
[null,null,null,null,null,null,null,"06:35:00",560.39429336005401,209.73928725571756,0.75,420.29572002004051,157.30446544178818,157.30446544178818,{"$f":"appliance_sim_data!D407-N405","v":-103.30446544178818},103.30446544178818]
[null,null,null,null,null,null,null,"06:36:00",565.14194248282365,212.87161572731952,0.75,423.85645686211774,159.65371179548964,159.65371179548967,{"$f":"appliance_sim_data!D408-N406","v":-105.65371179548967},105.65371179548967]
[null,null,null,null,null,null,null,"06:37:00",569.83887045988683,216.00828398112219,0.75,427.3791528449151,162.00621298584164,162.00621298584167,{"$f":"appliance_sim_data!D409-N407","v":-108.00621298584167},108.00621298584167]
[null,null,null,null,null,null,null,"06:38:00",574.48563718450634,219.14913381138652,0.76,436.60908426022485,166.55334169665375,166.55334169665377,{"$f":"appliance_sim_data!D410-N408","v":65.446658303346226},0]
[null,null,null,null,null,null,null,"06:39:00",579.08280196422606,222.2940108895879,0.78,451.68458553209632,173.38932849387857,173.38932849387857,{"$f":"appliance_sim_data!D411-N409","v":58.610671506121435},0]
[null,null,null,null,null,null,null,"06:40:00",583.63092302277153,225.44276459509592,0.81,472.74104764844498,182.6086393220277,182.6086393220277,{"$f":"appliance_sim_data!D412-N410","v":49.391360677972301},0]
[null,null,null,null,null,null,null,"06:41:00",588.13055704253509,228.59524785396465,0.9,529.31750133828155,205.73572306856818,205.73572306856818,{"$f":"appliance_sim_data!D413-N411","v":26.264276931431823},0]
[null,null,null,null,null,null,null,"06:42:00",592.58225874487403,231.75131698541622,0.9,533.32403287038665,208.57618528687462,208.57618528687465,{"$f":"appliance_sim_data!D414-N412","v":23.423814713125353},0]
[null,null,null,null,null,null,null,"06:43:00",596.98658050561437,234.91083155561935,0.98,585.04684889550208,230.21261492450697,230.21261492450697,{"$f":"appliance_sim_data!D415-N413","v":1.7873850754930345},0]
[null,null,null,null,null,null,null,"06:44:00",601.34407200336807,238.07365423840315,0.95,571.27686840319961,226.16997152648298,226.16997152648301,{"$f":"appliance_sim_data!D416-N414","v":5.8300284735169896},0]
[null,null,null,null,null,null,null,"06:45:00",605.65527989838711,241.23965068254131,0.95,575.37251590346773,229.17766814841423,229.17766814841426,{"$f":"appliance_sim_data!D417-N415","v":2.8223318515857443},0]
[null,null,null,null,null,null,null,"06:46:00",609.92074753986776,244.408689385287,0.9,548.92867278588096,219.96782044675831,219.96782044675831,{"$f":"appliance_sim_data!D418-N416","v":12.03217955324169},0]
[null,null,null,null,null,null,null,"06:47:00",614.14101469972979,247.58064157183529,0.81,497.45422190678119,200.54031967318659,200.54031967318659,{"$f":"appliance_sim_data!D419-N417","v":31.459680326813412},0]
[null,null,null,null,null,null,null,"06:48:00",618.31661733104693,250.7553810804194,0.63,389.53946891855958,157.97589008066421,157.97589008066421,{"$f":"appliance_sim_data!D420-N418","v":74.024109919335785},0]
[null,null,null,null,null,null,null,"06:49:00",622.44808734940841,253.93278425275452,0.61,379.69333328313911,154.89899839418024,154.89899839418024,{"$f":"appliance_sim_data!D421-N419","v":77.101001605819761},0]
[null,null,null,null,null,null,null,"06:50:00",626.53595243562893,257.11272982957149,1,626.53595243562893,257.11272982957149,257.11272982957149,{"$f":"appliance_sim_data!D422-N420","v":-25.112729829571492},25.112729829571492]
[null,null,null,null,null,null,null,"06:51:00",630.58073585829982,260.29509885097201,1,630.58073585829982,260.29509885097201,260.29509885097201,{"$f":"appliance_sim_data!D423-N421","v":-28.29509885097201},28.29509885097201]
[null,null,null,null,null,null,null,"06:52:00",634.58295631480996,263.47977456138517,1,634.58295631480996,263.47977456138517,263.47977456138517,{"$f":"appliance_sim_data!D424-N422","v":-31.47977456138517},31.47977456138517]
[null,null,null,null,null,null,null,"06:53:00",638.54312778951873,266.66664231887944,1,638.54312778951873,266.66664231887944,266.66664231887944,{"$f":"appliance_sim_data!D425-N423","v":-34.66664231887944},34.66664231887944]
[null,null,null,null,null,null,null,"06:54:00",642.46175942788716,269.85558950863344,1,642.46175942788716,269.85558950863344,269.85558950863344,{"$f":"appliance_sim_data!D426-N424","v":-37.855589508633443},37.855589508633443]
[null,null,null,null,null,null,null,"06:55:00",646.33935542541803,273.0465054603435,1,646.33935542541803,273.0465054603435,273.0465054603435,{"$f":"appliance_sim_data!D427-N425","v":-41.046505460343496},41.046505460343496]
[null,null,null,null,null,null,null,"06:56:00",650.17641493036479,276.23928136939151,1,650.17641493036479,276.23928136939151,276.23928136939151,{"$f":"appliance_sim_data!D428-N426","v":-44.239281369391506},44.239281369391506]
[null,null,null,null,null,null,null,"06:57:00",653.97343195921383,279.43381022158309,1,653.97343195921383,279.43381022158309,279.43381022158309,{"$f":"appliance_sim_data!D429-N427","v":-47.433810221583087},47.433810221583087]
[null,null,null,null,null,null,null,"06:58:00",657.73089532401696,282.6299867212781,1,657.73089532401696,282.6299867212781,282.6299867212781,{"$f":"appliance_sim_data!D430-N428","v":-50.629986721278101},50.629986721278101]
[null,null,null,null,null,null,null,"06:59:00",661.44928857072694,285.82770722276081,1,661.44928857072694,285.82770722276081,285.82770722276081,{"$f":"appliance_sim_data!D431-N429","v":-53.827707222760807},53.827707222760807]
[null,null,null,null,null,null,null,"07:00:00",665.12908992771668,289.02686966468309,1,665.12908992771668,289.02686966468309,289.02686966468309,{"$f":"appliance_sim_data!D432-N430","v":-235.02686966468309},235.02686966468309]
[null,null,null,null,null,null,null,"07:01:00",668.77077226375047,292.22737350744018,1,668.77077226375047,292.22737350744018,292.22737350744018,{"$f":"appliance_sim_data!D433-N431","v":-238.22737350744018},238.22737350744018]
[null,null,null,null,null,null,null,"07:02:00",672.37480305469069,295.42911967333464,0.99,665.65105502414383,292.47482847660132,292.47482847660132,{"$f":"appliance_sim_data!D434-N432","v":-238.47482847660132},238.47482847660132]
[null,null,null,null,null,null,null,"07:03:00",675.94164435830248,298.63201048940067,1,675.94164435830248,298.63201048940067,298.63201048940067,{"$f":"appliance_sim_data!D435-N433","v":-244.63201048940067},244.63201048940067]
[null,null,null,null,null,null,null,"07:04:00",679.47175279653209,301.83594963275362,1,679.47175279653209,301.83594963275362,301.83594963275362,{"$f":"appliance_sim_data!D436-N434","v":-247.83594963275362},247.83594963275362]
[null,null,null,null,null,null,null,"07:05:00",682.96557954470529,305.04084207835871,1,682.96557954470529,305.04084207835871,305.04084207835871,{"$f":"appliance_sim_data!D437-N435","v":1873.9591579216412},0]
[null,null,null,null,null,null,null,"07:06:00",686.42357032709822,308.24659404909073,1,686.42357032709822,308.24659404909073,308.24659404909073,{"$f":"appliance_sim_data!D438-N436","v":1870.7534059509094},0]
[null,null,null,null,null,null,null,"07:07:00",689.84616541839978,311.45311296798911,1,689.84616541839978,311.45311296798911,311.45311296798911,{"$f":"appliance_sim_data!D439-N437","v":1867.546887032011},0]
[null,null,null,null,null,null,null,"07:08:00",693.2337996505911,314.6603074125976,1,693.2337996505911,314.6603074125976,314.6603074125976,{"$f":"appliance_sim_data!D440-N438","v":18.339692587402396},0]
[null,null,null,null,null,null,null,"07:09:00",696.5869024248168,317.86808707129637,1,696.5869024248168,317.86808707129637,317.86808707129643,{"$f":"appliance_sim_data!D441-N439","v":55.131912928703571},0]
[null,null,null,null,null,null,null,"07:10:00",699.90589772784574,321.07636270153483,0.89,622.91624897778274,285.757962804366,285.757962804366,{"$f":"appliance_sim_data!D442-N440","v":87.242037195633998},0]
[null,null,null,null,null,null,null,"07:11:00",703.19120415273608,324.28504608986879,0.7,492.23384290691524,226.99953226290813,226.99953226290813,{"$f":"appliance_sim_data!D443-N441","v":106.00046773709187},0]
[null,null,null,null,null,null,null,"07:12:00",706.44323492336753,327.4940500137339,0.68,480.38139974788993,222.69595400933906,222.69595400933906,{"$f":"appliance_sim_data!D444-N442","v":110.30404599066094},0]
[null,null,null,null,null,null,null,"07:13:00",709.66239792249905,330.70328820485946,0.68,482.57043058729937,224.87823597930446,224.87823597930446,{"$f":"appliance_sim_data!D445-N443","v":108.12176402069554},0]
[null,null,null,null,null,null,null,"07:14:00",712.84909572306117,333.91267531426234,0.68,484.73738509168163,227.0606192136984,227.06061921369843,{"$f":"appliance_sim_data!D446-N444","v":105.93938078630157},0]
[null,null,null,null,null,null,null,"07:15:00",716.00372562238351,337.12212687873705,0.84,601.44312952280211,283.18258657813914,283.18258657813914,{"$f":"appliance_sim_data!D447-N445","v":49.817413421860863},0]
[null,null,null,null,null,null,null,"07:16:00",719.12667967910568,340.33155928878432,0.85,611.25767772723987,289.28182539546668,289.28182539546668,{"$f":"appliance_sim_data!D448-N446","v":43.718174604533317},0]
[null,null,null,null,null,null,null,"07:17:00",722.21834475251148,343.54088975790324,0.86,621.10777648715987,295.44516519179678,295.44516519179678,{"$f":"appliance_sim_data!D449-N447","v":37.554834808203225},0]
[null,null,null,null,null,null,null,"07:18:00",725.27910254406902,346.75003629319713,0.85,616.48723716245865,294.73753084921753,294.73753084921753,{"$f":"appliance_sim_data!D450-N448","v":38.262469150782465},0]
[null,null,null,null,null,null,null,"07:19:00",728.30932964094859,349.95891766722315,0.85,619.06293019480631,297.46508001713966,297.46508001713966,{"$f":"appliance_sim_data!D451-N449","v":35.534919982860345},0]
[null,null,null,null,null,null,null,"07:20:00",731.30939756132966,353.16745339103977,0.85,621.61298792713023,300.19233538238382,300.19233538238382,{"$f":"appliance_sim_data!D452-N450","v":141.80766461761618},0]
[null,null,null,null,null,null,null,"07:21:00",734.27967280130053,356.37556368838807,0.85,624.13772188110545,302.91922913512985,302.91922913512985,{"$f":"appliance_sim_data!D453-N451","v":139.08077086487015},0]
[null,null,null,null,null,null,null,"07:22:00",737.22051688318732,359.5831694709716,0.84,619.2652341818773,302.04986235561614,302.04986235561614,{"$f":"appliance_sim_data!D454-N452","v":139.95013764438386},0]
[null,null,null,null,null,null,null,"07:23:00",740.13228640514069,362.79019231476929,0.84,621.71112058031815,304.7437615444062,304.7437615444062,{"$f":"appliance_sim_data!D455-N453","v":137.2562384555938},0]
[null,null,null,null,null,null,null,"07:24:00",743.01533309183844,365.99655443735077,0.74,549.83134648796045,270.83745028363955,270.83745028363955,{"$f":"appliance_sim_data!D456-N454","v":171.16254971636045},0]
[null,null,null,null,null,null,null,"07:25:00",745.87000384616022,369.20217867614059,0.64,477.35680246154254,236.28939435272997,236.28939435272997,{"$f":"appliance_sim_data!D457-N455","v":205.71060564727003},0]
[null,null,null,null,null,null,null,"07:26:00",748.6966408017023,372.40698846759403,0.75,561.5224806012767,279.3052413506955,279.3052413506955,{"$f":"appliance_sim_data!D458-N456","v":162.6947586493045},0]
[null,null,null,null,null,null,null,"07:27:00",751.49558137602094,375.61090782724671,0.78,586.1665534732964,292.97650810525244,292.97650810525244,{"$f":"appliance_sim_data!D459-N457","v":149.02349189474756},0]
[null,null,null,null,null,null,null,"07:28:00",754.26715832447792,378.81386133059283,0.78,588.32838349309282,295.47481183786243,295.47481183786243,{"$f":"appliance_sim_data!D460-N458","v":10.525188162137567},0]
[null,null,null,null,null,null,null,"07:29:00",757.01169979460008,382.01577409476624,0.78,{"$f":"I459*K459","v":590.46912583978803},{"$f":"J459*K459","v":297.97230379391766},{"$f":"M459*$B$46*$B$47","v":297.97230379391766},{"$f":"appliance_sim_data!D461-N459","v":8.0276962060823394},{"$f":"IF(O459<0, ABS(O459), 0)","v":0}]
[null,null,null,null,null,null,null,"07:30:00",759.72952938084461,385.21657176098199,0.78,592.58903291705883,300.46892597356594,300.46892597356594,{"$f":"appliance_sim_data!D462-N460","v":5.5310740264340552},0]
[null,null,null,null,null,null,null,"07:31:00",762.42096617968627,388.41618047770999,0.78,594.68835362015534,302.96462077261378,302.96462077261378,{"$f":"appliance_sim_data!D463-N461","v":3.0353792273862155},0]
[null,null,null,null,null,null,null,"07:32:00",765.08632484494228,391.61452688454659,0.78,596.767333379055,305.45933096994634,305.45933096994634,{"$f":"appliance_sim_data!D464-N462","v":0.54066903005366385},0]
[null,null,null,null,null,null,null,"07:33:00",767.72591564326046,394.81153809675948,0.94,721.66236070466482,371.12284581095389,371.12284581095395,{"$f":"appliance_sim_data!D465-N463","v":-65.122845810953947},65.122845810953947]
[null,null,null,null,null,null,null,"07:34:00",770.34004450969394,398.00714169046898,0.94,724.11964183911221,374.1267131890408,374.12671318904086,{"$f":"appliance_sim_data!D466-N464","v":-68.126713189040856},68.126713189040856]
[null,null,null,null,null,null,null,"07:35:00",772.9290131033074,401.20126568845109,0.94,726.55327231710896,377.12918974714398,377.12918974714398,{"$f":"appliance_sim_data!D467-N465","v":-71.129189747143982},71.129189747143982]
[null,null,null,null,null,null,null,"07:36:00",775.4931188627404,404.39383854652061,0.94,728.96353173097589,380.13020823372938,380.13020823372938,{"$f":"appliance_sim_data!D468-N466","v":-74.130208233729377},74.130208233729377]
[null,null,null,null,null,null,null,"07:37:00",778.03265506168725,407.58478914048641,0.93,723.57036920736914,379.05385390065237,379.05385390065243,{"$f":"appliance_sim_data!D469-N467","v":-58.053853900652427},58.053853900652427]
[null,null,null,null,null,null,null,"07:38:00",780.54791086422961,410.7740467536409,0.43,335.6356016716187,176.63284010406559,176.63284010406562,{"$f":"appliance_sim_data!D470-N468","v":35.367159895934378},0]
[null,null,null,null,null,null,null,"07:39:00",783.03917137998303,413.96154106477292,0.42,328.87645197959284,173.86384724720463,173.86384724720463,{"$f":"appliance_sim_data!D471-N469","v":38.136152752795368},0]
[null,null,null,null,null,null,null,"07:40:00",785.50671771900852,417.14720213667283,0.43,337.76788861917368,179.37329691876931,179.37329691876931,{"$f":"appliance_sim_data!D472-N470","v":32.626703081230687},0]
[null,null,null,null,null,null,null,"07:41:00",787.95082704645404,420.33096040511646,0.33,260.02377292532987,138.70921693368842,138.70921693368842,{"$f":"appliance_sim_data!D473-N471","v":73.290783066311576},0]
[null,null,null,null,null,null,null,"07:42:00",790.37177263688625,423.51274666830449,0.34,268.72640269654136,143.99433386722353,143.99433386722353,{"$f":"appliance_sim_data!D474-N472","v":68.005666132776469},0]
[null,null,null,null,null,null,null,"07:43:00",792.76982392828063,426.69249207674068,0.35,277.46943837489817,149.34237222685923,149.34237222685923,{"$f":"appliance_sim_data!D475-N473","v":62.657627773140774},0]
[null,null,null,null,null,null,null,"07:44:00",795.14524657564004,429.87012812352896,0.34,270.34938383571762,146.15584356199986,146.15584356199986,{"$f":"appliance_sim_data!D476-N474","v":65.844156438000141},0]
[null,null,null,null,null,null,null,"07:45:00",797.49830250421098,433.04558663507237,0.31,247.22447377630542,134.24413185687243,134.24413185687243,{"$f":"appliance_sim_data!D477-N475","v":77.755868143127572},0]
[null,null,null,null,null,null,null,"07:46:00",799.82924996228076,436.21879976216292,0.33,263.94365248755264,143.95220392151376,143.95220392151376,{"$f":"appliance_sim_data!D478-N476","v":68.047796078486243},0]
[null,null,null,null,null,null,null,"07:47:00",802.13834357352141,439.38969997143676,0.28999999999999998,232.62011963632119,127.42301299171665,127.42301299171666,{"$f":"appliance_sim_data!D479-N477","v":84.576987008283339},0]
[null,null,null,null,null,null,null,"07:48:00",804.42583438887038,442.55822003719146,0.25,201.1064585972176,110.63955500929787,110.63955500929788,{"$f":"appliance_sim_data!D480-N478","v":101.36044499070212},0]
[null,null,null,null,null,null,null,"07:49:00",806.69196993792082,445.72429303353562,0.22,177.47223338634259,98.059344467377841,98.059344467377855,{"$f":"appliance_sim_data!D481-N479","v":113.94065553262215},0]
[null,null,null,null,null,null,null,"07:50:00",808.93699427981551,448.88785232688031,0.23,186.05550868435756,103.24420603518247,103.24420603518247,{"$f":"appliance_sim_data!D482-N480","v":108.75579396481753},0]
[null,null,null,null,null,null,null,"07:51:00",811.16114805361701,452.04883156873001,0.23,186.56706405233192,103.97123126080791,103.97123126080793,{"$f":"appliance_sim_data!D483-N481","v":108.02876873919207},0]
[null,null,null,null,null,null,null,"07:52:00",813.3646685281534,455.20716468878868,0.23,187.07387376147528,104.69764787842141,104.69764787842142,{"$f":"appliance_sim_data!D484-N482","v":285.30235212157856},0]
[null,null,null,null,null,null,null,"07:53:00",815.54778965131902,458.3627858883483,0.21,171.26503582677699,96.256185036553134,96.256185036553134,{"$f":"appliance_sim_data!D485-N483","v":293.74381496344688},0]
[null,null,null,null,null,null,null,"07:54:00",817.71074209882704,461.515629633961,0.21,171.71925584075368,96.918282223131811,96.918282223131826,{"$f":"appliance_sim_data!D486-N484","v":293.08171777686817},0]
[null,null,null,null,null,null,null,"07:55:00",819.85375332239914,464.66563065137558,0.22,180.36782573092782,102.22643874330262,102.22643874330264,{"$f":"appliance_sim_data!D487-N485","v":287.77356125669735},0]
[null,null,null,null,null,null,null,"07:56:00",821.97704759739042,467.81272391973397,0.23,189.0547209473998,107.59692650153882,107.59692650153882,{"$f":"appliance_sim_data!D488-N486","v":282.4030734984612},0]
[null,null,null,null,null,null,null,"07:57:00",824.08084606984096,470.95684466601489,0.22,181.29778613536502,103.61050582652328,103.61050582652329,{"$f":"appliance_sim_data!D489-N487","v":286.38949417347669},0]
[null,null,null,null,null,null,null,"07:58:00",826.1653668029478,474.09792835971336,0.2,165.23307336058957,94.819585671942676,94.819585671942676,{"$f":"appliance_sim_data!D490-N488","v":295.18041432805734},0]
[null,null,null,null,null,null,null,"07:59:00",828.23082482295604,477.23591070775137,0.2,165.64616496459121,95.447182141550286,95.447182141550286,{"$f":"appliance_sim_data!D491-N489","v":294.55281785844971},0]
[null,null,null,null,null,null,null,"08:00:00",830.27743216446299,480.37072764960453,0.21,174.35826075453721,100.87785280641695,100.87785280641697,{"$f":"appliance_sim_data!D492-N490","v":289.12214719358303},0]
[null,null,null,null,null,null,null,"08:01:00",832.30539791513741,483.5023153526455,0.27,224.72245743708712,130.5456251452143,130.5456251452143,{"$f":"appliance_sim_data!D493-N491","v":259.45437485478567},0]
[null,null,null,null,null,null,null,"08:02:00",834.31492825984651,486.63061020768333,0.3,250.29447847795393,145.98918306230499,145.98918306230499,{"$f":"appliance_sim_data!D494-N492","v":244.01081693769501},0]
[null,null,null,null,null,null,null,"08:03:00",836.30622652419538,489.75554882470408,0.28999999999999998,242.52880569201665,142.02910915916416,142.02910915916416,{"$f":"appliance_sim_data!D495-N493","v":247.97089084083584},0]
[null,null,null,null,null,null,null,"08:04:00",838.27949321747565,492.87706802879518,0.38,318.54620742264075,187.29328585094217,187.2932858509422,{"$f":"appliance_sim_data!D496-N494","v":202.7067141490578},0]
[null,null,null,null,null,null,null,"08:05:00",840.23492607502612,495.99510485625387,0.5,420.11746303751306,247.99755242812694,247.99755242812694,{"$f":"appliance_sim_data!D497-N495","v":142.00244757187306},0]
[null,null,null,null,null,null,null,"08:06:00",842.1727201000034,499.10959655086401,0.53,446.35154165300185,264.52808617195797,264.52808617195797,{"$f":"appliance_sim_data!D498-N496","v":125.47191382804203},0]
[null,null,null,null,null,null,null,"08:07:00",844.09306760456934,502.22048056034714,0.56000000000000005,472.6921178585589,281.24346911379445,281.24346911379445,{"$f":"appliance_sim_data!D499-N497","v":108.75653088620555},0]
[null,null,null,null,null,null,null,"08:08:00",845.99615825049113,505.32769453296612,0.56000000000000005,473.75784862027507,282.98350893846106,282.98350893846106,{"$f":"appliance_sim_data!D500-N498","v":107.01649106153894},0]
[null,null,null,null,null,null,null,"08:09:00",847.88217908916351,508.43117631429084,0.55000000000000004,466.33519849903996,279.63714697285997,279.63714697285997,{"$f":"appliance_sim_data!D501-N499","v":110.36285302714003},0]
[null,null,null,null,null,null,null,"08:10:00",849.75131460105047,511.53086394410849,0.59,501.35327561461975,301.80320972702401,301.80320972702401,{"$f":"appliance_sim_data!D502-N500","v":88.196790272975989},0]
[null,null,null,null,null,null,null,"08:11:00",851.60374673455328,514.62669565347687,0.53,451.34998576931326,272.75214869634277,272.75214869634277,{"$f":"appliance_sim_data!D503-N501","v":117.24785130365723},0]
[null,null,null,null,null,null,null,"08:12:00",853.43965494430779,517.71860986191916,0.49,418.18543092271079,253.68211883234039,253.68211883234039,{"$f":"appliance_sim_data!D504-N502","v":136.31788116765961},0]
[null,null,null,null,null,null,null,"08:13:00",855.25921622891462,520.80654517474591,0.6,513.15552973734873,312.48392710484751,312.48392710484751,{"$f":"appliance_sim_data!D505-N503","v":77.51607289515249},0]
[null,null,null,null,null,null,null,"08:14:00",857.06260516810869,523.89044038051111,0.64,548.52006730758956,335.2898818435271,335.28988184352716,{"$f":"appliance_sim_data!D506-N504","v":-123.28988184352716},123.28988184352716]
[null,null,null,null,null,null,null,"08:15:00",858.84999395936825,526.97023444858439,0.65,558.25249607358933,342.53065239157985,342.53065239157991,{"$f":"appliance_sim_data!D507-N505","v":-130.53065239157991},130.53065239157991]
[null,null,null,null,null,null,null,"08:16:00",860.62155245397491,530.04586652684793,0.84,722.92210406133893,445.23852788255226,445.23852788255226,{"$f":"appliance_sim_data!D508-N506","v":-233.23852788255226},233.23852788255226]
[null,null,null,null,null,null,null,"08:17:00",862.37744819252407,533.11727593950332,0.85,733.02083096364549,453.1496845485778,453.14968454857785,{"$f":"appliance_sim_data!D509-N507","v":-241.14968454857785},241.14968454857785]
[null,null,null,null,null,null,null,"08:18:00",864.11784643989472,536.18440218498984,0.39,337.00596011155898,209.11191685214604,209.11191685214604,{"$f":"appliance_sim_data!D510-N508","v":2.8880831478539619},0]
[null,null,null,null,null,null,null,"08:19:00",865.8429102196809,539.24718493400735,0.41,354.99559319006914,221.091345822943,221.09134582294303,{"$f":"appliance_sim_data!D511-N509","v":-9.0913458229430262},9.0913458229430262]
[null,null,null,null,null,null,null,"08:20:00",867.55280034809596,542.30556402764478,0.44,381.7232321531622,238.61444817216369,238.61444817216372,{"$f":"appliance_sim_data!D512-N510","v":-26.614448172163719},26.614448172163719]
[null,null,null,null,null,null,null,"08:21:00",869.24767546734665,545.35947947559839,0.56999999999999995,495.47117501638758,310.85490330109104,310.8549033010911,{"$f":"appliance_sim_data!D513-N511","v":-98.854903301091099},98.854903301091099]
[null,null,null,null,null,null,null,"08:22:00",870.92769207849381,548.4088714544954,0.54,470.30095372238668,296.14079058542751,296.14079058542751,{"$f":"appliance_sim_data!D514-N512","v":-84.14079058542751},84.14079058542751]
[null,null,null,null,null,null,null,"08:23:00",872.59300457379607,551.45368030630027,0.47,410.11871214968414,259.18322974396114,259.18322974396114,{"$f":"appliance_sim_data!D515-N513","v":-47.183229743961135},47.183229743961135]
[null,null,null,null,null,null,null,"08:24:00",874.2437652685478,554.49384653681159,0.34,297.24288019130626,188.52790782251594,188.52790782251597,{"$f":"appliance_sim_data!D516-N514","v":23.472092177484029},0]
[null,null,null,null,null,null,null,"08:25:00",875.88012443241826,557.52931081424526,0.38,332.83444728431897,211.86113810941319,211.86113810941322,{"$f":"appliance_sim_data!D517-N515","v":0.13886189058678156},0]
[null,null,null,null,null,null,null,"08:26:00",877.50223032029305,560.56001396789611,0.43,377.32595903772602,241.04080600619531,241.04080600619534,{"$f":"appliance_sim_data!D518-N516","v":-29.040806006195339},29.040806006195339]
[null,null,null,null,null,null,null,"08:27:00",879.11022920263065,563.58589698687956,0.46,404.39070543321014,259.24951261396461,259.24951261396467,{"$f":"appliance_sim_data!D519-N517","v":61.750487386035331},0]
[null,null,null,null,null,null,null,"08:28:00",880.70426539533457,566.60690101894897,0.45,396.31691942790059,254.97310545852704,254.97310545852707,{"$f":"appliance_sim_data!D520-N518","v":66.026894541472927},0]
[null,null,null,null,null,null,null,"08:29:00",882.28448128915204,569.62296736938481,0.44,388.20517176722689,250.63410564252931,250.63410564252933,{"$f":"appliance_sim_data!D521-N519","v":70.365894357470665},0]
[null,null,null,null,null,null,null,"08:30:00",883.85101737860305,572.63403749995553,0.46,406.57146799415744,263.41165724997956,263.41165724997956,{"$f":"appliance_sim_data!D522-N520","v":57.588342750020445},0]
[null,null,null,null,null,null,null,"08:31:00",885.40401229044755,575.64005302794681,0.43,380.72372528489245,247.52522280201711,247.52522280201711,{"$f":"appliance_sim_data!D523-N521","v":73.474777197982888},0]
[null,null,null,null,null,null,null,"08:32:00",886.94360281169463,578.64095572525196,0.46,407.99405729337957,266.17483963361593,266.17483963361593,{"$f":"appliance_sim_data!D524-N522","v":54.825160366384068},0]
[null,null,null,null,null,null,null,"08:33:00",888.4699239171639,581.6366875175305,0.44,{"$f":"I523*K523","v":390.92676652355209},{"$f":"J523*K523","v":255.92014250771342},{"$f":"M523*$B$46*$B$47","v":255.92014250771345},{"$f":"appliance_sim_data!D525-N523","v":65.07985749228655},{"$f":"IF(O523<0, ABS(O523), 0)","v":0}]
[null,null,null,null,null,null,null,"08:34:00",889.98310879660301,584.62719048342296,0.44,391.59256787050532,257.23596381270613,257.23596381270613,{"$f":"appliance_sim_data!D526-N524","v":63.764036187293868},0]
[null,null,null,null,null,null,null,"08:35:00",891.48328888136894,587.6124068538295,0.46,410.0823128854297,270.30170715276159,270.30170715276159,{"$f":"appliance_sim_data!D527-N525","v":50.698292847238406},0]
[null,null,null,null,null,null,null,"08:36:00",892.97059387067588,590.59227901123745,0.46,410.7664731805109,271.67244834516924,271.67244834516924,{"$f":"appliance_sim_data!D528-N526","v":49.327551654830756},0]
[null,null,null,null,null,null,null,"08:37:00",894.44515175742345,593.56674948911052,0.46,411.44476980841478,273.04070476499083,273.04070476499083,{"$f":"appliance_sim_data!D529-N527","v":32.959295235009165},0]
[null,null,null,null,null,null,null,"08:38:00",895.90708885360289,596.53576097132589,0.48,430.03540264972935,286.33716526623641,286.33716526623641,{"$f":"appliance_sim_data!D530-N528","v":19.662834733763589},0]
[null,null,null,null,null,null,null,"08:39:00",897.35652981529438,599.4992562916641,0.51,457.65183020580014,305.7446207087487,305.7446207087487,{"$f":"appliance_sim_data!D531-N529","v":0.25537929125130177},0]
[null,null,null,null,null,null,null,"08:40:00",898.79359766725736,602.4571784333458,0.53,476.36060676364644,319.30230456967331,319.30230456967331,{"$f":"appliance_sim_data!D532-N530","v":-13.302304569673311},13.302304569673311]
[null,null,null,null,null,null,null,"08:41:00",900.21841382712205,605.40947052861691,0.55000000000000004,495.12012760491717,332.97520879073932,332.97520879073932,{"$f":"appliance_sim_data!D533-N531","v":-26.975208790739316},26.975208790739316]
[null,null,null,null,null,null,null,"08:42:00",901.63109812918913,608.35607585837988,0.56999999999999995,513.92972593363777,346.76296323927653,346.76296323927659,{"$f":"appliance_sim_data!D534-N532","v":-40.762963239276587},40.762963239276587]
[null,null,null,null,null,null,null,"08:43:00",903.03176884783954,611.29693785186441,0.59,532.78874362022532,360.66519333259998,360.66519333259998,{"$f":"appliance_sim_data!D535-N533","v":-54.665193332599983},54.665193332599983]
[null,null,null,null,null,null,null,"08:44:00",904.4205427205668,614.23200008634785,0.61,551.69653105954569,374.68152005267217,374.68152005267217,{"$f":"appliance_sim_data!D536-N534","v":-68.68152005267217},68.68152005267217]
[null,null,null,null,null,null,null,"08:45:00",905.79753497063166,617.16120628690658,0.46,416.66686608649059,283.89415489197705,283.89415489197705,{"$f":"appliance_sim_data!D537-N535","v":-86.894154891977053},86.894154891977053]
[null,null,null,null,null,null,null,"08:46:00",907.16285932934943,620.08450032621556,0.43,390.08002951162024,266.63633514027271,266.63633514027271,{"$f":"appliance_sim_data!D538-N536","v":-69.636335140272706},69.636335140272706]
[null,null,null,null,null,null,null,"08:47:00",908.51662805801209,623.00182622437978,0.43,390.66215006494519,267.89078527648331,267.89078527648331,{"$f":"appliance_sim_data!D539-N537","v":-70.890785276483314},70.890785276483314]
[null,null,null,null,null,null,null,"08:48:00",909.85895196945614,625.91312814880496,0.43,391.23934934686616,269.14264510398613,269.14264510398613,{"$f":"appliance_sim_data!D540-N538","v":-72.142645103986126},72.142645103986126]
[null,null,null,null,null,null,null,"08:49:00",911.18994044927479,628.81835041410125,0.44,400.92357379768089,276.68007418220458,276.68007418220458,{"$f":"appliance_sim_data!D541-N539","v":-79.680074182204578},79.680074182204578]
[null,null,null,null,null,null,null,"08:50:00",912.50970147668829,631.71743748202414,0.45,410.62936566450975,284.27284686691087,284.27284686691087,{"$f":"appliance_sim_data!D542-N540","v":-87.272846866910868},87.272846866910868]
[null,null,null,null,null,null,null,"08:51:00",913.8183416450704,634.61033396144353,0.45,411.21825374028168,285.5746502826496,285.5746502826496,{"$f":"appliance_sim_data!D543-N541","v":-88.5746502826496},88.5746502826496]
[null,null,null,null,null,null,null,"08:52:00",915.11596618214116,637.49698460834782,0.56000000000000005,512.46494106199907,356.99831138067481,356.99831138067481,{"$f":"appliance_sim_data!D544-N542","v":-159.99831138067481},159.99831138067481]
[null,null,null,null,null,null,null,"08:53:00",916.40267896983187,640.37733432587686,0.49,449.03731269521762,313.78489381967967,313.78489381967967,{"$f":"appliance_sim_data!D545-N543","v":-116.78489381967967},116.78489381967967]
[null,null,null,null,null,null,null,"08:54:00",917.67858256382328,643.2513281643852,0.42,385.42500467680577,270.1655578290418,270.1655578290418,{"$f":"appliance_sim_data!D546-N544","v":-73.165557829041802},73.165557829041802]
[null,null,null,null,null,null,null,"08:55:00",918.94377821276692,646.11891132153073,0.38,349.19863572085143,245.52518630218168,245.52518630218171,{"$f":"appliance_sim_data!D547-N545","v":-48.525186302181709},48.525186302181709]
[null,null,null,null,null,null,null,"08:56:00",920.19836587719226,648.98002914239476,0.38,349.67537903333306,246.61241107411001,246.61241107411001,{"$f":"appliance_sim_data!D548-N546","v":-49.612411074110014},49.612411074110014]
[null,null,null,null,null,null,null,"08:57:00",921.4424442481062,651.8346271196242,0.34,313.29043104435613,221.62377322067223,221.62377322067223,{"$f":"appliance_sim_data!D549-N547","v":-24.623773220672234},24.623773220672234]
[null,null,null,null,null,null,null,"08:58:00",922.6761107652884,654.68265089360273,0.34,313.70987766019806,222.59210130382493,222.59210130382496,{"$f":"appliance_sim_data!D550-N548","v":-25.592101303824961},25.592101303824961]
[null,null,null,null,null,null,null,"08:59:00",923.89946163528975,657.52404625264273,0.33,304.88682233964562,216.9829352633721,216.98293526337213,{"$f":"appliance_sim_data!D551-N549","v":-19.982935263372127},19.982935263372127]
[null,null,null,null,null,null,null,"09:00:00",925.11259184913581,660.35875913320228,0.36,333.04053306568886,237.72915328795281,237.72915328795281,{"$f":"appliance_sim_data!D552-N550","v":-40.729153287952812},40.729153287952812]
[null,null,null,null,null,null,null,"09:01:00",926.31559519974451,663.18673562012634,0.87,805.89456782377772,576.97245998950996,576.97245998950996,{"$f":"appliance_sim_data!D553-N551","v":-379.97245998950996},379.97245998950996]
[null,null,null,null,null,null,null,"09:02:00",927.50856429905878,666.007921946907,0.88,816.20753658317176,586.08697131327813,586.08697131327813,{"$f":"appliance_sim_data!D554-N552","v":-389.08697131327813},389.08697131327813]
[null,null,null,null,null,null,null,"09:03:00",928.69159059490039,668.82226449596624,1,928.69159059490039,668.82226449596624,668.82226449596624,{"$f":"appliance_sim_data!D555-N553","v":-471.82226449596624},471.82226449596624]
[null,null,null,null,null,null,null,"09:04:00",929.86476438754983,671.62970979895772,1,929.86476438754983,671.62970979895772,671.62970979895772,{"$f":"appliance_sim_data!D556-N554","v":-296.62970979895772},296.62970979895772]
[null,null,null,null,null,null,null,"09:05:00",931.02817484605862,674.43020453709005,1,931.02817484605862,674.43020453709005,674.43020453709005,{"$f":"appliance_sim_data!D557-N555","v":-299.43020453709005},299.43020453709005]
[null,null,null,null,null,null,null,"09:06:00",932.18191002429387,677.22369554146667,1,932.18191002429387,677.22369554146667,677.22369554146667,{"$f":"appliance_sim_data!D558-N556","v":-302.22369554146667},302.22369554146667]
[null,null,null,null,null,null,null,"09:07:00",933.32605687672481,680.010129793445,1,933.32605687672481,680.010129793445,680.01012979344512,{"$f":"appliance_sim_data!D559-N557","v":-169.01012979344512},169.01012979344512]
[null,null,null,null,null,null,null,"09:08:00",934.46070127395205,682.78945442501208,1,934.46070127395205,682.78945442501208,682.78945442501208,{"$f":"appliance_sim_data!D560-N558","v":-171.78945442501208},171.78945442501208]
[null,null,null,null,null,null,null,"09:09:00",935.58592801798602,685.56161671917914,0.89,832.6714759360076,610.14983888006941,610.14983888006941,{"$f":"appliance_sim_data!D561-N559","v":-99.14983888006941},99.14983888006941]
[null,null,null,null,null,null,null,"09:10:00",936.70182085727674,688.32656411038715,0.89,833.66462056297632,612.61064205824459,612.61064205824459,{"$f":"appliance_sim_data!D562-N560","v":-101.61064205824459},101.61064205824459]
[null,null,null,null,null,null,null,"09:11:00",937.80846250150296,691.0842441849361,0.9,844.0276162513527,621.97581976644256,621.97581976644256,{"$f":"appliance_sim_data!D563-N561","v":-110.97581976644256},110.97581976644256]
[null,null,null,null,null,null,null,"09:12:00",938.90593463611856,693.83460468141891,0.9,845.01534117250674,624.45114421327708,624.45114421327708,{"$f":"appliance_sim_data!D564-N562","v":-113.45114421327708},113.45114421327708]
[null,null,null,null,null,null,null,"09:13:00",939.99431793666781,696.57759349117998,0.9,845.99488614300105,626.91983414206197,626.91983414206197,{"$f":"appliance_sim_data!D565-N563","v":-100.91983414206197},100.91983414206197]
[null,null,null,null,null,null,null,"09:14:00",941.07369208286639,699.31315865877878,0.88,828.14484903292248,615.39557961972537,615.39557961972537,{"$f":"appliance_sim_data!D566-N564","v":-89.395579619725368},89.395579619725368]
[null,null,null,null,null,null,null,"09:15:00",942.14413577245784,702.04124838247333,0.87,819.66539812203837,610.77588609275176,610.77588609275176,{"$f":"appliance_sim_data!D567-N565","v":-84.775886092751762},84.775886092751762]
[null,null,null,null,null,null,null,"09:16:00",943.20572673484537,704.76181101471207,0.94,886.61338313075464,662.47610235382933,662.47610235382945,{"$f":"appliance_sim_data!D568-N566","v":-136.47610235382945},136.47610235382945]
[null,null,null,null,null,null,null,"09:17:00",944.25854174450387,707.47479506263858,0.9,849.83268757005351,636.72731555637472,636.72731555637483,{"$f":"appliance_sim_data!D569-N567","v":-110.72731555637483},110.72731555637483]
[null,null,null,null,null,null,null,"09:18:00",945.30265663417913,710.18014918861263,0.6,567.1815939805075,426.10808951316756,426.10808951316761,{"$f":"appliance_sim_data!D570-N568","v":99.891910486832387},0]
[null,null,null,null,null,null,null,"09:19:00",946.33814630787026,712.87782221073348,0.59,558.3395063216434,420.59791510433274,420.5979151043328,{"$f":"appliance_sim_data!D571-N569","v":105.4020848956672},0]
[null,null,null,null,null,null,null,"09:20:00",947.3650847536087,715.5677631033833,0.59,558.94540000462905,422.18498023099613,422.18498023099613,{"$f":"appliance_sim_data!D572-N570","v":103.81501976900387},0]
[null,null,null,null,null,null,null,"09:21:00",948.38354505602854,718.24992099777546,0.45,426.77259527521284,323.21246444899896,323.21246444899901,{"$f":"appliance_sim_data!D573-N571","v":202.78753555100099},0]
[null,null,null,null,null,null,null,"09:22:00",949.39359940873862,720.92424518251448,0.43,408.23924774575761,309.99742542848122,309.99742542848122,{"$f":"appliance_sim_data!D574-N572","v":216.00257457151878},0]
[null,null,null,null,null,null,null,"09:23:00",950.39531912649443,723.59068510416489,0.43,408.66998722439257,311.14399459479091,311.14399459479091,{"$f":"appliance_sim_data!D575-N573","v":214.85600540520909},0]
[null,null,null,null,null,null,null,"09:24:00",951.38877465717565,726.24919036783047,0.39,371.04162211629853,283.2371842434539,283.2371842434539,{"$f":"appliance_sim_data!D576-N574","v":242.7628157565461},0]
[null,null,null,null,null,null,null,"09:25:00",952.37403559357472,728.89971073774007,0.38,361.90213352555838,276.9818900803412,276.9818900803412,{"$f":"appliance_sim_data!D577-N575","v":249.0181099196588},0]
[null,null,null,null,null,null,null,"09:26:00",953.35117068499483,731.54219613784517,0.37,352.73993315344808,270.67061257100272,270.67061257100272,{"$f":"appliance_sim_data!D578-N576","v":77.329387428997279},0]
[null,null,null,null,null,null,null,"09:27:00",954.32024784866405,734.17659665242093,0.37,353.09849170400571,271.64534076139574,271.64534076139574,{"$f":"appliance_sim_data!D579-N577","v":-59.645340761395744},59.645340761395744]
[null,null,null,null,null,null,null,"09:28:00",955.28133418096888,736.80286252667986,0.36,343.90128030514876,265.24903050960472,265.24903050960478,{"$f":"appliance_sim_data!D580-N578","v":-53.249030509604779},53.249030509604779]
[null,null,null,null,null,null,null,"09:29:00",956.23449596850764,739.42094416738814,0.39,372.931453427718,288.37416822528138,288.37416822528138,{"$f":"appliance_sim_data!D581-N579","v":-76.37416822528138},76.37416822528138]
[null,null,null,null,null,null,null,"09:30:00",957.17979869896919,742.03079214349293,0.38,363.72832350560827,281.9717010145273,281.9717010145273,{"$f":"appliance_sim_data!D582-N580","v":-69.971701014527298},69.971701014527298]
[null,null,null,null,null,null,null,"09:31:00",958.11730707184017,744.63235718675389,0.4,383.2469228287361,297.85294287470157,297.85294287470157,{"$f":"appliance_sim_data!D583-N581","v":23.147057125298431},0]
[null,null,null,null,null,null,null,"09:32:00",959.04708500894014,747.22559019238088,0.36,345.25695060321846,269.0012124692571,269.0012124692571,{"$f":"appliance_sim_data!D584-N582","v":51.998787530742902},0]
[null,null,null,null,null,null,null,"09:33:00",959.96919566479301,749.81044221968091,0.48,460.78521391910061,359.90901226544685,359.90901226544685,{"$f":"appliance_sim_data!D585-N583","v":-38.909012265446847},38.909012265446847]
[null,null,null,null,null,null,null,"09:34:00",960.8837014368313,752.38686449270506,0.45,432.39766564657407,338.57408902171727,338.57408902171733,{"$f":"appliance_sim_data!D586-N584","v":-17.574089021717327},17.574089021717327]
[null,null,null,null,null,null,null,"09:35:00",961.79066397544409,754.95480840090897,0.47,452.04161206845868,354.82875994842721,354.82875994842721,{"$f":"appliance_sim_data!D587-N585","v":-33.828759948427205},33.828759948427205]
[null,null,null,null,null,null,null,"09:36:00",962.69014419386053,757.51422549980907,0.46,442.83746632917587,348.4565437299122,348.45654372991226,{"$f":"appliance_sim_data!D588-N586","v":-27.456543729912255},27.456543729912255]
[null,null,null,null,null,null,null,"09:37:00",963.58220227788331,760.06506751165261,0.46,{"$f":"I587*K587","v":443.24781304782636},{"$f":"J587*K587","v":349.6299310553602},{"$f":"M587*$B$46*$B$47","v":349.6299310553602},{"$f":"appliance_sim_data!D589-N587","v":-28.629931055360203},{"$f":"IF(O587<0, ABS(O587), 0)","v":28.629931055360203}]
[null,null,null,null,null,null,null,"09:38:00",964.46689769546549,762.60728632608516,0.79,761.92884917941774,602.45975619760725,602.45975619760725,{"$f":"appliance_sim_data!D590-N588","v":-281.45975619760725},281.45975619760725]
[null,null,null,null,null,null,null,"09:39:00",965.34428920613857,765.14083400082961,0.8,772.2754313649109,612.11266720066374,612.11266720066385,{"$f":"appliance_sim_data!D591-N589","v":-291.11266720066385},291.11266720066385]
[null,null,null,null,null,null,null,"09:40:00",966.21443487029205,767.66566276236131,0.79,763.30940354753079,606.45587358226544,606.45587358226555,{"$f":"appliance_sim_data!D592-N590","v":-285.45587358226555},285.45587358226555]
[null,null,null,null,null,null,null,"09:41:00",967.07739205830853,770.18172500659512,0.79,763.99113972606381,608.44356275521022,608.44356275521022,{"$f":"appliance_sim_data!D593-N591","v":-287.44356275521022},287.44356275521022]
[null,null,null,null,null,null,null,"09:42:00",967.93321745955325,772.6889732995694,0.44,425.89061568220342,339.98314825181052,339.98314825181052,{"$f":"appliance_sim_data!D594-N592","v":-18.983148251810519},18.983148251810519]
[null,null,null,null,null,null,null,"09:43:00",968.78196709122767,775.18736037813972,0.44,426.26406552014015,341.08243856638148,341.08243856638148,{"$f":"appliance_sim_data!D595-N593","v":-20.082438566381484},20.082438566381484]
[null,null,null,null,null,null,null,"09:44:00",969.62369630707951,777.67683915066937,0.42,407.24195244897339,326.62427244328114,326.62427244328114,{"$f":"appliance_sim_data!D596-N594","v":-5.6242724432811428},5.6242724432811428]
[null,null,null,null,null,null,null,"09:45:00",970.45845980598199,780.15736269773004,0.36,349.36504553015351,280.8566505711828,280.8566505711828,{"$f":"appliance_sim_data!D597-N595","v":40.143349428817203},0]
[null,null,null,null,null,null,null,"09:46:00",971.28631164037517,782.6288842727979,0.34,330.2373459577276,266.09382065275133,266.09382065275133,{"$f":"appliance_sim_data!D598-N596","v":54.906179347248667},0]
[null,null,null,null,null,null,null,"09:47:00",972.10730522457959,785.09135730295952,0.35,340.23755682860286,274.78197505603583,274.78197505603583,{"$f":"appliance_sim_data!D599-N597","v":46.218024943964167},0]
[null,null,null,null,null,null,null,"09:48:00",972.92149334297767,787.54473538961383,0.36,350.25173760347195,283.51610474026097,283.51610474026097,{"$f":"appliance_sim_data!D600-N598","v":37.483895259739029},0]
[null,null,null,null,null,null,null,"09:49:00",973.72892815807097,789.98897230918215,0.4,389.49157126322842,315.99558892367287,315.99558892367287,{"$f":"appliance_sim_data!D601-N599","v":-103.99558892367287},103.99558892367287]
[null,null,null,null,null,null,null,"09:50:00",974.52966121841075,792.42402201381628,0.39,380.06656787518023,309.04536858538836,309.04536858538836,{"$f":"appliance_sim_data!D602-N600","v":-97.04536858538836},97.04536858538836]
[null,null,null,null,null,null,null,"09:51:00",975.32374346640609,794.84983863210937,0.37,360.86978508257027,294.09444029388044,294.09444029388044,{"$f":"appliance_sim_data!D603-N601","v":-82.094440293880439},82.094440293880439]
[null,null,null,null,null,null,null,"09:52:00",976.11122524601228,797.26637646981135,0.46,449.01116361316565,366.74253317611323,366.74253317611328,{"$f":"appliance_sim_data!D604-N602","v":-154.74253317611328},154.74253317611328]
[null,null,null,null,null,null,null,"09:53:00",976.89215631029845,799.67359001054012,0.33,322.37441158239852,263.89228470347825,263.89228470347825,{"$f":"appliance_sim_data!D605-N603","v":-51.892284703478254},51.892284703478254]
[null,null,null,null,null,null,null,"09:54:00",977.66658582890147,802.07143391650186,0.32,312.85330746524846,256.66285885328062,256.66285885328062,{"$f":"appliance_sim_data!D606-N604","v":-44.662858853280625},44.662858853280625]
[null,null,null,null,null,null,null,"09:55:00",978.43456239536215,804.45986302920483,0.32,313.09905996651588,257.42715616934555,257.42715616934555,{"$f":"appliance_sim_data!D607-N605","v":-45.427156169345551},45.427156169345551]
[null,null,null,null,null,null,null,"09:56:00",979.19613403435073,806.83883237018108,0.3,293.75884021030521,242.05164971105432,242.05164971105432,{"$f":"appliance_sim_data!D608-N606","v":-30.051649711054324},30.051649711054324]
[null,null,null,null,null,null,null,"09:57:00",979.95134820877956,809.20829714170395,0.28999999999999998,284.18589098054605,234.67040617109413,234.67040617109416,{"$f":"appliance_sim_data!D609-N607","v":-22.670406171094157},22.670406171094157]
[null,null,null,null,null,null,null,"09:58:00",980.70025182680843,811.56821272751006,0.3,294.21007554804254,243.47046381825299,243.47046381825299,{"$f":"appliance_sim_data!D610-N608","v":-31.470463818252995},31.470463818252995]
[null,null,null,null,null,null,null,"09:59:00",981.44289124874081,813.91853469351861,0.83,814.59759973645487,675.55238379562036,675.55238379562036,{"$f":"appliance_sim_data!D611-N609","v":-463.55238379562036},463.55238379562036]
[null,null,null,null,null,null,null,"10:00:00",982.179312293816,816.2592187885557,0.83,815.20882920386725,677.49515159450118,677.49515159450129,{"$f":"appliance_sim_data!D612-N610","v":-465.49515159450129},465.49515159450129]
[null,null,null,null,null,null,null,"10:01:00",982.90956024689626,818.59022094507441,0.83,815.81493500492388,679.42988338441171,679.42988338441182,{"$f":"appliance_sim_data!D613-N611","v":-467.42988338441182},467.42988338441182]
[null,null,null,null,null,null,null,"10:02:00",983.63367986505216,820.91149727987818,0.81,796.74328069069225,664.93831279670133,664.93831279670133,{"$f":"appliance_sim_data!D614-N612","v":-452.93831279670133},452.93831279670133]
[null,null,null,null,null,null,null,"10:03:00",984.35171538404825,823.22300409484365,0.81,797.32488946107912,666.81063331682344,666.81063331682344,{"$f":"appliance_sim_data!D615-N613","v":-454.81063331682344},454.81063331682344]
[null,null,null,null,null,null,null,"10:04:00",985.06371052472809,825.52469787764232,0.82,807.75224263027701,676.93025225966664,676.93025225966676,{"$f":"appliance_sim_data!D616-N614","v":-464.93025225966676},464.93025225966676]
[null,null,null,null,null,null,null,"10:05:00",985.7697084993041,827.81653530246501,0.83,818.18885805442233,687.08772430104591,687.08772430104591,{"$f":"appliance_sim_data!D617-N615","v":-475.08772430104591},475.08772430104591]
[null,null,null,null,null,null,null,"10:06:00",986.46975201755026,830.09847323074234,0.73,720.1229189728117,605.97188545844188,605.97188545844188,{"$f":"appliance_sim_data!D618-N616","v":-393.97188545844188},393.97188545844188]
[null,null,null,null,null,null,null,"10:07:00",987.16388329290157,832.37046871186851,0.71,700.88635713796009,590.98303278542664,590.98303278542664,{"$f":"appliance_sim_data!D619-N617","v":-378.98303278542664},378.98303278542664]
[null,null,null,null,null,null,null,"10:08:00",987.8521440484609,834.6324789839224,0.72,711.25354371489186,600.93538486842408,600.93538486842408,{"$f":"appliance_sim_data!D620-N618","v":-388.93538486842408},388.93538486842408]
[null,null,null,null,null,null,null,"10:09:00",988.53457552291377,836.88446147438856,0.82,810.59835192878927,686.24525840899855,686.24525840899867,{"$f":"appliance_sim_data!D621-N619","v":-474.24525840899867},474.24525840899867]
[null,null,null,null,null,null,null,"10:10:00",989.2112184763555,839.12637380087858,0.77,761.69263822679375,646.12730782667654,646.12730782667666,{"$f":"appliance_sim_data!D622-N620","v":-434.12730782667666},434.12730782667666]
[null,null,null,null,null,null,null,"10:11:00",989.88211319602851,841.35817377185037,0.53,524.63751999389513,445.91983209908074,445.91983209908079,{"$f":"appliance_sim_data!D623-N621","v":-233.91983209908079},233.91983209908079]
[null,null,null,null,null,null,null,"10:12:00",990.54729950197373,843.57981938732757,0.48,475.46270376094736,404.9183133059172,404.91831330591725,{"$f":"appliance_sim_data!D624-N622","v":-192.91831330591725},192.91831330591725]
[null,null,null,null,null,null,null,"10:13:00",991.20681675259641,845.79126883961806,0.47,465.86720387372031,397.52189635462048,397.52189635462048,{"$f":"appliance_sim_data!D625-N623","v":-200.52189635462048},200.52189635462048]
[null,null,null,null,null,null,null,"10:14:00",991.86070385014841,847.99248051402992,0.47,466.17453080956972,398.55646584159405,398.55646584159405,{"$f":"appliance_sim_data!D626-N624","v":-201.55646584159405},201.55646584159405]
[null,null,null,null,null,null,null,"10:15:00",992.50899924612781,850.18341298959012,0.51,506.17958961552517,433.59354062469095,433.59354062469095,{"$f":"appliance_sim_data!D627-N625","v":-236.59354062469095},236.59354062469095]
[null,null,null,null,null,null,null,"10:16:00",993.15174094659619,852.36402503975614,0.34,337.67159192184272,289.80376851351713,289.80376851351713,{"$f":"appliance_sim_data!D628-N626","v":-77.803768513517127},77.803768513517127]
[null,null,null,null,null,null,null,"10:17:00",993.78896651741832,854.53427563313198,0.34,337.88824861592224,290.54165371526489,290.54165371526489,{"$f":"appliance_sim_data!D629-N627","v":-78.541653715264886},78.541653715264886]
[null,null,null,null,null,null,null,"10:18:00",994.42071308942081,856.69412393417917,0.36,357.99145671219151,308.40988461630451,308.40988461630451,{"$f":"appliance_sim_data!D630-N628","v":-96.40988461630451},96.40988461630451]
[null,null,null,null,null,null,null,"10:19:00",995.04701736347431,858.84352930392834,0.39,388.06833677175501,334.94897642853203,334.94897642853203,{"$f":"appliance_sim_data!D631-N629","v":55.051023571467965},0]
[null,null,null,null,null,null,null,"10:20:00",995.66791561550019,860.98245130068904,0.48,477.92059949544006,413.27157662433075,413.27157662433075,{"$f":"appliance_sim_data!D632-N630","v":-23.271576624330748},23.271576624330748]
[null,null,null,null,null,null,null,"10:21:00",996.28344370140042,863.11084968075488,0.54,537.9930595987563,466.07985882760767,466.07985882760772,{"$f":"appliance_sim_data!D633-N631","v":-76.079858827607723},76.079858827607723]
[null,null,null,null,null,null,null,"10:22:00",996.89363706191614,865.22868439911304,0.48,478.50894578971975,415.30976851157425,415.3097685115743,{"$f":"appliance_sim_data!D634-N632","v":-25.309768511574305},25.309768511574305]
[null,null,null,null,null,null,null,"10:23:00",997.49853072741098,867.33591561014566,0.52,518.69923597825368,451.01467611727577,451.01467611727577,{"$f":"appliance_sim_data!D635-N633","v":-61.014676117275769},61.014676117275769]
[null,null,null,null,null,null,null,"10:24:00",998.09815932258562,869.43250366833433,0.49,489.06809806806694,426.02192679748384,426.0219267974839,{"$f":"appliance_sim_data!D636-N634","v":-36.0219267974839},36.0219267974839]
[null,null,null,null,null,null,null,"10:25:00",998.6925570711187,871.51840912895841,0.52,519.32012967698176,453.18957274705838,453.18957274705838,{"$f":"appliance_sim_data!D637-N635","v":-63.189572747058378},63.189572747058378]
[null,null,null,null,null,null,null,"10:26:00",999.28175780024219,873.5935927487966,0.52,519.62651405612598,454.26866822937427,454.26866822937427,{"$f":"appliance_sim_data!D638-N636","v":-64.268668229374271},64.268668229374271]
[null,null,null,null,null,null,null,"10:27:00",999.86579494524517,875.65801548681964,0.52,519.93021337152754,455.34216805314622,455.34216805314628,{"$f":"appliance_sim_data!D639-N637","v":-65.342168053146281},65.342168053146281]
[null,null,null,null,null,null,null,"10:28:00",1000.4447015539138,877.71163850488904,0.59,590.26237391680911,517.84986671788454,517.84986671788454,{"$f":"appliance_sim_data!D640-N638","v":-127.84986671788454},127.84986671788454]
[null,null,null,null,null,null,null,"10:29:00",1001.0185102909016,879.75442316844544,0.56999999999999995,570.58055086581385,501.46002120601383,501.46002120601389,{"$f":"appliance_sim_data!D641-N639","v":-111.46002120601389},111.46002120601389]
[null,null,null,null,null,null,null,"10:30:00",1001.5872534420381,881.78633104720097,0.57999999999999996,580.92060699638205,511.43607200737654,511.43607200737654,{"$f":"appliance_sim_data!D642-N640","v":-121.43607200737654},121.43607200737654]
[null,null,null,null,null,null,null,"10:31:00",1002.1509629185711,883.80732391582592,0.61,611.31208738032831,539.12246758865376,539.12246758865376,{"$f":"appliance_sim_data!D643-N641","v":-149.12246758865376},149.12246758865376]
[null,null,null,null,null,null,null,"10:32:00",1002.7096702613471,885.81736375463447,0.6,601.62580215680828,531.49041825278061,531.49041825278061,{"$f":"appliance_sim_data!D644-N642","v":-141.49041825278061},141.49041825278061]
[null,null,null,null,null,null,null,"10:33:00",1003.2634066449301,887.81641275026834,0.68,682.21911651855248,603.71516067018251,603.71516067018263,{"$f":"appliance_sim_data!D645-N643","v":-213.71516067018263},213.71516067018263]
[null,null,null,null,null,null,null,"10:34:00",1003.8122028816572,889.80443329637535,0.69,692.63041998834342,613.9650589744989,613.9650589744989,{"$f":"appliance_sim_data!D646-N644","v":-223.9650589744989},223.9650589744989]
[null,null,null,null,null,null,null,"10:35:00",1004.3560894256362,891.78138799428962,0.76,763.31062796348351,677.75385487566007,677.75385487566018,{"$f":"appliance_sim_data!D647-N645","v":-287.75385487566018},287.75385487566018]
[null,null,null,null,null,null,null,"10:36:00",1004.8950963766836,893.74723965370538,0.76,763.72027324627948,679.24790213681615,679.24790213681626,{"$f":"appliance_sim_data!D648-N646","v":-289.24790213681626},289.24790213681626]
[null,null,null,null,null,null,null,"10:37:00",1005.4292534842026,895.70195129334979,0.75,754.07194011315198,671.77646347001235,671.77646347001246,{"$f":"appliance_sim_data!D649-N647","v":-281.77646347001246},281.77646347001246]
[null,null,null,null,null,null,null,"10:38:00",1005.9585901510064,897.64548614165381,0.75,754.46894261325485,673.23411460624038,673.23411460624038,{"$f":"appliance_sim_data!D650-N648","v":-283.23411460624038},283.23411460624038]
[null,null,null,null,null,null,null,"10:39:00",1006.4831354370824,899.57780763741926,0.76,764.92718293218263,683.67913380443861,683.67913380443861,{"$f":"appliance_sim_data!D651-N649","v":-293.67913380443861},293.67913380443861]
[null,null,null,null,null,null,null,"10:40:00",1007.0029180633023,901.4988794304827,0.8,805.60233445064193,721.19910354438616,721.19910354438616,{"$f":"appliance_sim_data!D652-N650","v":-331.19910354438616},331.19910354438616]
[null,null,null,null,null,null,null,"10:41:00",1007.5179664150763,903.40866538237742,0.8,{"$f":"I651*K651","v":806.01437313206111},{"$f":"J651*K651","v":722.72693230590198},{"$f":"M651*$B$46*$B$47","v":722.72693230590198},{"$f":"appliance_sim_data!D653-N651","v":-374.72693230590198},{"$f":"IF(O651<0, ABS(O651), 0)","v":374.72693230590198}]
[null,null,null,null,null,null,null,"10:42:00",1008.0283085459546,905.30712956699267,0.8,806.42264683676376,724.24570365359421,724.24570365359432,{"$f":"appliance_sim_data!D654-N652","v":-376.24570365359432},376.24570365359432]
[null,null,null,null,null,null,null,"10:43:00",1008.5339721811742,907.1942362712291,0.81,816.91251746675118,734.82733137969558,734.82733137969558,{"$f":"appliance_sim_data!D655-N653","v":-277.82733137969558},277.82733137969558]
[null,null,null,null,null,null,null,"10:44:00",1009.0349847211537,909.06994999565109,0.74,746.68588869365374,672.71176299678177,672.71176299678177,{"$f":"appliance_sim_data!D656-N654","v":-182.71176299678177},182.71176299678177]
[null,null,null,null,null,null,null,"10:45:00",1009.5313732449374,910.93423545513792,0.73,736.95790246880426,664.98199188225067,664.98199188225067,{"$f":"appliance_sim_data!D657-N655","v":-174.98199188225067},174.98199188225067]
[null,null,null,null,null,null,null,"10:46:00",1010.0231645135873,912.78705757952878,0.75,757.51737338519047,684.59029318464661,684.59029318464673,{"$f":"appliance_sim_data!D658-N656","v":-194.59029318464673},194.59029318464673]
[null,null,null,null,null,null,null,"10:47:00",1010.5103849735264,914.62838151426865,0.81,818.5134118285564,740.84898902655766,740.84898902655777,{"$f":"appliance_sim_data!D659-N657","v":-250.84898902655777},250.84898902655777]
[null,null,null,null,null,null,null,"10:48:00",1010.99306075983,916.4581726210464,0.8,808.79444860786407,733.16653809683714,733.16653809683714,{"$f":"appliance_sim_data!D660-N658","v":-243.16653809683714},243.16653809683714]
[null,null,null,null,null,null,null,"10:49:00",1011.4712176994724,918.27639647843353,0.81,819.29168633657264,743.80388114753123,743.80388114753123,{"$f":"appliance_sim_data!D661-N659","v":-253.80388114753123},253.80388114753123]
[null,null,null,null,null,null,null,"10:50:00",1011.9448813145214,920.08301888251867,0.81,819.67535386476231,745.26724529484022,745.26724529484022,{"$f":"appliance_sim_data!D662-N660","v":-255.26724529484022},255.26724529484022]
[null,null,null,null,null,null,null,"10:51:00",1012.4140768252889,921.8780058475362,0.81,820.05540222848413,746.72118473650437,746.72118473650437,{"$f":"appliance_sim_data!D663-N661","v":-256.72118473650437},256.72118473650437]
[null,null,null,null,null,null,null,"10:52:00",1012.8788291534337,923.66132360649681,0.79,800.17427503121269,729.69244564913254,729.69244564913254,{"$f":"appliance_sim_data!D664-N662","v":-239.69244564913254},239.69244564913254]
[null,null,null,null,null,null,null,"10:53:00",1013.3391629250173,925.43293861180825,0.8,810.67133034001381,740.34635088944663,740.34635088944663,{"$f":"appliance_sim_data!D665-N663","v":-250.34635088944663},250.34635088944663]
[null,null,null,null,null,null,null,"10:54:00",1013.795102473517,927.19281753589917,0.8,811.03608197881363,741.7542540287194,741.75425402871952,{"$f":"appliance_sim_data!D666-N664","v":-251.75425402871952},251.75425402871952]
[null,null,null,null,null,null,null,"10:55:00",1014.246671842793,928.94092727183477,0.76,770.8274706005227,705.99510472659438,705.99510472659449,{"$f":"appliance_sim_data!D667-N665","v":-215.99510472659449},215.99510472659449]
[null,null,null,null,null,null,null,"10:56:00",1014.6938947900111,930.67723493393021,0.77,781.31429898830856,716.62147089912628,716.62147089912639,{"$f":"appliance_sim_data!D668-N666","v":-226.62147089912639},226.62147089912639]
[null,null,null,null,null,null,null,"10:57:00",1015.1367947885237,932.4017078583621,0.76,771.503964039278,708.62529797235516,708.62529797235516,{"$f":"appliance_sim_data!D669-N667","v":-218.62529797235516},218.62529797235516]
[null,null,null,null,null,null,null,"10:58:00",1015.5753950307071,934.11431360377492,0.6,609.3452370184242,560.46858816226495,560.46858816226495,{"$f":"appliance_sim_data!D670-N668","v":-70.46858816226495},70.46858816226495]
[null,null,null,null,null,null,null,"10:59:00",1016.0097184307572,935.81501995188432,0.53,538.48515076830131,495.98196057449871,495.98196057449871,{"$f":"appliance_sim_data!D671-N669","v":-5.9819605744987143},5.9819605744987143]
[null,null,null,null,null,null,null,"11:00:00",1016.4397876274436,937.50379490807654,0.97,985.9465939986203,909.3786810608342,909.37868106083431,{"$f":"appliance_sim_data!D672-N670","v":-610.37868106083431},610.37868106083431]
[null,null,null,null,null,null,null,"11:01:00",1016.8656249868235,939.18060670200475,0.96,976.19099998735055,901.61338243392458,901.61338243392458,{"$f":"appliance_sim_data!D673-N671","v":-847.61338243392458},847.61338243392458]
[null,null,null,null,null,null,null,"11:02:00",1017.2872526049142,940.84542378818139,0.97,986.76863502676679,912.6200610745359,912.62006107453601,{"$f":"appliance_sim_data!D674-N672","v":-858.62006107453601},858.62006107453601]
[null,null,null,null,null,null,null,"11:03:00",1017.7046923103272,942.49821484656627,0.97,987.17355154101733,914.22326840116921,914.22326840116921,{"$f":"appliance_sim_data!D675-N673","v":-860.22326840116921},860.22326840116921]
[null,null,null,null,null,null,null,"11:04:00",1018.1179656668623,944.1389487831525,0.96,977.39324704018782,906.37339083182633,906.37339083182633,{"$f":"appliance_sim_data!D676-N674","v":-852.37339083182633},852.37339083182633]
[null,null,null,null,null,null,null,"11:05:00",1018.5270939760644,945.7675947305471,0.94,957.41546833750044,889.02153904671422,889.02153904671434,{"$f":"appliance_sim_data!D677-N675","v":-835.02153904671434},835.02153904671434]
[null,null,null,null,null,null,null,"11:06:00",1018.9320982797401,947.38412204854876,0.81,825.33499960658958,767.38113885932455,767.38113885932455,{"$f":"appliance_sim_data!D678-N676","v":-713.38113885932455},713.38113885932455]
[null,null,null,null,null,null,null,"11:07:00",1019.3329993624391,948.98850032472092,0.8,815.4663994899513,759.19080025977678,759.19080025977678,{"$f":"appliance_sim_data!D679-N677","v":-705.19080025977678},705.19080025977678]
[null,null,null,null,null,null,null,"11:08:00",1019.7298177538972,950.58069937496214,0.8,815.78385420311781,760.46455949996971,760.46455949996971,{"$f":"appliance_sim_data!D680-N678","v":-706.46455949996971},706.46455949996971]
[null,null,null,null,null,null,null,"11:09:00",1020.1225737314443,952.16068924407239,0.32,326.43922359406218,304.69142055810318,304.69142055810318,{"$f":"appliance_sim_data!D681-N679","v":-250.69142055810318},250.69142055810318]
[null,null,null,null,null,null,null,"11:10:00",1020.511287322374,953.72844020631339,0.32,326.56361194315969,305.1931008660203,305.1931008660203,{"$f":"appliance_sim_data!D682-N680","v":-251.1931008660203},251.1931008660203]
[null,null,null,null,null,null,null,"11:11:00",1020.8959783062808,955.2839227659689,0.33,336.89567284107267,315.24369451276976,315.24369451276976,{"$f":"appliance_sim_data!D683-N681","v":-261.24369451276976},261.24369451276976]
[null,null,null,null,null,null,null,"11:12:00",1021.2766662173599,956.82710765789795,0.32,326.80853318955519,306.18467445052733,306.18467445052733,{"$f":"appliance_sim_data!D684-N682","v":-252.18467445052733},252.18467445052733]
[null,null,null,null,null,null,null,"11:13:00",1021.6533703466736,958.35796584808406,0.33,337.14561221440232,316.25812872986774,316.25812872986774,{"$f":"appliance_sim_data!D685-N683","v":-262.25812872986774},262.25812872986774]
[null,null,null,null,null,null,null,"11:14:00",1022.0261097443838,959.87646853418323,0.35,357.70913841053431,335.95676398696412,335.95676398696418,{"$f":"appliance_sim_data!D686-N684","v":-281.95676398696418},281.95676398696418]
[null,null,null,null,null,null,null,"11:15:00",1022.394903221951,961.38258714606593,0.34,347.61426709546339,326.87007962966243,326.87007962966248,{"$f":"appliance_sim_data!D687-N685","v":-272.87007962966248},272.87007962966248]
[null,null,null,null,null,null,null,"11:16:00",1022.7597693542991,962.87629334635392,0.38,388.64871235463369,365.89299147161449,365.89299147161455,{"$f":"appliance_sim_data!D688-N686","v":-311.89299147161455},311.89299147161455]
[null,null,null,null,null,null,null,"11:17:00",1023.1207264819484,964.3575590309548,0.37,378.5546687983209,356.81229684145325,356.81229684145325,{"$f":"appliance_sim_data!D689-N687","v":-302.81229684145325},302.81229684145325]
[null,null,null,null,null,null,null,"11:18:00",1023.4777927131173,965.82635632959409,0.43,440.09545086664042,415.30533322172545,415.30533322172545,{"$f":"appliance_sim_data!D690-N688","v":-361.30533322172545},361.30533322172545]
[null,null,null,null,null,null,null,"11:19:00",1023.8309859257905,967.28265760633826,0.42,430.00901408883198,406.25871619466204,406.2587161946621,{"$f":"appliance_sim_data!D691-N689","v":-352.2587161946621},352.2587161946621]
[null,null,null,null,null,null,null,"11:20:00",1024.1803237697559,968.72643546011761,0.4,409.67212950790235,387.49057418404709,387.49057418404709,{"$f":"appliance_sim_data!D692-N690","v":-333.49057418404709},333.49057418404709]
[null,null,null,null,null,null,null,"11:21:00",1024.5258236686132,970.15766272524547,0.38,389.319812994073,368.65991183559328,368.65991183559328,{"$f":"appliance_sim_data!D693-N691","v":-314.65991183559328},314.65991183559328]
[null,null,null,null,null,null,null,"11:22:00",1024.8675028217474,971.57631247192921,0.38,389.44965107226403,369.19899873933309,369.19899873933309,{"$f":"appliance_sim_data!D694-N692","v":-315.19899873933309},315.19899873933309]
[null,null,null,null,null,null,null,"11:23:00",1025.2053782062771,972.98235800678094,0.42,430.58625884663638,408.652590362848,408.65259036284806,{"$f":"appliance_sim_data!D695-N693","v":-354.65259036284806},354.65259036284806]
[null,null,null,null,null,null,null,"11:24:00",1025.5394665789688,974.37577287332226,0.41,420.4711812973772,399.49406687806209,399.49406687806209,{"$f":"appliance_sim_data!D696-N694","v":-345.49406687806209},345.49406687806209]
[null,null,null,null,null,null,null,"11:25:00",1025.869784478125,975.75653085248564,0.39,400.08921594646876,380.54504703246943,380.54504703246948,{"$f":"appliance_sim_data!D697-N695","v":-326.54504703246948},326.54504703246948]
[null,null,null,null,null,null,null,"11:26:00",1026.1963482254405,977.12460596310916,0.38,389.95461232566737,371.30735026598148,371.30735026598154,{"$f":"appliance_sim_data!D698-N696","v":-317.30735026598154},317.30735026598154]
[null,null,null,null,null,null,null,"11:27:00",1026.5191739278337,978.47997246243244,0.34,349.01651913546345,332.68319063722703,332.68319063722703,{"$f":"appliance_sim_data!D699-N697","v":-278.68319063722703},278.68319063722703]
[null,null,null,null,null,null,null,"11:28:00",1026.8382774792451,979.82260484658013,0.34,349.12501434294336,333.13968564783727,333.13968564783727,{"$f":"appliance_sim_data!D700-N698","v":-279.13968564783727},279.13968564783727]
[null,null,null,null,null,null,null,"11:29:00",1027.1536745624119,981.15247785104896,0.81,831.99447639555365,794.73350705934968,794.73350705934979,{"$f":"appliance_sim_data!D701-N699","v":-740.73350705934979},740.73350705934979]
[null,null,null,null,null,null,null,"11:30:00",1027.4653806506128,982.46956645118598,0.82,842.52161213350246,805.62504448997242,805.62504448997242,{"$f":"appliance_sim_data!D702-N700","v":-751.62504448997242},751.62504448997242]
[null,null,null,null,null,null,null,"11:31:00",1027.7734110093859,983.77384586266351,0.83,853.05193113779023,816.53229206601065,816.53229206601065,{"$f":"appliance_sim_data!D703-N701","v":-762.53229206601065},762.53229206601065]
[null,null,null,null,null,null,null,"11:32:00",1028.0777806982207,985.0652915419497,0.83,853.30455797952322,817.60419197981821,817.60419197981821,{"$f":"appliance_sim_data!D704-N702","v":-763.60419197981821},763.60419197981821]
[null,null,null,null,null,null,null,"11:33:00",1028.3785045722232,986.34387918677567,0.74,761.00009338344512,729.89447059821396,729.89447059821396,{"$f":"appliance_sim_data!D705-N703","v":-675.89447059821396},675.89447059821396]
[null,null,null,null,null,null,null,"11:34:00",1028.6755972837527,987.60958473659628,0.74,761.21994198997697,730.83109270508123,730.83109270508123,{"$f":"appliance_sim_data!D706-N704","v":-676.83109270508123},676.83109270508123]
[null,null,null,null,null,null,null,"11:35:00",1028.969073284037,988.86238437304905,0.72,740.85773276450664,711.98091674859529,711.9809167485954,{"$f":"appliance_sim_data!D707-N705","v":-657.9809167485954},657.9809167485954]
[null,null,null,null,null,null,null,"11:36:00",1029.2589468247565,990.10225452040402,0.81,833.69974692805283,801.98282616152733,801.98282616152744,{"$f":"appliance_sim_data!D708-N706","v":-747.98282616152744},747.98282616152744]
[null,null,null,null,null,null,null,"11:37:00",1029.5452319596095,991.32917184601706,0.7,720.68166237172659,693.93042029221192,693.93042029221203,{"$f":"appliance_sim_data!D709-N707","v":-639.93042029221203},639.93042029221203]
[null,null,null,null,null,null,null,"11:38:00",1029.8279425458461,992.54311326077004,0.63,648.79160380388305,625.30216135428509,625.30216135428509,{"$f":"appliance_sim_data!D710-N708","v":-571.30216135428509},571.30216135428509]
[null,null,null,null,null,null,null,"11:39:00",1030.1070922457825,993.7440559195129,0.57999999999999996,597.46211350255385,576.37155243331745,576.37155243331745,{"$f":"appliance_sim_data!D711-N709","v":-522.37155243331745},522.37155243331745]
[null,null,null,null,null,null,null,"11:40:00",1030.3826945282876,994.93197722149716,0.51,525.49517420942675,507.41530838296359,507.41530838296359,{"$f":"appliance_sim_data!D712-N710","v":-453.41530838296359},453.41530838296359]
[null,null,null,null,null,null,null,"11:41:00",1030.6547626702468,996.10685481080736,0.52,535.94047658852833,517.97556450161983,517.97556450161983,{"$f":"appliance_sim_data!D713-N711","v":-463.97556450161983},463.97556450161983]
[null,null,null,null,null,null,null,"11:42:00",1030.9233097580027,997.26866657678693,0.66,680.40938444028177,658.19731994067945,658.19731994067945,{"$f":"appliance_sim_data!D714-N712","v":-604.19731994067945},604.19731994067945]
[null,null,null,null,null,null,null,"11:43:00",1031.1883486887716,998.41739065446063,0.63,649.64865967392609,629.00295611231024,629.00295611231024,{"$f":"appliance_sim_data!D715-N713","v":-575.00295611231024},575.00295611231024]
[null,null,null,null,null,null,null,"11:44:00",1031.4498921720353,999.55300542494979,0.59,608.55543638150084,589.73627320072035,589.73627320072035,{"$f":"appliance_sim_data!D716-N714","v":-535.73627320072035},535.73627320072035]
[null,null,null,null,null,null,null,"11:45:00",1031.7079527309127,1000.6754895158865,0.57999999999999996,{"$f":"I715*K715","v":598.39061258392928},{"$f":"J715*K715","v":580.39178391921416},{"$f":"M715*$B$46*$B$47","v":580.39178391921416},{"$f":"appliance_sim_data!D717-N715","v":-526.39178391921416},{"$f":"IF(O715<0, ABS(O715), 0)","v":526.39178391921416}]
[null,null,null,null,null,null,null,"11:46:00",1031.9625427035069,1001.7848218018205,0.56999999999999995,588.21864934099881,571.01734842703763,571.01734842703763,{"$f":"appliance_sim_data!D718-N716","v":-517.01734842703763},517.01734842703763]
[null,null,null,null,null,null,null,"11:47:00",1032.2136742442297,1002.8809814046232,0.87,898.02589659247974,872.50645382202219,872.50645382202219,{"$f":"appliance_sim_data!D719-N717","v":-640.50645382202219},640.50645382202219]
[null,null,null,null,null,null,null,"11:48:00",1032.4613593251049,1003.9639476938856,0.85,877.5921554263391,853.36935553980277,853.36935553980277,{"$f":"appliance_sim_data!D720-N718","v":-621.36935553980277},621.36935553980277]
[null,null,null,null,null,null,null,"11:49:00",1032.7056097370489,1005.0337002873122,0.85,877.79976827649159,854.27864524421534,854.27864524421534,{"$f":"appliance_sim_data!D721-N719","v":-622.27864524421534},622.27864524421534]
[null,null,null,null,null,null,null,"11:50:00",1032.9464370911296,1006.0902190511113,0.62,640.42679099650036,623.77593581168901,623.77593581168912,{"$f":"appliance_sim_data!D722-N720","v":-391.77593581168912},391.77593581168912]
[null,null,null,null,null,null,null,"11:51:00",1033.1838528198043,1007.1334841003795,0.61,630.24215022008059,614.35142530123153,614.35142530123164,{"$f":"appliance_sim_data!D723-N721","v":-382.35142530123164},382.35142530123164]
[null,null,null,null,null,null,null,"11:52:00",1033.4178681781361,1008.1634757994815,0.51,527.04311277084946,514.16337265773552,514.16337265773552,{"$f":"appliance_sim_data!D724-N722","v":-173.16337265773552},173.16337265773552]
[null,null,null,null,null,null,null,"11:53:00",1033.6484942449881,1009.1801747624249,0.9,930.28364482048937,908.26215728618251,908.26215728618251,{"$f":"appliance_sim_data!D725-N723","v":-567.26215728618251},567.26215728618251]
[null,null,null,null,null,null,null,"11:54:00",1033.8757419241995,1010.1835618532332,0.89,920.1494103125375,899.06337004937757,899.06337004937768,{"$f":"appliance_sim_data!D726-N724","v":-558.06337004937768},558.06337004937768]
[null,null,null,null,null,null,null,"11:55:00",1034.0996219457384,1011.1736181863088,0.89,920.34866353170719,899.94452018581478,899.94452018581478,{"$f":"appliance_sim_data!D727-N725","v":-558.94452018581478},558.94452018581478]
[null,null,null,null,null,null,null,"11:56:00",1034.3201448668353,1012.1503251267973,0.85,879.17212313681,860.32777635777768,860.32777635777768,{"$f":"appliance_sim_data!D728-N726","v":-519.32777635777768},519.32777635777768]
[null,null,null,null,null,null,null,"11:57:00",1034.5373210730975,1013.1136642909419,0.87,900.04746933359479,881.40888793311944,881.40888793311956,{"$f":"appliance_sim_data!D729-N727","v":-540.40888793311956},540.40888793311956]
[null,null,null,null,null,null,null,"11:58:00",1034.7511607796005,1014.0636175464364,0.87,900.23350987825245,882.2353472653997,882.2353472653997,{"$f":"appliance_sim_data!D730-N728","v":-541.2353472653997},541.2353472653997]
[null,null,null,null,null,null,null,"11:59:00",1034.9616740319639,1015.0001670127721,0.87,900.41665640780855,883.05014530111168,883.05014530111168,{"$f":"appliance_sim_data!D731-N729","v":-406.05014530111168},406.05014530111168]
[null,null,null,null,null,null,null,"12:00:00",1035.168870707404,1015.9232950615808,0.94,973.05873846495979,954.96789735788593,954.96789735788593,{"$f":"appliance_sim_data!D732-N730","v":-477.96789735788593},477.96789735788593]
[null,null,null,null,null,null,null,"12:01:00",1035.3727605157694,1016.832984316971,0.97,1004.3115777002963,986.32799478746176,986.32799478746188,{"$f":"appliance_sim_data!D733-N731","v":-509.32799478746188},509.32799478746188]
[null,null,null,null,null,null,null,"12:02:00",1035.5733530005559,1017.7292176558627,0.85,880.23735005047251,865.06983500748333,865.06983500748345,{"$f":"appliance_sim_data!D734-N732","v":-388.06983500748345},388.06983500748345]
[null,null,null,null,null,null,null,"12:03:00",1035.7706575399036,1018.6119782083144,0.91,942.55129836131232,926.93690016956612,926.93690016956612,{"$f":"appliance_sim_data!D735-N733","v":-449.93690016956612},449.93690016956612]
[null,null,null,null,null,null,null,"12:04:00",1035.9646833475738,1019.4812493578454,0.92,953.08750867976789,937.92274940921777,937.92274940921789,{"$f":"appliance_sim_data!D736-N734","v":-460.92274940921789},460.92274940921789]
[null,null,null,null,null,null,null,"12:05:00",1036.1554394739101,1020.337014741758,0.61,632.05481807908518,622.40557899247233,622.40557899247233,{"$f":"appliance_sim_data!D737-N735","v":-145.40557899247233},145.40557899247233]
[null,null,null,null,null,null,null,"12:06:00",1036.3429348067766,1021.1792582514462,0.62,642.53261958020153,633.13114011589664,633.13114011589664,{"$f":"appliance_sim_data!D738-N736","v":-156.13114011589664},156.13114011589664]
[null,null,null,null,null,null,null,"12:07:00",1036.5271780724827,1022.0079640327081,0.86,891.4133731423351,878.92684906812894,878.92684906812906,{"$f":"appliance_sim_data!D739-N737","v":-401.92684906812906},401.92684906812906]
[null,null,null,null,null,null,null,"12:08:00",1036.7081778366862,1022.8231164860498,0.88,912.30319649628393,900.08434250772382,900.08434250772393,{"$f":"appliance_sim_data!D740-N738","v":-423.08434250772393},423.08434250772393]
[null,null,null,null,null,null,null,"12:09:00",1036.8859425052797,1023.6247002669827,0.84,870.98419170443492,859.84474822426546,859.84474822426546,{"$f":"appliance_sim_data!D741-N739","v":-560.84474822426546},560.84474822426546]
[null,null,null,null,null,null,null,"12:10:00",1037.0604803252604,1024.4127002863197,0.84,871.13080347321875,860.50666824050847,860.50666824050847,{"$f":"appliance_sim_data!D742-N740","v":-670.50666824050847},670.50666824050847]
[null,null,null,null,null,null,null,"12:11:00",1037.2317993855797,1025.1871017104643,0.6,622.33907963134777,615.11226102627859,615.1122610262787,{"$f":"appliance_sim_data!D743-N741","v":-425.1122610262787},425.1122610262787]
[null,null,null,null,null,null,null,"12:12:00",1037.3999076179775,1025.9478899616943,0.57999999999999996,601.69194641842694,595.04977617778263,595.04977617778263,{"$f":"appliance_sim_data!D744-N742","v":-405.04977617778263},405.04977617778263]
[null,null,null,null,null,null,null,"12:13:00",1037.5648127977993,1026.6950507184436,0.62,643.29018393463559,636.55093144543503,636.55093144543503,{"$f":"appliance_sim_data!D745-N743","v":-446.55093144543503},446.55093144543503]
[null,null,null,null,null,null,null,"12:14:00",1037.7265225447939,1027.4285699155748,0.3,311.31795676343813,308.22857097467244,308.22857097467249,{"$f":"appliance_sim_data!D746-N744","v":-118.22857097467249},118.22857097467249]
[null,null,null,null,null,null,null,"12:15:00",1037.885044323896,1028.1484337446516,0.3,311.36551329716877,308.44453012339545,308.44453012339545,{"$f":"appliance_sim_data!D747-N745","v":-118.44453012339545},118.44453012339545]
[null,null,null,null,null,null,null,"12:16:00",1038.0403854459919,1028.8546286542012,0.27,280.27090407041783,277.79074973663433,277.79074973663433,{"$f":"appliance_sim_data!D748-N746","v":-87.790749736634325},87.790749736634325]
[null,null,null,null,null,null,null,"12:17:00",1038.1925530686678,1029.5471413499774,0.3,311.45776592060037,308.86414240499323,308.86414240499329,{"$f":"appliance_sim_data!D749-N747","v":-118.86414240499329},118.86414240499329]
[null,null,null,null,null,null,null,"12:18:00",1038.3415541969418,1030.2259587952151,0.32,332.26929734302138,329.67230681446881,329.67230681446881,{"$f":"appliance_sim_data!D750-N748","v":-139.67230681446881},139.67230681446881]
[null,null,null,null,null,null,null,"12:19:00",1038.4873956839785,1030.891068210879,0.31,321.93109266203334,319.5762311453725,319.5762311453725,{"$f":"appliance_sim_data!D751-N749","v":-265.5762311453725},265.5762311453725]
[null,null,null,null,null,null,null,"12:20:00",1038.6300842317896,1031.5424570759112,0.26,270.0438219002653,268.20103883973695,268.20103883973701,{"$f":"appliance_sim_data!D752-N750","v":-214.20103883973701},214.20103883973701]
[null,null,null,null,null,null,null,"12:21:00",1038.7696263919152,1032.1801131274715,0.27,280.46779912581712,278.68863054441732,278.68863054441732,{"$f":"appliance_sim_data!D753-N751","v":-224.68863054441732},224.68863054441732]
[null,null,null,null,null,null,null,"12:22:00",1038.9060285660917,1032.8040243611722,0.26,270.11556742718386,268.52904633390477,268.52904633390477,{"$f":"appliance_sim_data!D754-N752","v":-214.52904633390477},214.52904633390477]
[null,null,null,null,null,null,null,"12:23:00",1039.039297006902,1033.414179031309,0.27,280.54061019186355,279.02182833845347,279.02182833845347,{"$f":"appliance_sim_data!D755-N753","v":-225.02182833845347},225.02182833845347]
[null,null,null,null,null,null,null,"12:24:00",1039.1694378184109,1034.0105656510875,0.26,270.18405383278684,268.84274706928278,268.84274706928278,{"$f":"appliance_sim_data!D756-N754","v":-214.84274706928278},214.84274706928278]
[null,null,null,null,null,null,null,"12:25:00",1039.2964569567837,1034.5931729928438,0.25,259.82411423919592,258.64829324821096,258.64829324821096,{"$f":"appliance_sim_data!D757-N755","v":-204.64829324821096},204.64829324821096]
[null,null,null,null,null,null,null,"12:26:00",1039.4203602308905,1035.1619900882595,0.25,259.85509005772263,258.79049752206487,258.79049752206487,{"$f":"appliance_sim_data!D758-N756","v":-204.79049752206487},204.79049752206487]
[null,null,null,null,null,null,null,"12:27:00",1039.5411533028935,1035.7170062285734,0.26,270.28069985875231,269.28642161942906,269.28642161942906,{"$f":"appliance_sim_data!D759-N757","v":-215.28642161942906},215.28642161942906]
[null,null,null,null,null,null,null,"12:28:00",1039.6588416888196,1036.2582109647874,0.26,270.31129883909313,269.42713485084471,269.42713485084471,{"$f":"appliance_sim_data!D760-N758","v":-215.42713485084471},215.42713485084471]
[null,null,null,null,null,null,null,"12:29:00",1039.773430759119,1036.7855941078678,0.26,270.34109199737094,269.56425446804565,269.56425446804565,{"$f":"appliance_sim_data!D761-N759","v":-215.56425446804565},215.56425446804565]
[null,null,null,null,null,null,null,"12:30:00",1039.8849257392055,1037.2991457289404,0.27,280.76892994958553,280.0707693468139,280.0707693468139,{"$f":"appliance_sim_data!D762-N760","v":-226.0707693468139},226.0707693468139]
[null,null,null,null,null,null,null,"12:31:00",1039.9933317099837,1037.7988561594816,0.27,280.79819956169564,280.20569116306007,280.20569116306007,{"$f":"appliance_sim_data!D763-N761","v":-226.20569116306007},226.20569116306007]
[null,null,null,null,null,null,null,"12:32:00",1040.0986536083626,1038.284715991505,0.27,280.8266364742579,280.33687331770636,280.33687331770636,{"$f":"appliance_sim_data!D764-N762","v":-226.33687331770636},226.33687331770636]
[null,null,null,null,null,null,null,"12:33:00",1040.20089622775,1038.7567160777419,0.25,260.05022405693751,259.68917901943547,259.68917901943547,{"$f":"appliance_sim_data!D765-N763","v":-205.68917901943547},205.68917901943547]
[null,null,null,null,null,null,null,"12:34:00",1040.3000642185364,1039.2148475318177,0.25,260.07501605463409,259.80371188295442,259.80371188295442,{"$f":"appliance_sim_data!D766-N764","v":-205.80371188295442},205.80371188295442]
[null,null,null,null,null,null,null,"12:35:00",1040.3961620885616,1039.6591017284222,0.27,280.90696376391168,280.70795746667403,280.70795746667403,{"$f":"appliance_sim_data!D767-N765","v":-226.70795746667403},226.70795746667403]
[null,null,null,null,null,null,null,"12:36:00",1040.4891942035679,1040.0894703034776,0.28999999999999998,301.74186631903467,301.62594638800846,301.62594638800846,{"$f":"appliance_sim_data!D768-N766","v":-247.62594638800846},247.62594638800846]
[null,null,null,null,null,null,null,"12:37:00",1040.5791647876367,1040.5059451542957,0.33,343.39112437992014,343.3669619009176,343.36696190091766,{"$f":"appliance_sim_data!D769-N767","v":-289.36696190091766},289.36696190091766]
[null,null,null,null,null,null,null,"12:38:00",1040.6660779236136,1040.908518439737,0.32,333.01314493555634,333.09072590071582,333.09072590071582,{"$f":"appliance_sim_data!D770-N768","v":-279.09072590071582},279.09072590071582]
[null,null,null,null,null,null,null,"12:39:00",1040.7499375535162,1041.2971825803611,0.32,333.03998001712523,333.21509842571555,333.21509842571555,{"$f":"appliance_sim_data!D771-N769","v":-279.21509842571555},279.21509842571555]
[null,null,null,null,null,null,null,"12:40:00",1040.8307474789297,1041.671930258572,0.34,353.88245414283608,354.16845628791452,354.16845628791452,{"$f":"appliance_sim_data!D772-N770","v":-300.16845628791452},300.16845628791452]
[null,null,null,null,null,null,null,"12:41:00",1040.908511361386,1042.032754418758,0.37,385.13614920371282,385.55211913494048,385.55211913494054,{"$f":"appliance_sim_data!D773-N771","v":-331.55211913494054},331.55211913494054]
[null,null,null,null,null,null,null,"12:42:00",1040.9832327227311,1042.3796482674309,0.36,374.7539637801832,375.2566733762751,375.2566733762751,{"$f":"appliance_sim_data!D774-N772","v":-321.2566733762751},321.2566733762751]
[null,null,null,null,null,null,null,"12:43:00",1041.0549149454755,1042.7126052733522,0.34,353.95867108146172,354.52228579293978,354.52228579293978,{"$f":"appliance_sim_data!D775-N773","v":-300.52228579293978},300.52228579293978]
[null,null,null,null,null,null,null,"12:44:00",1041.1235612731332,1043.0316191676627,0.39,406.03818889652194,406.78233147538845,406.78233147538845,{"$f":"appliance_sim_data!D776-N774","v":-352.78233147538845},352.78233147538845]
[null,null,null,null,null,null,null,"12:45:00",1041.1891748105443,1043.3366839440009,0.36,374.82810293179591,375.60120621984032,375.60120621984038,{"$f":"appliance_sim_data!D777-N775","v":-321.60120621984038},321.60120621984038]
[null,null,null,null,null,null,null,"12:46:00",1041.2517585241853,1043.6277938586195,0.37,385.26315065394857,386.14228372768923,386.14228372768923,{"$f":"appliance_sim_data!D778-N776","v":-332.14228372768923},332.14228372768923]
[null,null,null,null,null,null,null,"12:47:00",1041.3113152424648,1043.9049434304966,0.39,406.11141294456132,407.12292793789368,407.12292793789368,{"$f":"appliance_sim_data!D779-N777","v":-353.12292793789368},353.12292793789368]
[null,null,null,null,null,null,null,"12:48:00",1041.3678476560049,1044.1681274414404,0.63,656.06174402328304,657.82592028810745,657.82592028810745,{"$f":"appliance_sim_data!D780-N778","v":-603.82592028810745},603.82592028810745]
[null,null,null,null,null,null,null,"12:49:00",1041.4213583179085,1044.4173409361886,0.62,{"$f":"I779*K779","v":645.68124215710327},{"$f":"J779*K779","v":647.53875138043691},{"$f":"M779*$B$46*$B$47","v":647.53875138043702},{"$f":"appliance_sim_data!D781-N779","v":-593.53875138043702},{"$f":"IF(O779<0, ABS(O779), 0)","v":593.53875138043702}]
[null,null,null,null,null,null,null,"12:50:00",1041.4718496440153,1044.6525792225073,0.65,676.95670226861,679.02417649462973,679.02417649462973,{"$f":"appliance_sim_data!D782-N780","v":-625.02417649462973},625.02417649462973]
[null,null,null,null,null,null,null,"12:51:00",1041.5193239131397,1044.8738378712769,0.67,697.81794702180366,700.0654713737556,700.06547137375571,{"$f":"appliance_sim_data!D783-N781","v":-646.06547137375571},646.06547137375571]
[null,null,null,null,null,null,null,"12:52:00",1041.5637832672996,1045.0811127165816,0.92,958.23868060591576,961.47462369925518,961.47462369925529,{"$f":"appliance_sim_data!D784-N782","v":-907.47462369925529},907.47462369925529]
[null,null,null,null,null,null,null,"12:53:00",1041.6052297119277,1045.2743998557864,0.95,989.52496822633123,993.01067986299711,993.01067986299722,{"$f":"appliance_sim_data!D785-N783","v":-939.01067986299722},939.01067986299722]
[null,null,null,null,null,null,null,"12:54:00",1041.6436651160716,1045.4536956496145,0.92,958.31217190678592,961.81739999764534,961.81739999764545,{"$f":"appliance_sim_data!D786-N784","v":-907.81739999764545},907.81739999764545]
[null,null,null,null,null,null,null,"12:55:00",1041.6790912125791,1045.6189967222156,0.88,916.67760026706958,920.14471711554972,920.14471711554984,{"$f":"appliance_sim_data!D787-N785","v":-866.14471711554984},866.14471711554984]
[null,null,null,null,null,null,null,"12:56:00",1041.7115095982701,1045.7702999612325,0.45,468.7701793192216,470.59663498255463,470.59663498255469,{"$f":"appliance_sim_data!D788-N786","v":-416.59663498255469},416.59663498255469]
[null,null,null,null,null,null,null,"12:57:00",1041.740921734096,1045.9076025178601,0.39,406.27895947629747,407.90396498196549,407.90396498196554,{"$f":"appliance_sim_data!D789-N787","v":-353.90396498196554},353.90396498196554]
[null,null,null,null,null,null,null,"12:58:00",1041.7673289452832,1046.0309018069006,0.41,427.12460486756612,428.87266974082922,428.87266974082922,{"$f":"appliance_sim_data!D790-N788","v":-374.87266974082922},374.87266974082922]
[null,null,null,null,null,null,null,"12:59:00",1041.7907324214661,1046.1401955068131,0.45,468.80582958965977,470.76308797806593,470.76308797806598,{"$f":"appliance_sim_data!D791-N789","v":-416.76308797806598},416.76308797806598]
[null,null,null,null,null,null,null,"13:00:00",1041.8111332168039,1046.2354815597589,0.35,364.63389662588133,366.1824185459156,366.18241854591565,{"$f":"appliance_sim_data!D792-N790","v":-312.18241854591565},312.18241854591565]
[null,null,null,null,null,null,null,"13:01:00",1041.8285322500856,1046.3167581716402,0.35,364.63998628752995,366.21086536007408,366.21086536007408,{"$f":"appliance_sim_data!D793-N791","v":-312.21086536007408},312.21086536007408]
[null,null,null,null,null,null,null,"13:02:00",1041.8429303048213,1046.3840238121352,0.34,354.22659630363927,355.770568096126,355.770568096126,{"$f":"appliance_sim_data!D794-N792","v":-301.770568096126},301.770568096126]
[null,null,null,null,null,null,null,"13:03:00",1041.8543280293195,1046.4372772147278,0.35,364.6490148102618,366.25304702515473,366.25304702515473,{"$f":"appliance_sim_data!D795-N793","v":-312.25304702515473},312.25304702515473]
[null,null,null,null,null,null,null,"13:04:00",1041.862725936752,1046.4765173767323,0.32,333.39607229976065,334.87248556055437,334.87248556055442,{"$f":"appliance_sim_data!D796-N794","v":-280.87248556055442},280.87248556055442]
[null,null,null,null,null,null,null,"13:05:00",1041.8681244052034,1046.5017435593106,0.36,375.07252478587321,376.74062768135184,376.74062768135184,{"$f":"appliance_sim_data!D797-N795","v":-322.74062768135184},322.74062768135184]
[null,null,null,null,null,null,null,"13:06:00",1041.87052367771,1046.5129552874887,0.38,395.91079899752981,397.67492300924573,397.67492300924573,{"$f":"appliance_sim_data!D798-N796","v":-343.67492300924573},343.67492300924573]
[null,null,null,null,null,null,null,"13:07:00",1041.8699238622835,1046.5101523501667,0.32,333.39837563593073,334.88324875205336,334.88324875205336,{"$f":"appliance_sim_data!D799-N797","v":-280.88324875205336},280.88324875205336]
[null,null,null,null,null,null,null,"13:08:00",1041.8663249319213,1046.4933348001191,0.32,333.39722397821481,334.87786713603811,334.87786713603811,{"$f":"appliance_sim_data!D800-N798","v":-280.87786713603811},280.87786713603811]
[null,null,null,null,null,null,null,"13:09:00",1041.8597267246041,1046.462502953997,0.32,333.3951125518733,334.86800094527905,334.86800094527911,{"$f":"appliance_sim_data!D801-N799","v":-280.86800094527911},280.86800094527911]
[null,null,null,null,null,null,null,"13:10:00",1041.8501289432793,1046.4176573923212,0.31,322.97353997241657,324.38947379161959,324.38947379161959,{"$f":"appliance_sim_data!D802-N800","v":-270.38947379161959},270.38947379161959]
[null,null,null,null,null,null,null,"13:11:00",1041.8375311558332,1046.3587989594703,0.31,322.96963465830828,324.3712276774358,324.37122767743585,{"$f":"appliance_sim_data!D803-N801","v":-270.37122767743585},270.37122767743585]
[null,null,null,null,null,null,null,"13:12:00",1041.8219327950458,1046.2859287636652,0.34,354.21945715031558,355.73721577964619,355.73721577964625,{"$f":"appliance_sim_data!D804-N802","v":-301.73721577964625},301.73721577964625]
[null,null,null,null,null,null,null,"13:13:00",1041.8033331585366,1046.1990481769471,0.32,333.37706661073173,334.78369541662312,334.78369541662317,{"$f":"appliance_sim_data!D805-N803","v":-280.78369541662317},280.78369541662317]
[null,null,null,null,null,null,null,"13:14:00",1041.781731408694,1046.0981588351526,0.31,322.95233673669514,324.29042923889733,324.29042923889733,{"$f":"appliance_sim_data!D806-N804","v":-270.29042923889733},270.29042923889733]
[null,null,null,null,null,null,null,"13:15:00",1041.7571265725926,1045.9832626378798,0.26,270.85685290887409,271.95564828584872,271.95564828584878,{"$f":"appliance_sim_data!D807-N805","v":-39.955648285848781},39.955648285848781]
[null,null,null,null,null,null,null,"13:16:00",1041.7295175418965,1045.854361748454,0.26,270.84967456089311,271.92213405459808,271.92213405459808,{"$f":"appliance_sim_data!D808-N806","v":-39.922134054598075},39.922134054598075]
[null,null,null,null,null,null,null,"13:17:00",1041.6989030727493,1045.7114585938837,0.26,270.84171479891484,271.88497923440974,271.88497923440974,{"$f":"appliance_sim_data!D809-N807","v":-39.884979234409741},39.884979234409741]
[null,null,null,null,null,null,null,"13:18:00",1041.6652817856509,1045.5545558648162,0.24,249.99966762855621,250.93309340755587,250.93309340755587,{"$f":"appliance_sim_data!D810-N808","v":-18.933093407555873},18.933093407555873]
[null,null,null,null,null,null,null,"13:19:00",1041.6286521653212,1045.3836565154845,0.24,249.99087651967707,250.89207756371627,250.89207756371627,{"$f":"appliance_sim_data!D811-N809","v":-18.892077563716271},18.892077563716271]
[null,null,null,null,null,null,null,"13:20:00",1041.5890125605486,1045.1987637636503,0.23,239.56547288892617,240.39571566563959,240.39571566563961,{"$f":"appliance_sim_data!D812-N810","v":-8.3957156656396137},8.3957156656396137]
[null,null,null,null,null,null,null,"13:21:00",1041.5463611840266,1044.9998810905427,0.34,354.12576280256906,355.29995957078455,355.29995957078455,{"$f":"appliance_sim_data!D813-N811","v":-123.29995957078455},123.29995957078455]
[null,null,null,null,null,null,null,"13:22:00",1041.5006961121769,1044.7870122407903,0.34,354.11023667814015,355.22758416186872,355.22758416186872,{"$f":"appliance_sim_data!D814-N812","v":-123.22758416186872},123.22758416186872]
[null,null,null,null,null,null,null,"13:23:00",1041.4520152849575,1044.56016122235,0.34,354.09368519688559,355.15045481559901,355.15045481559901,{"$f":"appliance_sim_data!D815-N813","v":-123.15045481559901},123.15045481559901]
[null,null,null,null,null,null,null,"13:24:00",1041.4003165056579,1044.3193323064288,0.36,374.90411394203682,375.95495963031436,375.95495963031436,{"$f":"appliance_sim_data!D816-N814","v":-143.95495963031436},143.95495963031436]
[null,null,null,null,null,null,null,"13:25:00",1041.3455974406816,1044.0645300274025,0.36,374.88441507864536,375.86323080986489,375.86323080986494,{"$f":"appliance_sim_data!D817-N815","v":-143.86323080986494},143.86323080986494]
[null,null,null,null,null,null,null,"13:26:00",1041.2878556193134,1043.7957591827278,0.36,374.86362802295281,375.76647330578197,375.76647330578203,{"$f":"appliance_sim_data!D818-N816","v":-143.76647330578203},143.76647330578203]
[null,null,null,null,null,null,null,"13:27:00",1041.2270884334739,1043.5130248328503,0.39,406.07856448905483,406.97007968481165,406.97007968481171,{"$f":"appliance_sim_data!D819-N817","v":-174.97007968481171},174.97007968481171]
[null,null,null,null,null,null,null,"13:28:00",1041.163293137459,1043.2163323011059,0.39,406.05368432360905,406.85436959743134,406.85436959743134,{"$f":"appliance_sim_data!D820-N818","v":-174.85436959743134},174.85436959743134]
[null,null,null,null,null,null,null,"13:29:00",1041.0964668476681,1042.9056871736202,0.4,416.43858673906726,417.16227486944808,417.16227486944808,{"$f":"appliance_sim_data!D821-N819","v":-185.16227486944808},185.16227486944808]
[null,null,null,null,null,null,null,"13:30:00",1041.0266065423152,1042.5810952991997,0.36,374.76957835523348,375.32919430771187,375.32919430771193,{"$f":"appliance_sim_data!D822-N820","v":-143.32919430771193},143.32919430771193]
[null,null,null,null,null,null,null,"13:31:00",1040.9537090611286,1042.2425627892185,0.36,374.74333526200627,375.20732260411864,375.20732260411864,{"$f":"appliance_sim_data!D823-N821","v":-143.20732260411864},143.20732260411864]
[null,null,null,null,null,null,null,"13:32:00",1040.8777711050354,1041.8900960175031,0.36,374.71599759781276,375.08043456630111,375.08043456630116,{"$f":"appliance_sim_data!D824-N822","v":-143.08043456630116},143.08043456630116]
[null,null,null,null,null,null,null,"13:33:00",1040.7987892358321,1041.5237016202066,0.38,395.50353990961622,395.7790066156785,395.77900661567855,{"$f":"appliance_sim_data!D825-N823","v":-163.77900661567855},163.77900661567855]
[null,null,null,null,null,null,null,"13:34:00",1040.7167598758415,1041.143386495683,0.39,405.87953635157817,406.04592073331639,406.04592073331645,{"$f":"appliance_sim_data!D826-N824","v":-174.04592073331645},174.04592073331645]
[null,null,null,null,null,null,null,"13:35:00",1040.6316793075548,1040.7491578043537,0.36,374.62740455071969,374.66969680956731,374.66969680956731,{"$f":"appliance_sim_data!D827-N825","v":-142.66969680956731},142.66969680956731]
[null,null,null,null,null,null,null,"13:36:00",1040.5435436732607,1040.3410229685703,0.35,364.19024028564121,364.11935803899956,364.11935803899956,{"$f":"appliance_sim_data!D828-N826","v":-132.11935803899956},132.11935803899956]
[null,null,null,null,null,null,null,"13:37:00",1040.4523489746582,1039.9189896724706,0.34,353.75379865138382,353.57245648864006,353.57245648864006,{"$f":"appliance_sim_data!D829-N827","v":-299.57245648864006},299.57245648864006]
[null,null,null,null,null,null,null,"13:38:00",1040.3580910724577,1039.4830658618316,0.32,332.91458914318645,332.63458107578612,332.63458107578617,{"$f":"appliance_sim_data!D830-N828","v":-278.63458107578617},278.63458107578617]
[null,null,null,null,null,null,null,"13:39:00",1040.2607656859643,1039.0332597439162,0.34,353.68866033322792,353.27130831293152,353.27130831293152,{"$f":"appliance_sim_data!D831-N829","v":-299.27130831293152},299.27130831293152]
[null,null,null,null,null,null,null,"13:40:00",1040.160368392651,1038.5695797873154,0.34,353.65452525350133,353.11365712768725,353.11365712768725,{"$f":"appliance_sim_data!D832-N830","v":-299.11365712768725},299.11365712768725]
[null,null,null,null,null,null,null,"13:41:00",1040.0568946277122,1038.092034721785,0.3,312.01706838831365,311.42761041653552,311.42761041653557,{"$f":"appliance_sim_data!D833-N831","v":-257.42761041653557},257.42761041653557]
[null,null,null,null,null,null,null,"13:42:00",1039.9503396836076,1037.600633538078,0.24,249.58808152406581,249.02415204913871,249.02415204913871,{"$f":"appliance_sim_data!D834-N832","v":-195.02415204913871},195.02415204913871]
[null,null,null,null,null,null,null,"13:43:00",1039.8406987095875,1037.0953854877719,0.23,239.16336070320514,238.53193866218754,238.53193866218754,{"$f":"appliance_sim_data!D835-N833","v":-184.53193866218754},184.53193866218754]
[null,null,null,null,null,null,null,"13:44:00",1039.7279667112055,1036.5763000830893,0.23,239.13743234357727,238.41254901911057,238.41254901911057,{"$f":"appliance_sim_data!D836-N834","v":-184.41254901911057},184.41254901911057]
[null,null,null,null,null,null,null,"13:45:00",1039.612138549815,1036.0433870967172,0.23,239.11079186645745,238.28997903224496,238.28997903224496,{"$f":"appliance_sim_data!D837-N835","v":-184.28997903224496},184.28997903224496]
[null,null,null,null,null,null,null,"13:46:00",1039.493208942052,1035.4966565616166,0.34,353.4276910402977,352.06886323094966,352.06886323094972,{"$f":"appliance_sim_data!D838-N836","v":-298.06886323094972},298.06886323094972]
[null,null,null,null,null,null,null,"13:47:00",1039.3711724593018,1034.9361187708312,0.69,717.16610899691818,714.10592195187348,714.10592195187348,{"$f":"appliance_sim_data!D839-N837","v":-660.10592195187348},660.10592195187348]
[null,null,null,null,null,null,null,"13:48:00",1039.2460235271508,1034.3617842772881,0.63,654.72499482210503,651.64792409469146,651.64792409469146,{"$f":"appliance_sim_data!D840-N838","v":-597.64792409469146},597.64792409469146]
[null,null,null,null,null,null,null,"13:49:00",1039.1177564248233,1033.7736638935971,0.52,540.34123334090816,537.56230522467058,537.56230522467058,{"$f":"appliance_sim_data!D841-N839","v":-483.56230522467058},483.56230522467058]
[null,null,null,null,null,null,null,"13:50:00",1038.9863652846022,1033.1717686918391,0.46,477.93372803091705,475.25901359824604,475.25901359824604,{"$f":"appliance_sim_data!D842-N840","v":-421.25901359824604},421.25901359824604]
[null,null,null,null,null,null,null,"13:51:00",1038.851844091236,1032.5561100033572,0.46,477.8718482819686,474.97581060154431,474.97581060154437,{"$f":"appliance_sim_data!D843-N841","v":-420.97581060154437},420.97581060154437]
[null,null,null,null,null,null,null,"13:52:00",1038.7141866813281,1031.9266994185371,0.44,457.03424213978434,454.04774774415631,454.04774774415631,{"$f":"appliance_sim_data!D844-N842","v":-400.04774774415631},400.04774774415631]
[null,null,null,null,null,null,null,"13:53:00",1038.5733867427111,1031.283548786583,0.49,{"$f":"I843*K843","v":508.90095950392845},{"$f":"J843*K843","v":505.32893890542567},{"$f":"M843*$B$46*$B$47","v":505.32893890542567},{"$f":"appliance_sim_data!D845-N843","v":-451.32893890542567},{"$f":"IF(O843<0, ABS(O843), 0)","v":451.32893890542567}]
[null,null,null,null,null,null,null,"13:54:00",1038.4294378138059,1030.6266702152916,0.54,560.75189641945519,556.5384019162575,556.5384019162575,{"$f":"appliance_sim_data!D846-N844","v":-502.5384019162575},502.5384019162575]
[null,null,null,null,null,null,null,"13:55:00",1038.2823332829646,1029.9560760708191,0.48,498.37551997582301,494.37891651399315,494.37891651399315,{"$f":"appliance_sim_data!D847-N845","v":-440.37891651399315},440.37891651399315]
[null,null,null,null,null,null,null,"13:56:00",1038.1320663877975,1029.2717789774431,0.48,498.30339186614282,494.05045390917269,494.05045390917269,{"$f":"appliance_sim_data!D848-N846","v":-440.05045390917269},440.05045390917269]
[null,null,null,null,null,null,null,"13:57:00",1037.9786302144832,1028.5737918173209,0.6,622.7871781286899,617.14427509039251,617.14427509039251,{"$f":"appliance_sim_data!D849-N847","v":-563.14427509039251},563.14427509039251]
[null,null,null,null,null,null,null,"13:58:00",1037.8220176970635,1027.8621277302407,0.62,643.44965097217937,637.27451919274927,637.27451919274927,{"$f":"appliance_sim_data!D850-N848","v":-583.27451919274927},583.27451919274927]
[null,null,null,null,null,null,null,"13:59:00",1037.6622216167207,1027.1368001133699,0.63,653.72719961853397,647.09618407142307,647.09618407142307,{"$f":"appliance_sim_data!D851-N849","v":-593.09618407142307},593.09618407142307]
[null,null,null,null,null,null,null,"14:00:00",1037.4992346010397,1026.3978226209974,0.59,612.1245484146134,605.57471534638842,605.57471534638842,{"$f":"appliance_sim_data!D852-N850","v":-551.57471534638842},551.57471534638842]
[null,null,null,null,null,null,null,"14:01:00",1037.333049123253,1025.6452091642736,0.55000000000000004,570.53317701778917,564.10486504035055,564.10486504035055,{"$f":"appliance_sim_data!D853-N851","v":-401.10486504035055},401.10486504035055]
[null,null,null,null,null,null,null,"14:02:00",1037.1636575014679,1024.8789739109386,0.67,694.89965052598359,686.66891252032894,686.66891252032894,{"$f":"appliance_sim_data!D854-N852","v":-523.66891252032894},523.66891252032894]
[null,null,null,null,null,null,null,"14:03:00",1036.9910518978784,1024.0991312850554,0.78,808.85302048034521,798.79732240234318,798.79732240234318,{"$f":"appliance_sim_data!D855-N853","v":-635.79732240234318},635.79732240234318]
[null,null,null,null,null,null,null,"14:04:00",1036.8152243179584,1023.3056959667286,0.86,891.66109291344424,880.04289853138664,880.04289853138675,{"$f":"appliance_sim_data!D856-N854","v":-717.04289853138675},717.04289853138675]
[null,null,null,null,null,null,null,"14:05:00",1036.6361666096393,1022.4986828918263,0.91,943.33891161477175,930.47380143156204,930.47380143156215,{"$f":"appliance_sim_data!D857-N855","v":-767.47380143156215},767.47380143156215]
[null,null,null,null,null,null,null,"14:06:00",1036.4538704624692,1021.678107251691,0.92,953.5375608254717,939.94385867155574,939.94385867155586,{"$f":"appliance_sim_data!D858-N856","v":-776.94385867155586},776.94385867155586]
[null,null,null,null,null,null,null,"14:07:00",1036.2683274067542,1020.8439844928487,0.93,963.72954448828148,949.38490557834928,949.38490557834928,{"$f":"appliance_sim_data!D859-N857","v":-786.38490557834928},786.38490557834928]
[null,null,null,null,null,null,null,"14:08:00",1036.0795288126837,1019.9963303167134,0.92,953.19316650766905,938.39662389137641,938.39662389137652,{"$f":"appliance_sim_data!D860-N858","v":-775.39662389137652},775.39662389137652]
[null,null,null,null,null,null,null,"14:09:00",1035.8874658894356,1019.1351606792846,0.92,953.01646861828078,937.6043478249419,937.60434782494201,{"$f":"appliance_sim_data!D861-N859","v":-774.60434782494201},774.60434782494201]
[null,null,null,null,null,null,null,"14:10:00",1035.6921296842656,1018.2604917908427,0.88,911.40907412215381,896.0692327759416,896.0692327759416,{"$f":"appliance_sim_data!D862-N860","v":-733.0692327759416},733.0692327759416]
[null,null,null,null,null,null,null,"14:11:00",1035.4935110815775,1017.3723401156362,0.88,911.2342897517882,895.28765930175985,895.28765930175985,{"$f":"appliance_sim_data!D863-N861","v":-732.28765930175985},732.28765930175985]
[null,null,null,null,null,null,null,"14:12:00",1035.291600801974,1016.4707223715692,0.88,911.05660870573718,894.49423568698091,894.49423568698103,{"$f":"appliance_sim_data!D864-N862","v":-731.49423568698103},731.49423568698103]
[null,null,null,null,null,null,null,"14:13:00",1035.0863894012912,1015.5556555298767,0.88,910.87602267313628,893.68897686629157,893.68897686629157,{"$f":"appliance_sim_data!D865-N863","v":-730.68897686629157},730.68897686629157]
[null,null,null,null,null,null,null,"14:14:00",1034.8778672696133,1014.6271568148043,0.86,889.99496585186739,872.57935486073166,872.57935486073166,{"$f":"appliance_sim_data!D866-N864","v":-709.57935486073166},709.57935486073166]
[null,null,null,null,null,null,null,"14:15:00",1034.6660246302672,1013.6852437032735,0.86,889.81278118202977,871.76930958481523,871.76930958481523,{"$f":"appliance_sim_data!D867-N865","v":-708.76930958481523},708.76930958481523]
[null,null,null,null,null,null,null,"14:16:00",1034.4508515388006,1012.7299339245495,0.87,899.97224083875653,881.07504251435807,881.07504251435807,{"$f":"appliance_sim_data!D868-N866","v":-718.07504251435807},718.07504251435807]
[null,null,null,null,null,null,null,"14:17:00",1034.2323378819394,1011.7612454599016,0.87,899.78213395728733,880.2322835501144,880.2322835501144,{"$f":"appliance_sim_data!D869-N867","v":-717.2322835501144},717.2322835501144]
[null,null,null,null,null,null,null,"14:18:00",1034.0104733765245,1010.779196542258,0.98,1013.330263908994,990.56361261141285,990.56361261141285,{"$f":"appliance_sim_data!D870-N868","v":-827.56361261141285},827.56361261141285]
[null,null,null,null,null,null,null,"14:19:00",1033.7852475684324,1009.7838056558572,0.98,1013.1095426170638,989.58812954274003,989.58812954274003,{"$f":"appliance_sim_data!D871-N869","v":-935.58812954274003},935.58812954274003]
[null,null,null,null,null,null,null,"14:20:00",1033.5566498314722,1008.7750915358936,0.98,1012.8855168348427,988.59958970517573,988.59958970517584,{"$f":"appliance_sim_data!D872-N870","v":-934.59958970517584},934.59958970517584]
[null,null,null,null,null,null,null,"14:21:00",1033.3246693662643,1007.7530731681607,0.66,681.99428178173446,665.11702829098601,665.11702829098613,{"$f":"appliance_sim_data!D873-N871","v":-611.11702829098613},611.11702829098613]
[null,null,null,null,null,null,null,"14:22:00",1033.0892951990995,1006.7177697886847,0.81,836.80232911127064,815.44139352883462,815.44139352883474,{"$f":"appliance_sim_data!D874-N872","v":-761.44139352883474},761.44139352883474]
[null,null,null,null,null,null,null,"14:23:00",1032.850516180777,1005.6692008833604,0.81,836.60891810642943,814.59205271552196,814.59205271552207,{"$f":"appliance_sim_data!D875-N873","v":-760.59205271552207},760.59205271552207]
[null,null,null,null,null,null,null,"14:24:00",1032.6083209854205,1004.6073861875753,0.75,774.45624073906538,753.45553964068154,753.45553964068154,{"$f":"appliance_sim_data!D876-N874","v":-699.45553964068154},699.45553964068154]
[null,null,null,null,null,null,null,"14:25:00",1032.3626981092757,1003.5323456858346,0.62,640.06487282775095,622.19005432521737,622.19005432521737,{"$f":"appliance_sim_data!D877-N875","v":-568.19005432521737},568.19005432521737]
[null,null,null,null,null,null,null,"14:26:00",1032.1136358694851,1002.4440996113779,0.51,526.37795429343737,511.24649080180274,511.24649080180274,{"$f":"appliance_sim_data!D878-N876","v":-457.24649080180274},457.24649080180274]
[null,null,null,null,null,null,null,"14:27:00",1031.8611224028414,1001.3426684457921,0.28999999999999998,299.23972549682395,290.38937384927971,290.38937384927971,{"$f":"appliance_sim_data!D879-N877","v":-236.38937384927971},236.38937384927971]
[null,null,null,null,null,null,null,"14:28:00",1031.6051456645207,1000.2280729186225,0.28999999999999998,299.16549224271097,290.06614114640053,290.06614114640053,{"$f":"appliance_sim_data!D880-N878","v":-236.06614114640053},236.06614114640053]
[null,null,null,null,null,null,null,"14:29:00",1031.345693426792,999.10033400697432,0.28000000000000003,288.77679415950178,279.74809352195285,279.74809352195285,{"$f":"appliance_sim_data!D881-N879","v":-225.74809352195285},225.74809352195285]
[null,null,null,null,null,null,null,"14:30:00",1031.0827532777064,997.95947293511358,0.59,608.33882443384675,588.79608903171697,588.79608903171709,{"$f":"appliance_sim_data!D882-N880","v":-534.79608903171709},534.79608903171709]
[null,null,null,null,null,null,null,"14:31:00",1030.8163126197628,996.80551117406128,0.56000000000000005,577.25713506706722,558.21108625747434,558.21108625747445,{"$f":"appliance_sim_data!D883-N881","v":-504.21108625747445},504.21108625747445]
[null,null,null,null,null,null,null,"14:32:00",1030.5463586685512,995.63847044118518,0.54,556.49503368101773,537.64477403824003,537.64477403824003,{"$f":"appliance_sim_data!D884-N882","v":-305.64477403824003},305.64477403824003]
[null,null,null,null,null,null,null,"14:33:00",1030.2728784513731,994.45837269978233,0.6,618.16372707082382,596.67502361986942,596.67502361986942,{"$f":"appliance_sim_data!D885-N883","v":-364.67502361986942},364.67502361986942]
[null,null,null,null,null,null,null,"14:34:00",1029.9958588058405,993.26524015866494,0.62,638.59743245962113,615.82444889837222,615.82444889837234,{"$f":"appliance_sim_data!D886-N884","v":-383.82444889837234},383.82444889837234]
[null,null,null,null,null,null,null,"14:35:00",1029.7152863784481,992.05909527173162,0.62,638.42347755463788,615.07663906847358,615.07663906847358,{"$f":"appliance_sim_data!D887-N885","v":-383.07663906847358},383.07663906847358]
[null,null,null,null,null,null,null,"14:36:00",1029.4311476231258,990.83996073754474,0.74,761.77904924111306,733.22157094578313,733.22157094578324,{"$f":"appliance_sim_data!D888-N886","v":-501.22157094578324},501.22157094578324]
[null,null,null,null,null,null,null,"14:37:00",1029.1434287997629,989.60785949889316,0.74,761.56613731182449,732.30981602918098,732.30981602918109,{"$f":"appliance_sim_data!D889-N887","v":-500.30981602918109},500.30981602918109]
[null,null,null,null,null,null,null,"14:38:00",1028.8521159727138,988.36281474235943,0.74,761.35056581980825,731.38848290934595,731.38848290934595,{"$f":"appliance_sim_data!D890-N888","v":-363.38848290934595},363.38848290934595]
[null,null,null,null,null,null,null,"14:39:00",1028.5571950092726,987.1048498978746,0.74,761.13232430686173,730.45758892442723,730.45758892442723,{"$f":"appliance_sim_data!D891-N889","v":-362.45758892442723},362.45758892442723]
[null,null,null,null,null,null,null,"14:40:00",1028.2586515781286,985.83398863827563,0.74,760.91140216781514,729.51715159232401,729.51715159232401,{"$f":"appliance_sim_data!D892-N890","v":-361.51715159232401},361.51715159232401]
[null,null,null,null,null,null,null,"14:41:00",1027.9564711477938,984.55025487885325,0.86,884.04256518710258,846.71321919581374,846.71321919581374,{"$f":"appliance_sim_data!D893-N891","v":-478.71321919581374},478.71321919581374]
[null,null,null,null,null,null,null,"14:42:00",1027.6506389850044,983.25367277689691,0.86,883.77954952710377,845.59815858813135,845.59815858813135,{"$f":"appliance_sim_data!D894-N892","v":-477.59815858813135},477.59815858813135]
[null,null,null,null,null,null,null,"14:43:00",1027.3411401531002,981.94426673123689,0.95,975.97408314544521,932.84705339467496,932.84705339467496,{"$f":"appliance_sim_data!D895-N893","v":-564.84705339467496},564.84705339467496]
[null,null,null,null,null,null,null,"14:44:00",1027.027959510373,980.62206138177885,0.96,985.94684112995799,941.39717892650765,941.39717892650776,{"$f":"appliance_sim_data!D896-N894","v":-573.39717892650776},573.39717892650776]
[null,null,null,null,null,null,null,"14:45:00",1026.7110817083926,979.28708160903773,0.97,995.90974925714079,949.90846916076657,949.90846916076669,{"$f":"appliance_sim_data!D897-N895","v":-581.90846916076669},581.90846916076669]
[null,null,null,null,null,null,null,"14:46:00",1026.3904911903051,977.93935253366408,0.89,913.48753715937153,870.36602375496102,870.36602375496102,{"$f":"appliance_sim_data!D898-N896","v":-502.36602375496102},502.36602375496102]
[null,null,null,null,null,null,null,"14:47:00",1026.0661721891024,976.57889951596712,0.35,359.12316026618583,341.80261483058848,341.80261483058848,{"$f":"appliance_sim_data!D899-N897","v":26.197385169411518},0]
[null,null,null,null,null,null,null,"14:48:00",1025.7381087258675,975.20574815543466,0.33,338.49357587953631,321.81789689129346,321.81789689129346,{"$f":"appliance_sim_data!D900-N898","v":46.182103108706542},0]
[null,null,null,null,null,null,null,"14:49:00",1025.4062846079896,973.8199242902474,0.36,369.14626245887627,350.57517274448907,350.57517274448907,{"$f":"appliance_sim_data!D901-N899","v":17.424827255510934},0]
[null,null,null,null,null,null,null,"14:50:00",1025.070683427351,972.42145399678725,0.37,379.27615286811988,359.79593797881125,359.79593797881125,{"$f":"appliance_sim_data!D902-N900","v":8.2040620211887472},0]
[null,null,null,null,null,null,null,"14:51:00",1024.7312885584886,971.01036358914712,0.41,420.13982830898027,398.11424907155032,398.11424907155038,{"$f":"appliance_sim_data!D903-N901","v":-30.114249071550375},30.114249071550375]
[null,null,null,null,null,null,null,"14:52:00",1024.388083156723,969.58667961862955,0.4,409.75523326268922,387.83467184745183,387.83467184745183,{"$f":"appliance_sim_data!D904-N902","v":-19.83467184745183},19.83467184745183]
[null,null,null,null,null,null,null,"14:53:00",1024.0410501562608,968.15042887324421,0.43,440.33765156719215,416.30468441549499,416.30468441549505,{"$f":"appliance_sim_data!D905-N903","v":-48.304684415495046},48.304684415495046]
[null,null,null,null,null,null,null,"14:54:00",1023.6901722682661,966.70163837720327,0.43,440.18677407535444,415.68170450219742,415.68170450219742,{"$f":"appliance_sim_data!D906-N904","v":-225.68170450219742},225.68170450219742]
[null,null,null,null,null,null,null,"14:55:00",1023.3354319789031,965.2403353904092,0.43,440.0342357509283,415.05334421787597,415.05334421787597,{"$f":"appliance_sim_data!D907-N905","v":-116.05334421787597},116.05334421787597]
[null,null,null,null,null,null,null,"14:56:00",1022.9768115473472,963.76654740793833,0.41,419.42049273441233,395.14428443725467,395.14428443725467,{"$f":"appliance_sim_data!D908-N906","v":-96.144284437254669},96.144284437254669]
[null,null,null,null,null,null,null,"14:57:00",1022.6142930037669,962.2803021595239,0.56999999999999995,{"$f":"I907*K907","v":582.89014701214705},{"$f":"J907*K907","v":548.49977223092856},{"$f":"M907*$B$46*$B$47","v":548.49977223092856},{"$f":"appliance_sim_data!D909-N907","v":-249.49977223092856},{"$f":"IF(O907<0, ABS(O907), 0)","v":249.49977223092856}]
[null,null,null,null,null,null,null,"14:58:00",1022.2478581472728,960.78162760903103,0.73,746.24093644750917,701.37058815459261,701.37058815459261,{"$f":"appliance_sim_data!D910-N908","v":-538.37058815459261},538.37058815459261]
[null,null,null,null,null,null,null,"14:59:00",1021.8774885438371,959.27055195393029,0.73,745.97056663700107,700.26750292636905,700.26750292636916,{"$f":"appliance_sim_data!D911-N909","v":-537.26750292636916},537.26750292636916]
[null,null,null,null,null,null,null,"15:00:00",1021.5031655241792,957.74710362476446,0.97,990.85807055845373,929.01469051602146,929.01469051602146,{"$f":"appliance_sim_data!D912-N910","v":-766.01469051602146},766.01469051602146]
[null,null,null,null,null,null,null,"15:01:00",1021.1248701816195,956.211311284614,0.99,1010.9136214798033,946.64919817176781,946.64919817176781,{"$f":"appliance_sim_data!D913-N911","v":-783.64919817176781},783.64919817176781]
[null,null,null,null,null,null,null,"15:02:00",1020.742583369902,954.66320382855747,0.99,1010.535157536203,945.11657179027191,945.11657179027191,{"$f":"appliance_sim_data!D914-N912","v":-782.11657179027191},782.11657179027191]
[null,null,null,null,null,null,null,"15:03:00",1020.3562857009806,953.10281038312598,1,1020.3562857009806,953.10281038312598,953.1028103831261,{"$f":"appliance_sim_data!D915-N913","v":-790.1028103831261},790.1028103831261]
[null,null,null,null,null,null,null,"15:04:00",1019.9659575427747,951.53016030575805,0.81,826.17242560964758,770.73942984766404,770.73942984766404,{"$f":"appliance_sim_data!D916-N914","v":-607.73942984766404},607.73942984766404]
[null,null,null,null,null,null,null,"15:05:00",1019.5715790168877,949.94528318424443,0.81,825.85297900367902,769.45567937923806,769.45567937923806,{"$f":"appliance_sim_data!D917-N915","v":-606.45567937923806},606.45567937923806]
[null,null,null,null,null,null,null,"15:06:00",1019.1731299962939,948.34820883617544,0.51,519.77829629810992,483.65758650644949,483.65758650644949,{"$f":"appliance_sim_data!D918-N916","v":-320.65758650644949},320.65758650644949]
[null,null,null,null,null,null,null,"15:07:00",1018.770590102988,946.73896730837987,0.54,550.13611865561359,511.23904234652514,511.23904234652514,{"$f":"appliance_sim_data!D919-N917","v":-348.23904234652514},348.23904234652514]
[null,null,null,null,null,null,null,"15:08:00",1018.363938705599,945.11758887636108,0.49,498.99832996574349,463.10761854941694,463.10761854941694,{"$f":"appliance_sim_data!D920-N918","v":-300.10761854941694},300.10761854941694]
[null,null,null,null,null,null,null,"15:09:00",1017.9531549169699,943.48410404372999,0.48,488.61751436014555,452.87236994099038,452.87236994099044,{"$f":"appliance_sim_data!D921-N919","v":-289.87236994099044},289.87236994099044]
[null,null,null,null,null,null,null,"15:10:00",1017.5382175916982,941.83854354163373,0.85,864.90748495294349,800.56276201038861,800.56276201038872,{"$f":"appliance_sim_data!D922-N920","v":-637.56276201038872},637.56276201038872]
[null,null,null,null,null,null,null,"15:11:00",1017.119105323642,940.18093832818045,0.72,732.32575583302219,676.9302755962899,676.9302755962899,{"$f":"appliance_sim_data!D923-N921","v":-513.9302755962899},513.9302755962899]
[null,null,null,null,null,null,null,"15:12:00",1016.6957964433852,938.51131958786027,0.85,864.19142697687744,797.73462164968123,797.73462164968123,{"$f":"appliance_sim_data!D924-N922","v":-634.73462164968123},634.73462164968123]
[null,null,null,null,null,null,null,"15:13:00",1016.2682690156676,936.82971873096244,0.84,853.6653459731607,786.93696373400837,786.93696373400837,{"$f":"appliance_sim_data!D925-N923","v":-732.93696373400837},732.93696373400837]
[null,null,null,null,null,null,null,"15:14:00",1015.8365008367742,935.13616739298971,0.84,853.30266070289031,785.51438061011129,785.5143806101114,{"$f":"appliance_sim_data!D926-N924","v":-731.5143806101114},731.5143806101114]
[null,null,null,null,null,null,null,"15:15:00",1015.4004694318858,933.43069743406625,0.76,771.7043567682332,709.40733004989033,709.40733004989033,{"$f":"appliance_sim_data!D927-N925","v":-655.40733004989033},655.40733004989033]
[null,null,null,null,null,null,null,"15:16:00",1014.9601520523901,931.71334093834594,0.76,771.36971555981643,708.10213911314293,708.10213911314304,{"$f":"appliance_sim_data!D928-N926","v":-654.10213911314304},654.10213911314304]
[null,null,null,null,null,null,null,"15:17:00",1014.5155256731521,929.98413021341412,0.62,628.99962591735425,576.5901607323168,576.5901607323168,{"$f":"appliance_sim_data!D929-N927","v":-522.5901607323168},522.5901607323168]
[null,null,null,null,null,null,null,"15:18:00",1014.0665669897425,928.24309778968586,0.65,659.14326854333262,603.3580135632958,603.3580135632958,{"$f":"appliance_sim_data!D930-N928","v":-549.3580135632958},549.3580135632958]
[null,null,null,null,null,null,null,"15:19:00",1013.6132524156269,926.49027641980263,0.86,871.70739707743917,796.78163772103028,796.78163772103028,{"$f":"appliance_sim_data!D931-N929","v":-742.78163772103028},742.78163772103028]
[null,null,null,null,null,null,null,"15:20:00",1013.1555580793093,924.72569907802165,0.88,891.5768911097922,813.75861518865906,813.75861518865906,{"$f":"appliance_sim_data!D932-N930","v":-759.75861518865906},759.75861518865906]
[null,null,null,null,null,null,null,"15:21:00",1012.6934598214365,922.94939895960692,0.88,891.17024464286408,812.19547108445408,812.19547108445408,{"$f":"appliance_sim_data!D933-N931","v":-758.19547108445408},758.19547108445408]
[null,null,null,null,null,null,null,"15:22:00",1012.2269331918554,921.16140948021234,0.89,900.88197054075135,819.83365443738899,819.83365443738899,{"$f":"appliance_sim_data!D934-N932","v":-765.83365443738899},765.83365443738899]
[null,null,null,null,null,null,null,"15:23:00",1011.7559534466301,919.36176427526357,0.89,900.46279856750084,818.23197020498458,818.23197020498458,{"$f":"appliance_sim_data!D935-N933","v":-764.23197020498458},764.23197020498458]
[null,null,null,null,null,null,null,"15:24:00",1011.2804955450094,917.55049719933572,0.87,879.81403112415819,798.26893256342203,798.26893256342203,{"$f":"appliance_sim_data!D936-N934","v":-744.26893256342203},744.26893256342203]
[null,null,null,null,null,null,null,"15:25:00",1010.8005341463545,915.72764232552777,0.67,677.23635787805756,613.53752035810362,613.53752035810362,{"$f":"appliance_sim_data!D937-N935","v":-559.53752035810362},559.53752035810362]
[null,null,null,null,null,null,null,"15:26:00",1010.3160436070151,913.89323394483404,0.7,707.22123052491054,639.72526376138376,639.72526376138376,{"$f":"appliance_sim_data!D938-N936","v":-585.72526376138376},585.72526376138376]
[null,null,null,null,null,null,null,"15:27:00",1009.826997977163,912.0473065655126,0.7,706.87889858401411,638.4331145958588,638.4331145958588,{"$f":"appliance_sim_data!D939-N937","v":-584.4331145958588},584.4331145958588]
[null,null,null,null,null,null,null,"15:28:00",1009.3333709975757,910.18989491244804,0.82,827.65336421801203,746.3557138282074,746.35571382820751,{"$f":"appliance_sim_data!D940-N938","v":-692.35571382820751},692.35571382820751]
[null,null,null,null,null,null,null,"15:29:00",1008.8351360963729,908.32103392651629,0.82,827.24481159902575,744.8232478197433,744.8232478197433,{"$f":"appliance_sim_data!D941-N939","v":-690.8232478197433},690.8232478197433]
[null,null,null,null,null,null,null,"15:30:00",1008.3322663857032,906.44075876393777,0.83,836.91578110013359,752.34582977406831,752.34582977406831,{"$f":"appliance_sim_data!D942-N940","v":-698.34582977406831},698.34582977406831]
[null,null,null,null,null,null,null,"15:31:00",1007.8247346583826,904.54910479563785,0.8,806.25978772670612,723.63928383651034,723.63928383651046,{"$f":"appliance_sim_data!D943-N941","v":-669.63928383651046},669.63928383651046]
[null,null,null,null,null,null,null,"15:32:00",1007.3125133844809,902.64610760659525,0.8,805.85001070758472,722.11688608527629,722.11688608527629,{"$f":"appliance_sim_data!D944-N942","v":-668.11688608527629},668.11688608527629]
[null,null,null,null,null,null,null,"15:33:00",1006.7955747078587,900.73180299519322,0.8,805.43645976628704,720.58544239615458,720.58544239615458,{"$f":"appliance_sim_data!D945-N943","v":-666.58544239615458},666.58544239615458]
[null,null,null,null,null,null,null,"15:34:00",1006.2738904426502,898.80622697256331,0.65,654.0780287877227,584.2240475321662,584.2240475321662,{"$f":"appliance_sim_data!D946-N944","v":-530.2240475321662},530.2240475321662]
[null,null,null,null,null,null,null,"15:35:00",1005.7474320696958,896.86941576192999,0.5,502.87371603484792,448.43470788096499,448.43470788096505,{"$f":"appliance_sim_data!D947-N945","v":-394.43470788096505},394.43470788096505]
[null,null,null,null,null,null,null,"15:36:00",1005.216170732919,894.92140579795034,0.52,522.71240878111792,465.35913101493418,465.35913101493418,{"$f":"appliance_sim_data!D948-N946","v":-411.35913101493418},411.35913101493418]
[null,null,null,null,null,null,null,"15:37:00",1004.6800772356503,892.96223372605084,0.66,663.08885097552923,589.35507425919354,589.35507425919354,{"$f":"appliance_sim_data!D949-N947","v":-535.35507425919354},535.35507425919354]
[null,null,null,null,null,null,null,"15:38:00",1004.1391220368956,890.99193640176213,0.65,652.69042932398213,579.14475866114537,579.14475866114537,{"$f":"appliance_sim_data!D950-N948","v":-525.14475866114537},525.14475866114537]
[null,null,null,null,null,null,null,"15:39:00",1003.5932752475479,889.01055089005058,0.47,471.68883936634751,417.83495891832376,417.83495891832376,{"$f":"appliance_sim_data!D951-N949","v":-363.83495891832376},363.83495891832376]
[null,null,null,null,null,null,null,"15:40:00",1003.0425066265436,887.01811446464762,0.48,481.46040318074091,425.76869494303082,425.76869494303082,{"$f":"appliance_sim_data!D952-N950","v":-371.76869494303082},371.76869494303082]
[null,null,null,null,null,null,null,"15:41:00",1002.4867855769583,885.0146646073739,0.88,882.18837130772329,778.81290485448903,778.81290485448903,{"$f":"appliance_sim_data!D953-N951","v":-724.81290485448903},724.81290485448903]
[null,null,null,null,null,null,null,"15:42:00",1001.9260811420472,883.00023900746578,0.87,871.67569059358107,768.21020793649518,768.21020793649518,{"$f":"appliance_sim_data!D954-N952","v":-714.21020793649518},714.21020793649518]
[null,null,null,null,null,null,null,"15:43:00",1001.3603620012242,880.97487556089504,0.87,871.18351494106503,766.44814173797863,766.44814173797863,{"$f":"appliance_sim_data!D955-N953","v":-712.44814173797863},712.44814173797863]
[null,null,null,null,null,null,null,"15:44:00",1000.7895964659792,878.93861236968678,0.38,380.30004665707213,333.99667270048099,333.99667270048099,{"$f":"appliance_sim_data!D956-N954","v":-279.99667270048099},279.99667270048099]
[null,null,null,null,null,null,null,"15:45:00",1000.213752475737,876.89148774123589,0.35,350.07481336650795,306.91202070943257,306.91202070943257,{"$f":"appliance_sim_data!D957-N955","v":-252.91202070943257},252.91202070943257]
[null,null,null,null,null,null,null,"15:46:00",999.63279759365139,874.83354018762213,0.33,329.87882320590495,288.69506826191531,288.69506826191531,{"$f":"appliance_sim_data!D958-N956","v":-234.69506826191531},234.69506826191531]
[null,null,null,null,null,null,null,"15:47:00",999.04669900233591,872.76480842491878,0.33,329.68541067077086,288.01238678022321,288.01238678022321,{"$f":"appliance_sim_data!D959-N957","v":-234.01238678022321},234.01238678022321]
[null,null,null,null,null,null,null,"15:48:00",998.45542349953189,870.68533137250438,0.34,339.47484398984085,296.03301266665153,296.03301266665153,{"$f":"appliance_sim_data!D960-N958","v":-242.03301266665153},242.03301266665153]
[null,null,null,null,null,null,null,"15:49:00",997.8589374937095,868.59514815236821,0.33,329.29344937292416,286.6363988902815,286.6363988902815,{"$f":"appliance_sim_data!D961-N959","v":-232.6363988902815},232.6363988902815]
[null,null,null,null,null,null,null,"15:50:00",997.2572069996022,866.49429808841535,0.37,368.98516658985284,320.60289029271365,320.60289029271371,{"$f":"appliance_sim_data!D962-N960","v":-266.60289029271371},266.60289029271371]
[null,null,null,null,null,null,null,"15:51:00",996.65019763367548,864.38282070576895,0.34,338.86106719544966,293.89015903996147,293.89015903996147,{"$f":"appliance_sim_data!D963-N961","v":-239.89015903996147},239.89015903996147]
[null,null,null,null,null,null,null,"15:52:00",996.03787460952435,862.26075573007176,0.31,308.77174112895256,267.30083427632223,267.30083427632229,{"$f":"appliance_sim_data!D964-N962","v":-213.30083427632229},213.30083427632229]
[null,null,null,null,null,null,null,"15:53:00",995.42020273320395,860.12814308678389,0.32,318.53446487462526,275.24100578777086,275.24100578777092,{"$f":"appliance_sim_data!D965-N963","v":-221.24100578777092},221.24100578777092]
[null,null,null,null,null,null,null,"15:54:00",994.7971463984868,857.98502290048009,0.33,328.28305831150067,283.13505755715846,283.13505755715846,{"$f":"appliance_sim_data!D966-N964","v":-229.13505755715846},229.13505755715846]
[null,null,null,null,null,null,null,"15:55:00",994.16866958205014,855.83143549414501,0.3,298.25060087461503,256.7494306482435,256.7494306482435,{"$f":"appliance_sim_data!D967-N965","v":-24.749430648243504},24.749430648243504]
[null,null,null,null,null,null,null,"15:56:00",993.53473583858886,853.66742138846644,0.28999999999999998,288.12507339319075,247.56355220265525,247.56355220265525,{"$f":"appliance_sim_data!D968-N966","v":120.43644779734475},0]
[null,null,null,null,null,null,null,"15:57:00",992.89530829585476,851.49302130112596,0.28999999999999998,287.93963940579783,246.93297617732651,246.93297617732651,{"$f":"appliance_sim_data!D969-N967","v":121.06702382267349},0]
[null,null,null,null,null,null,null,"15:58:00",992.25034964962038,849.30827614609075,0.31,307.59760839138232,263.28556560528813,263.28556560528813,{"$f":"appliance_sim_data!D970-N968","v":104.71443439471187},0]
[null,null,null,null,null,null,null,"15:59:00",991.59982215856576,847.1132270329008,0.3,297.4799466475697,254.13396810987024,254.13396810987024,{"$f":"appliance_sim_data!D971-N969","v":113.86603189012976},0]
[null,null,null,null,null,null,null,"16:00:00",990.94368763908744,844.90791526595615,0.28999999999999998,287.37366941533531,245.02329542712727,245.02329542712729,{"$f":"appliance_sim_data!D972-N970","v":231.97670457287271},0]
[null,null,null,null,null,null,null,"16:01:00",990.28190746002872,842.69238234380396,0.43,{"$f":"I971*K971","v":425.82122020781236},{"$f":"J971*K971","v":362.35772440783569},{"$f":"M971*$B$46*$B$47","v":362.35772440783569},{"$f":"appliance_sim_data!D973-N971","v":114.64227559216431},{"$f":"IF(O971<0, ABS(O971), 0)","v":0}]
[null,null,null,null,null,null,null,"16:02:00",989.61444253732896,840.46666995842202,0.42,415.63806586567813,352.99600138253726,352.99600138253732,{"$f":"appliance_sim_data!D974-N972","v":124.00399861746268},0]
[null,null,null,null,null,null,null,"16:03:00",988.94125332859107,838.23081999450199,0.4,395.57650133143648,335.29232799780084,335.29232799780084,{"$f":"appliance_sim_data!D975-N973","v":141.70767200219916},0]
[null,null,null,null,null,null,null,"16:04:00",988.26229982756615,835.98487452873303,0.43,424.95278892585344,359.47349604735518,359.47349604735518,{"$f":"appliance_sim_data!D976-N974","v":117.52650395264482},0]
[null,null,null,null,null,null,null,"16:05:00",987.57754155855366,833.72887582908163,0.47,464.16144453252019,391.85257163966833,391.85257163966838,{"$f":"appliance_sim_data!D977-N975","v":85.147428360331617},0]
[null,null,null,null,null,null,null,"16:06:00",986.88693757071587,831.46286635407432,0.54,532.91894628818659,448.98994783120014,448.9899478312002,{"$f":"appliance_sim_data!D978-N976","v":28.010052168799803},0]
[null,null,null,null,null,null,null,"16:07:00",986.19044643230404,829.18688875207454,0.42,414.1999875015677,348.25849327587127,348.25849327587133,{"$f":"appliance_sim_data!D979-N977","v":128.74150672412867},0]
[null,null,null,null,null,null,null,"16:08:00",985.48802622479764,826.90098586056433,0.43,423.75985127666297,355.56742392004264,355.56742392004264,{"$f":"appliance_sim_data!D980-N978","v":121.43257607995736},0]
[null,null,null,null,null,null,null,"16:09:00",984.77963453695179,824.60520070542111,0.45,443.15083554162834,371.07234031743951,371.07234031743951,{"$f":"appliance_sim_data!D981-N979","v":105.92765968256049},0]
[null,null,null,null,null,null,null,"16:10:00",984.06522845875452,822.29957650019742,0.45,442.82935280643954,370.03480942508884,370.03480942508889,{"$f":"appliance_sim_data!D982-N980","v":106.96519057491111},0]
[null,null,null,null,null,null,null,"16:11:00",983.34476457528945,819.98415664539652,0.49,481.8389346418918,401.79223675624428,401.79223675624428,{"$f":"appliance_sim_data!D983-N981","v":75.207763243755721},0]
[null,null,null,null,null,null,null,"16:12:00",982.6181989605044,817.65898472775166,0.77,756.61601319958845,629.59741824036882,629.59741824036882,{"$f":"appliance_sim_data!D984-N982","v":-152.59741824036882},152.59741824036882]
[null,null,null,null,null,null,null,"16:13:00",981.88548717088474,815.32410451950227,0.65,638.22556666107505,529.96066793767648,529.96066793767648,{"$f":"appliance_sim_data!D985-N983","v":-52.960667937676476},52.960667937676476]
[null,null,null,null,null,null,null,"16:14:00",981.14658423902665,812.97955997767167,0.64,627.93381391297703,520.30691838570988,520.30691838570988,{"$f":"appliance_sim_data!D986-N984","v":-43.306918385709878},43.306918385709878]
[null,null,null,null,null,null,null,"16:15:00",980.40144466711297,810.62539524334409,0.75,735.3010835003347,607.96904643250809,607.96904643250809,{"$f":"appliance_sim_data!D987-N985","v":-130.96904643250809},130.96904643250809]
[null,null,null,null,null,null,null,"16:16:00",979.65002242028731,808.26165464094333,0.51,499.62151143434653,412.21344386688111,412.21344386688111,{"$f":"appliance_sim_data!D988-N986","v":-71.213443866881107},71.213443866881107]
[null,null,null,null,null,null,null,"16:17:00",978.89227091992439,805.88838267750953,0.5,489.44613545996219,402.94419133875476,402.94419133875476,{"$f":"appliance_sim_data!D989-N987","v":-239.94419133875476},239.94419133875476]
[null,null,null,null,null,null,null,"16:18:00",978.12814303679681,803.50562404197763,0.5,489.06407151839841,401.75281202098881,401.75281202098881,{"$f":"appliance_sim_data!D990-N988","v":-347.75281202098881},347.75281202098881]
[null,null,null,null,null,null,null,"16:19:00",977.35759108413583,801.11342360445758,0.51,498.45237145290929,408.56784603827339,408.56784603827339,{"$f":"appliance_sim_data!D991-N989","v":-354.56784603827339},354.56784603827339]
[null,null,null,null,null,null,null,"16:20:00",976.58056681058281,798.71182641551309,0.42,410.16383806044479,335.45896709451546,335.45896709451546,{"$f":"appliance_sim_data!D992-N990","v":-281.45896709451546},281.45896709451546]
[null,null,null,null,null,null,null,"16:21:00",975.79702139303174,796.30087770544276,0.57999999999999996,565.96227240795838,461.85450906915679,461.85450906915679,{"$f":"appliance_sim_data!D993-N991","v":-407.85450906915679},407.85450906915679]
[null,null,null,null,null,null,null,"16:22:00",975.00690542935956,793.88062288356161,0.64,624.0044194747901,508.08359864547947,508.08359864547947,{"$f":"appliance_sim_data!D994-N992","v":-454.08359864547947},454.08359864547947]
[null,null,null,null,null,null,null,"16:23:00",974.21016893104365,791.45110753748554,0.62,604.01030473724711,490.69968667324105,490.69968667324105,{"$f":"appliance_sim_data!D995-N993","v":-436.69968667324105},436.69968667324105]
[null,null,null,null,null,null,null,"16:24:00",973.40676131566192,789.01237743241211,0.57999999999999996,564.57592156308385,457.62717891079899,457.62717891079905,{"$f":"appliance_sim_data!D996-N994","v":-403.62717891079905},403.62717891079905]
[null,null,null,null,null,null,null,"16:25:00",972.59663139927784,786.56447851041071,0.56999999999999995,554.3800798975883,448.34175275093406,448.34175275093406,{"$f":"appliance_sim_data!D997-N995","v":-394.34175275093406},394.34175275093406]
[null,null,null,null,null,null,null,"16:26:00",971.7797273887038,784.10745688970701,0.84,816.29497100651122,658.65026378735388,658.65026378735388,{"$f":"appliance_sim_data!D998-N996","v":-604.65026378735388},604.65026378735388]
[null,null,null,null,null,null,null,"16:27:00",970.95599687364472,781.64135886397378,0.84,815.60303737386153,656.57874144573793,656.57874144573805,{"$f":"appliance_sim_data!D999-N997","v":-602.57874144573805},602.57874144573805]
[null,null,null,null,null,null,null,"16:28:00",970.12538681871604,779.16623090162091,0.82,795.50281719134705,638.91630933932913,638.91630933932913,{"$f":"appliance_sim_data!D1000-N998","v":-584.91630933932913},584.91630933932913]
[null,null,null,null,null,null,null,"16:29:00",969.28784355533935,776.68211964509146,0.82,794.81603171537824,636.87933810897493,636.87933810897493,{"$f":"appliance_sim_data!D1001-N999","v":-582.87933810897493},582.87933810897493]
[null,null,null,null,null,null,null,"16:30:00",968.44331277350568,774.18907191015455,0.83,803.80794960200967,642.57692968542824,642.57692968542824,{"$f":"appliance_sim_data!D1002-N1000","v":-588.57692968542824},588.57692968542824]
[null,null,null,null,null,null,null,"16:31:00",967.59173951341279,771.68713468520673,0.84,812.77706119126674,648.21719313557367,648.21719313557378,{"$f":"appliance_sim_data!D1003-N1001","v":-594.21719313557378},594.21719313557378]
[null,null,null,null,null,null,null,"16:32:00",966.73306815696799,769.17635513056985,0.85,821.72310793342274,653.79990186098439,653.79990186098439,{"$f":"appliance_sim_data!D1004-N1002","v":-599.79990186098439},599.79990186098439]
[null,null,null,null,null,null,null,"16:33:00",965.86724241915772,766.65678057779894,0.85,820.98715605628399,651.65826349112911,651.65826349112922,{"$f":"appliance_sim_data!D1005-N1003","v":-597.65826349112922},597.65826349112922]
[null,null,null,null,null,null,null,"16:34:00",964.9942053392798,764.12845852898818,0.87,839.54495864517344,664.79175892021976,664.79175892021976,{"$f":"appliance_sim_data!D1006-N1004","v":-610.79175892021976},610.79175892021976]
[null,null,null,null,null,null,null,"16:35:00",964.11389927203561,761.59143665607996,0.82,790.57339740306918,624.50497805798557,624.50497805798568,{"$f":"appliance_sim_data!D1007-N1005","v":-570.50497805798568},570.50497805798568]
[null,null,null,null,null,null,null,"16:36:00",963.22626587848333,759.04576280018239,0.83,799.47780067914118,630.00798312415134,630.00798312415145,{"$f":"appliance_sim_data!D1008-N1006","v":-576.00798312415145},576.00798312415145]
[null,null,null,null,null,null,null,"16:37:00",962.33124611684411,756.49148497088413,0.83,798.73493427698054,627.88793252583378,627.88793252583389,{"$f":"appliance_sim_data!D1009-N1007","v":-573.88793252583389},573.88793252583389]
[null,null,null,null,null,null,null,"16:38:00",961.42878023316518,753.92865134558065,0.87,836.44303880285372,655.91792667065511,655.91792667065511,{"$f":"appliance_sim_data!D1010-N1008","v":-601.91792667065511},601.91792667065511]
[null,null,null,null,null,null,null,"16:39:00",960.51880775183088,751.35731026879603,0.87,835.65136274409281,653.6808599338525,653.6808599338525,{"$f":"appliance_sim_data!D1011-N1009","v":-599.6808599338525},599.6808599338525]
[null,null,null,null,null,null,null,"16:40:00",959.60126746592493,748.77751025151917,0.61,585.35677315421424,456.75428125342671,456.75428125342671,{"$f":"appliance_sim_data!D1012-N1010","v":-211.75428125342671},211.75428125342671]
[null,null,null,null,null,null,null,"16:41:00",958.67609742743548,746.18929997053397,0.56000000000000005,536.8586145593639,417.86600798349906,417.86600798349912,{"$f":"appliance_sim_data!D1013-N1011","v":-172.86600798349912},172.86600798349912]
[null,null,null,null,null,null,null,"16:42:00",957.7432349373081,743.59272826776635,0.56999999999999995,545.91364391426555,423.8478551126268,423.8478551126268,{"$f":"appliance_sim_data!D1014-N1012","v":-178.8478551126268},178.8478551126268]
[null,null,null,null,null,null,null,"16:43:00",956.80261653533466,740.98784414962552,0.56000000000000005,535.80946525978743,414.95319272379032,414.95319272379032,{"$f":"appliance_sim_data!D1015-N1013","v":-169.95319272379032},169.95319272379032]
[null,null,null,null,null,null,null,"16:44:00",955.85417798988203,738.37469678635887,0.39,372.78312941605401,287.96613174667999,287.96613174667999,{"$f":"appliance_sim_data!D1016-N1014","v":-42.966131746679991},42.966131746679991]
[null,null,null,null,null,null,null,"16:45:00",954.89785428745688,735.75333551140773,0.38,362.86118462923361,279.58626749433495,279.586267494335,{"$f":"appliance_sim_data!D1017-N1015","v":-34.586267494335004},34.586267494335004]
[null,null,null,null,null,null,null,"16:46:00",953.93357962210064,733.12380982077286,0.38,362.49476025639825,278.58704773189368,278.58704773189368,{"$f":"appliance_sim_data!D1018-N1016","v":-33.587047731893676},33.587047731893676]
[null,null,null,null,null,null,null,"16:47:00",952.96128738461516,730.48616937238489,0.41,390.71412782769221,299.49932944267778,299.49932944267778,{"$f":"appliance_sim_data!D1019-N1017","v":-54.499329442677777},54.499329442677777]
[null,null,null,null,null,null,null,"16:48:00",951.98091015161333,727.84046398547889,0.4,380.79236406064535,291.13618559419155,291.13618559419155,{"$f":"appliance_sim_data!D1020-N1018","v":-46.136185594191545},46.136185594191545]
[null,null,null,null,null,null,null,"16:49:00",950.99237967439547,725.18674363998321,0.37,351.86718047952633,268.31909514679376,268.31909514679376,{"$f":"appliance_sim_data!D1021-N1019","v":-23.319095146793757},23.319095146793757]
[null,null,null,null,null,null,null,"16:50:00",949.99562686764239,722.52505847590669,0.36,341.99842567235123,260.10902105132641,260.10902105132641,{"$f":"appliance_sim_data!D1022-N1020","v":-15.109021051326408},15.109021051326408]
[null,null,null,null,null,null,null,"16:51:00",948.99058179792962,719.85545879274241,0.37,351.12651526523393,266.34651975331468,266.34651975331468,{"$f":"appliance_sim_data!D1023-N1021","v":-21.346519753314681},21.346519753314681]
[null,null,null,null,null,null,null,"16:52:00",947.97717367205155,717.17799504887103,0.37,350.75155425865904,265.35585816808225,265.35585816808225,{"$f":"appliance_sim_data!D1024-N1022","v":-20.35585816808225},20.35585816808225]
[null,null,null,null,null,null,null,"16:53:00",946.95533082515999,714.49271786098177,0.39,369.31257902181238,278.65215996578291,278.65215996578291,{"$f":"appliance_sim_data!D1025-N1023","v":-33.652159965782914},33.652159965782914]
[null,null,null,null,null,null,null,"16:54:00",945.92498070870772,711.79967800349425,0.39,368.91074247639602,277.60187442136277,277.60187442136277,{"$f":"appliance_sim_data!D1026-N1024","v":-32.601874421362766},32.601874421362766]
[null,null,null,null,null,null,null,"16:55:00",944.88604987819713,709.0989264079941,0.4,377.95441995127885,283.63957056319765,283.63957056319765,{"$f":"appliance_sim_data!D1027-N1025","v":-38.639570563197651},38.639570563197651]
[null,null,null,null,null,null,null,"16:56:00",943.83846398072967,706.39051416267739,0.4,377.5353855922919,282.55620566507099,282.55620566507099,{"$f":"appliance_sim_data!D1028-N1026","v":-52.556205665070991},52.556205665070991]
[null,null,null,null,null,null,null,"16:57:00",942.78214774235278,703.67449251180517,0.53,499.67453830344698,372.94748103125676,372.94748103125676,{"$f":"appliance_sim_data!D1029-N1027","v":-142.94748103125676},142.94748103125676]
[null,null,null,null,null,null,null,"16:58:00",941.71702495519878,700.95091285516719,0.47,442.60700172894337,329.44692904192857,329.44692904192857,{"$f":"appliance_sim_data!D1030-N1028","v":-99.44692904192857},99.44692904192857]
[null,null,null,null,null,null,null,"16:59:00",940.64301846441708,698.21982674755873,0.54,507.94722997078526,377.03870644368175,377.0387064436818,{"$f":"appliance_sim_data!D1031-N1029","v":-147.0387064436818},147.0387064436818]
[null,null,null,null,null,null,null,"17:00:00",939.56005015489006,695.48128589826786,0.56000000000000005,526.15362808673854,389.46952010303005,389.46952010303005,{"$f":"appliance_sim_data!D1032-N1030","v":-144.46952010303005},144.46952010303005]
[null,null,null,null,null,null,null,"17:01:00",938.46804093773392,692.73534217057477,0.54,506.77274210637637,374.07708477211042,374.07708477211048,{"$f":"appliance_sim_data!D1033-N1031","v":-129.07708477211048},129.07708477211048]
[null,null,null,null,null,null,null,"17:02:00",937.3669107365763,689.98204758126235,0.54,506.17813179775123,372.5903056938817,372.5903056938817,{"$f":"appliance_sim_data!D1034-N1032","v":-127.5903056938817},127.5903056938817]
[null,null,null,null,null,null,null,"17:03:00",936.25657847361219,687.22145430014257,0.74,692.82986807047303,508.54387618210552,508.54387618210552,{"$f":"appliance_sim_data!D1035-N1033","v":-263.54387618210552},263.54387618210552]
[null,null,null,null,null,null,null,"17:04:00",935.13696205542851,684.45361464959342,0.75,701.35272154157133,513.34021098719506,513.34021098719506,{"$f":"appliance_sim_data!D1036-N1034","v":-268.34021098719506},268.34021098719506]
[null,null,null,null,null,null,null,"17:05:00",934.00797835859692,681.67858110411009,0.68,{"$f":"I1035*K1035","v":635.12542528384597},{"$f":"J1035*K1035","v":463.54143515079488},{"$f":"M1035*$B$46*$B$47","v":463.54143515079488},{"$f":"appliance_sim_data!D1037-N1035","v":-178.54143515079488},{"$f":"IF(O1035<0, ABS(O1035), 0)","v":178.54143515079488}]
[null,null,null,null,null,null,null,"17:06:00",932.86954321503094,678.89640628987297,0.55000000000000004,513.07824876826703,373.39302345943014,373.3930234594302,{"$f":"appliance_sim_data!D1038-N1036","v":-88.393023459430196},88.393023459430196]
[null,null,null,null,null,null,null,"17:07:00",931.72157139710214,676.10714298433004,0.54,503.12964855443516,365.09785721153827,365.09785721153827,{"$f":"appliance_sim_data!D1039-N1037","v":-80.097857211538269},80.097857211538269]
[null,null,null,null,null,null,null,"17:08:00",930.56397660250957,673.31084411579172,0.5,465.28198830125478,336.65542205789586,336.65542205789592,{"$f":"appliance_sim_data!D1040-N1038","v":-51.655422057895919},51.655422057895919]
[null,null,null,null,null,null,null,"17:09:00",929.39667143890267,670.50756276304639,0.48,446.11040229067328,321.84363012626227,321.84363012626227,{"$f":"appliance_sim_data!D1041-N1039","v":-36.843630126262269},36.843630126262269]
[null,null,null,null,null,null,null,"17:10:00",928.21956740824874,667.69735215498963,0.45,417.69880533371196,300.46380846974535,300.46380846974535,{"$f":"appliance_sim_data!D1042-N1040","v":-15.463808469745345},15.463808469745345]
[null,null,null,null,null,null,null,"17:11:00",927.03257489094608,664.88026567027657,0.46,426.43498444983521,305.84492220832726,305.84492220832726,{"$f":"appliance_sim_data!D1043-N1041","v":-20.844922208327262},20.844922208327262]
[null,null,null,null,null,null,null,"17:12:00",925.83560312966881,662.05635683698233,0.44,407.36766537705427,291.3047970082722,291.3047970082722,{"$f":"appliance_sim_data!D1044-N1042","v":129.6952029917278},0]
[null,null,null,null,null,null,null,"17:13:00",924.62856021295249,659.225679332293,0.45,416.08285209582863,296.65155569953185,296.65155569953185,{"$f":"appliance_sim_data!D1045-N1043","v":124.34844430046815},0]
[null,null,null,null,null,null,null,"17:14:00",923.41135305850162,656.38828698220686,0.45,415.53510887632575,295.3747291419931,295.3747291419931,{"$f":"appliance_sim_data!D1046-N1044","v":125.6252708580069},0]
[null,null,null,null,null,null,null,"17:15:00",922.18388739622742,653.54423376126567,0.43,396.53907158037777,281.02402051734424,281.02402051734424,{"$f":"appliance_sim_data!D1047-N1045","v":139.97597948265576},0]
[null,null,null,null,null,null,null,"17:16:00",920.94606775099976,650.69357379229564,0.44,405.21626981043988,286.30517246861007,286.30517246861012,{"$f":"appliance_sim_data!D1048-N1046","v":94.694827531389876},0]
[null,null,null,null,null,null,null,"17:17:00",919.69779742511696,647.83636134618052,0.43,395.47005289280031,278.56963537885764,278.56963537885764,{"$f":"appliance_sim_data!D1049-N1047","v":211.43036462114236},0]
[null,null,null,null,null,null,null,"17:18:00",918.43897848048539,644.9726508416544,0.42,385.74437096180384,270.88851335349483,270.88851335349483,{"$f":"appliance_sim_data!D1050-N1048","v":219.11148664650517},0]
[null,null,null,null,null,null,null,"17:19:00",917.16951172050119,642.1024968451153,0.41,376.03949980540546,263.26202370649725,263.26202370649725,{"$f":"appliance_sim_data!D1051-N1049","v":226.73797629350275},0]
[null,null,null,null,null,null,null,"17:20:00",915.88929667163518,639.22595407046663,0.36,329.72014680178864,230.12134346536797,230.12134346536797,{"$f":"appliance_sim_data!D1052-N1050","v":259.878656534632},0]
[null,null,null,null,null,null,null,"17:21:00",914.59823156471009,636.34307737898393,0.37,338.40134567894273,235.44693863022405,235.44693863022405,{"$f":"appliance_sim_data!D1053-N1051","v":546.55306136977595},0]
[null,null,null,null,null,null,null,"17:22:00",913.29621331586952,633.45392177920883,0.46,420.11625812530002,291.38880401843608,291.38880401843608,{"$f":"appliance_sim_data!D1054-N1052","v":490.61119598156392},0]
[null,null,null,null,null,null,null,"17:23:00",911.98313750722957,630.55854242686746,0.45,410.39241187825331,283.75134409209039,283.75134409209039,{"$f":"appliance_sim_data!D1055-N1053","v":498.24865590790961},0]
[null,null,null,null,null,null,null,"17:24:00",910.65889836721033,627.65699462482166,0.49,446.22286019993305,307.5519273661626,307.5519273661626,{"$f":"appliance_sim_data!D1056-N1054","v":474.4480726338374},0]
[null,null,null,null,null,null,null,"17:25:00",909.32338875054097,624.74933382304459,0.49,445.56846048776509,306.12717357329183,306.12717357329183,{"$f":"appliance_sim_data!D1057-N1055","v":475.87282642670817},0]
[null,null,null,null,null,null,null,"17:26:00",907.97650011793542,621.83561561863564,0.6,544.78590007076127,373.10136937118136,373.10136937118136,{"$f":"appliance_sim_data!D1058-N1056","v":408.89863062881864},0]
[null,null,null,null,null,null,null,"17:27:00",906.61812251542563,618.91589575585601,0.73,661.83122943626074,451.80860390177486,451.80860390177486,{"$f":"appliance_sim_data!D1059-N1057","v":330.19139609822514},0]
[null,null,null,null,null,null,null,"17:28:00",905.24814455335854,615.99023012620705,0.69,624.6212197418173,425.03325878708284,425.03325878708284,{"$f":"appliance_sim_data!D1060-N1058","v":356.96674121291716},0]
[null,null,null,null,null,null,null,"17:29:00",903.86645338504047,613.0586747685378,0.68,614.62918830182753,416.87989884260571,416.87989884260571,{"$f":"appliance_sim_data!D1061-N1059","v":365.12010115739429},0]
[null,null,null,null,null,null,null,"17:30:00",902.47293468502903,610.12128586919141,0.71,640.75578362637054,433.18611296712589,433.18611296712589,{"$f":"appliance_sim_data!D1062-N1060","v":348.81388703287411},0]
[null,null,null,null,null,null,null,"17:31:00",901.06747262706563,607.17811976218422,1,901.06747262706563,607.17811976218422,607.17811976218422,{"$f":"appliance_sim_data!D1063-N1061","v":174.82188023781578},0]
[null,null,null,null,null,null,null,"17:32:00",899.64994986164061,604.22923292942585,1,899.64994986164061,604.22923292942585,604.22923292942585,{"$f":"appliance_sim_data!D1064-N1062","v":41.770767070574152},0]
[null,null,null,null,null,null,null,"17:33:00",898.22024749319041,601.27468200098167,1,898.22024749319041,601.27468200098167,601.27468200098167,{"$f":"appliance_sim_data!D1065-N1063","v":44.72531799901833},0]
[null,null,null,null,null,null,null,"17:34:00",896.77824505691387,598.31452375537071,1,896.77824505691387,598.31452375537071,598.31452375537071,{"$f":"appliance_sim_data!D1066-N1064","v":47.685476244629285},0]
[null,null,null,null,null,null,null,"17:35:00",895.32382049520618,595.34881511990932,1,895.32382049520618,595.34881511990932,595.34881511990932,{"$f":"appliance_sim_data!D1067-N1065","v":50.651184880090682},0]
[null,null,null,null,null,null,null,"17:36:00",893.85685013370482,592.37761317110039,1,893.85685013370482,592.37761317110039,592.37761317110039,{"$f":"appliance_sim_data!D1068-N1066","v":53.622386828899607},0]
[null,null,null,null,null,null,null,"17:37:00",892.37720865693905,589.40097513506748,1,892.37720865693905,589.40097513506748,589.4009751350676,{"$f":"appliance_sim_data!D1069-N1067","v":23.599024864932403},0]
[null,null,null,null,null,null,null,"17:38:00",890.88476908357666,586.41895838803453,1,890.88476908357666,586.41895838803453,586.41895838803453,{"$f":"appliance_sim_data!D1070-N1068","v":26.581041611965475},0]
[null,null,null,null,null,null,null,"17:39:00",889.37940274126413,583.43162045685756,1,889.37940274126413,583.43162045685756,583.43162045685756,{"$f":"appliance_sim_data!D1071-N1069","v":29.568379543142441},0]
[null,null,null,null,null,null,null,"17:40:00",887.86097924105263,580.43901901960692,1,887.86097924105263,580.43901901960692,580.43901901960692,{"$f":"appliance_sim_data!D1072-N1070","v":32.560980980393083},0]
[null,null,null,null,null,null,null,"17:41:00",886.32936645140398,577.44121190620513,1,886.32936645140398,577.44121190620513,577.44121190620524,{"$f":"appliance_sim_data!D1073-N1071","v":35.55878809379476},0]
[null,null,null,null,null,null,null,"17:42:00",884.78443047176688,574.43825709911221,1,884.78443047176688,574.43825709911221,574.43825709911221,{"$f":"appliance_sim_data!D1074-N1072","v":38.561742900887793},0]
[null,null,null,null,null,null,null,"17:43:00",883.22603560572463,571.4302127340776,0.94,830.23247346938115,537.14439997003296,537.14439997003308,{"$f":"appliance_sim_data!D1075-N1073","v":-102.14439997003308},102.14439997003308]
[null,null,null,null,null,null,null,"17:44:00",881.65404433370009,568.41713710094655,0.94,828.754801673678,534.31210887488976,534.31210887488976,{"$f":"appliance_sim_data!D1076-N1074","v":-99.312108874889759},99.312108874889759]
[null,null,null,null,null,null,null,"17:45:00",880.06831728521672,565.39908864452889,1,880.06831728521672,565.39908864452889,565.39908864452889,{"$f":"appliance_sim_data!D1077-N1075","v":-273.39908864452889},273.39908864452889]
[null,null,null,null,null,null,null,"17:46:00",878.468713210705,562.37612596553026,1,878.468713210705,562.37612596553026,562.37612596553026,{"$f":"appliance_sim_data!D1078-N1076","v":-270.37612596553026},270.37612596553026]
[null,null,null,null,null,null,null,"17:47:00",876.85508895285227,559.34830782155223,1,876.85508895285227,559.34830782155223,559.34830782155223,{"$f":"appliance_sim_data!D1079-N1077","v":-376.34830782155223},376.34830782155223]
[null,null,null,null,null,null,null,"17:48:00",875.22729941748787,556.31569312815941,1,875.22729941748787,556.31569312815941,556.31569312815941,{"$f":"appliance_sim_data!D1080-N1078","v":-373.31569312815941},373.31569312815941]
[null,null,null,null,null,null,null,"17:49:00",873.58519754399413,553.27834096001902,1,873.58519754399413,553.27834096001902,553.27834096001902,{"$f":"appliance_sim_data!D1081-N1079","v":-370.27834096001902},370.27834096001902]
[null,null,null,null,null,null,null,"17:50:00",871.92863427524105,550.23631055211138,1,871.92863427524105,550.23631055211138,550.23631055211138,{"$f":"appliance_sim_data!D1082-N1080","v":-367.23631055211138},367.23631055211138]
[null,null,null,null,null,null,null,"17:51:00",870.25745852703892,547.18966130102342,1,870.25745852703892,547.18966130102342,547.18966130102342,{"$f":"appliance_sim_data!D1083-N1081","v":-364.18966130102342},364.18966130102342]
[null,null,null,null,null,null,null,"17:52:00",868.57151715709574,544.13845276631525,1,868.57151715709574,544.13845276631525,544.13845276631525,{"$f":"appliance_sim_data!D1084-N1082","v":-361.13845276631525},361.13845276631525]
[null,null,null,null,null,null,null,"17:53:00",866.87065493348098,541.08274467197214,1,866.87065493348098,541.08274467197214,541.08274467197214,{"$f":"appliance_sim_data!D1085-N1083","v":-358.08274467197214},358.08274467197214]
[null,null,null,null,null,null,null,"17:54:00",865.15471450258508,538.02259690794324,0.93,804.59388448740413,500.36101512438722,500.36101512438728,{"$f":"appliance_sim_data!D1086-N1084","v":-317.36101512438728},317.36101512438728]
[null,null,null,null,null,null,null,"17:55:00",863.42353635657025,534.9580695317668,0.96,828.88659490230737,513.55974675049606,513.55974675049606,{"$f":"appliance_sim_data!D1087-N1085","v":-330.55974675049606},330.55974675049606]
[null,null,null,null,null,null,null,"17:56:00",861.67695880030647,531.88922277029326,0.96,827.20988044829414,510.61365385948153,510.61365385948159,{"$f":"appliance_sim_data!D1088-N1086","v":-327.61365385948159},327.61365385948159]
[null,null,null,null,null,null,null,"17:57:00",859.91481791778301,528.81611702149564,0.97,834.11737338024955,512.9516335108508,512.95163351085091,{"$f":"appliance_sim_data!D1089-N1087","v":-329.95163351085091},329.95163351085091]
[null,null,null,null,null,null,null,"17:58:00",858.13694753799609,525.73881285638652,0.85,729.41640540729668,446.87799092792852,446.87799092792852,{"$f":"appliance_sim_data!D1090-N1088","v":-263.87799092792852},263.87799092792852]
[null,null,null,null,null,null,null,"17:59:00",856.34317920030207,522.65737102103571,0.99,847.77974740829904,517.43079731082537,517.43079731082537,{"$f":"appliance_sim_data!D1091-N1089","v":-334.43079731082537},334.43079731082537]
[null,null,null,null,null,null,null,"18:00:00",854.533342119233,519.57185243869753,0.99,845.98800869804063,514.37613391431057,514.37613391431057,{"$f":"appliance_sim_data!D1092-N1090","v":-346.37613391431057},346.37613391431057]
[null,null,null,null,null,null,null,"18:01:00",852.70726314876561,516.48231821204502,1,852.70726314876561,516.48231821204502,516.48231821204502,{"$f":"appliance_sim_data!D1093-N1091","v":-348.48231821204502},348.48231821204502]
[null,null,null,null,null,null,null,"18:02:00",850.86476674604319,513.38882962552361,1,850.86476674604319,513.38882962552361,513.38882962552361,{"$f":"appliance_sim_data!D1094-N1092","v":1489.6111703744764},0]
[null,null,null,null,null,null,null,"18:03:00",849.00567493454253,510.29144814782518,1,849.00567493454253,510.29144814782518,510.29144814782524,{"$f":"appliance_sim_data!D1095-N1093","v":1492.7085518521749},0]
[null,null,null,null,null,null,null,"18:04:00",847.12980726668138,507.19023543448543,1,847.12980726668138,507.19023543448543,507.19023543448549,{"$f":"appliance_sim_data!D1096-N1094","v":1495.8097645655146},0]
[null,null,null,null,null,null,null,"18:05:00",845.23698078586028,504.08525333060891,1,845.23698078586028,504.08525333060891,504.08525333060891,{"$f":"appliance_sim_data!D1097-N1095","v":1498.9147466693912},0]
[null,null,null,null,null,null,null,"18:06:00",843.32700998793916,500.97656387373394,1,843.32700998793916,500.97656387373394,500.97656387373394,{"$f":"appliance_sim_data!D1098-N1096","v":1502.023436126266},0]
[null,null,null,null,null,null,null,"18:07:00",841.39970678214047,497.8642292968359,1,841.39970678214047,497.8642292968359,497.86422929683596,{"$f":"appliance_sim_data!D1099-N1097","v":1505.1357707031641},0]
[null,null,null,null,null,null,null,"18:08:00",839.45488045137336,494.74831203147005,1,839.45488045137336,494.74831203147005,494.74831203147005,{"$f":"appliance_sim_data!D1100-N1098","v":1508.25168796853},0]
[null,null,null,null,null,null,null,"18:09:00",837.49233761198309,491.62887471107467,1,{"$f":"I1099*K1099","v":837.49233761198309},{"$f":"J1099*K1099","v":491.62887471107467},{"$f":"M1099*$B$46*$B$47","v":491.62887471107473},{"$f":"appliance_sim_data!D1101-N1099","v":1511.3711252889252},{"$f":"IF(O1099<0, ABS(O1099), 0)","v":0}]
[null,null,null,null,null,null,null,"18:10:00",835.51188217291508,488.50598017442422,1,835.51188217291508,488.50598017442422,488.50598017442428,{"$f":"appliance_sim_data!D1102-N1100","v":1514.4940198255758},0]
[null,null,null,null,null,null,null,"18:11:00",833.51331529429547,485.37969146925059,1,833.51331529429547,485.37969146925059,485.37969146925064,{"$f":"appliance_sim_data!D1103-N1101","v":1517.6203085307493},0]
[null,null,null,null,null,null,null,"18:12:00",831.49643534542338,482.25007185602965,1,831.49643534542338,482.25007185602965,482.25007185602965,{"$f":"appliance_sim_data!D1104-N1102","v":1520.7499281439705},0]
[null,null,null,null,null,null,null,"18:13:00",829.4610378621752,479.11718481194589,1,829.4610378621752,479.11718481194589,479.11718481194589,{"$f":"appliance_sim_data!D1105-N1103","v":1523.8828151880541},0]
[null,null,null,null,null,null,null,"18:14:00",827.40691550382076,475.98109403504247,1,827.40691550382076,475.98109403504247,475.98109403504253,{"$f":"appliance_sim_data!D1106-N1104","v":1527.0189059649574},0]
[null,null,null,null,null,null,null,"18:15:00",825.3338580092493,472.84186344856141,1,825.3338580092493,472.84186344856141,472.84186344856147,{"$f":"appliance_sim_data!D1107-N1105","v":1530.1581365514385},0]
[null,null,null,null,null,null,null,"18:16:00",823.24165215260268,469.69955720547637,1,823.24165215260268,469.69955720547637,469.69955720547642,{"$f":"appliance_sim_data!D1108-N1106","v":1633.3004427945236},0]
[null,null,null,null,null,null,null,"18:17:00",821.13008169832415,466.55423969323891,1,821.13008169832415,466.55423969323891,466.55423969323897,{"$f":"appliance_sim_data!D1109-N1107","v":1636.445760306761},0]
[null,null,null,null,null,null,null,"18:18:00",818.9989273556198,463.40597553873818,1,818.9989273556198,463.40597553873818,463.40597553873818,{"$f":"appliance_sim_data!D1110-N1108","v":1639.5940244612618},0]
[null,null,null,null,null,null,null,"18:19:00",816.84796673233291,460.25482961347922,1,816.84796673233291,460.25482961347922,460.25482961347927,{"$f":"appliance_sim_data!D1111-N1109","v":1642.7451703865208},0]
[null,null,null,null,null,null,null,"18:20:00",814.67697428823908,457.10086703899543,1,814.67697428823908,457.10086703899543,457.10086703899543,{"$f":"appliance_sim_data!D1112-N1110","v":1645.8991329610046},0]
[null,null,null,null,null,null,null,"18:21:00",812.48572128776698,453.94415319250595,1,812.48572128776698,453.94415319250595,453.94415319250595,{"$f":"appliance_sim_data!D1113-N1111","v":1649.0558468074942},0]
[null,null,null,null,null,null,null,"18:22:00",810.27397575214627,450.7847537128219,1,810.27397575214627,450.7847537128219,450.78475371282195,{"$f":"appliance_sim_data!D1114-N1112","v":1652.2152462871782},0]
[null,null,null,null,null,null,null,"18:23:00",808.04150241098978,447.62273450651082,1,808.04150241098978,447.62273450651082,447.62273450651082,{"$f":"appliance_sim_data!D1115-N1113","v":1655.3772654934892},0]
[null,null,null,null,null,null,null,"18:24:00",805.78806265332275,444.45816175433953,1,805.78806265332275,444.45816175433953,444.45816175433959,{"$f":"appliance_sim_data!D1116-N1114","v":1658.5418382456605},0]
[null,null,null,null,null,null,null,"18:25:00",803.51341447806055,441.29110191799521,1,803.51341447806055,441.29110191799521,441.29110191799521,{"$f":"appliance_sim_data!D1117-N1115","v":1661.7088980820049},0]
[null,null,null,null,null,null,null,"18:26:00",801.2173124439563,438.1216217471088,1,801.2173124439563,438.1216217471088,438.12162174710886,{"$f":"appliance_sim_data!D1118-N1116","v":1664.8783782528913},0]
[null,null,null,null,null,null,null,"18:27:00",798.89950761901309,434.94978828657418,1,798.89950761901309,434.94978828657418,434.94978828657423,{"$f":"appliance_sim_data!D1119-N1117","v":1679.0502117134258},0]
[null,null,null,null,null,null,null,"18:28:00",796.55974752939483,431.77566888419904,1,796.55974752939483,431.77566888419904,431.77566888419909,{"$f":"appliance_sim_data!D1120-N1118","v":1860.2243311158009},0]
[null,null,null,null,null,null,null,"18:29:00",794.19777610783501,428.59933119868202,1,794.19777610783501,428.59933119868202,428.59933119868202,{"$f":"appliance_sim_data!D1121-N1119","v":28.400668801317977},0]
[null,null,null,null,null,null,null,"18:30:00",791.81333364157058,425.42084320794208,1,791.81333364157058,425.42084320794208,425.42084320794214,{"$f":"appliance_sim_data!D1122-N1120","v":31.579156792057859},0]
[null,null,null,null,null,null,null,"18:31:00",789.40615671981141,422.24027321780477,1,789.40615671981141,422.24027321780477,422.24027321780477,{"$f":"appliance_sim_data!D1123-N1121","v":34.75972678219523},0]
[null,null,null,null,null,null,null,"18:32:00",786.97597818077452,419.05768987106728,1,786.97597818077452,419.05768987106728,419.05768987106734,{"$f":"appliance_sim_data!D1124-N1122","v":37.942310128932661},0]
[null,null,null,null,null,null,null,"18:33:00",784.52252705830438,415.87316215696086,1,784.52252705830438,415.87316215696086,415.87316215696086,{"$f":"appliance_sim_data!D1125-N1123","v":41.126837843039141},0]
[null,null,null,null,null,null,null,"18:34:00",782.04552852810036,412.68675942101567,1,782.04552852810036,412.68675942101567,412.68675942101567,{"$f":"appliance_sim_data!D1126-N1124","v":44.313240578984335},0]
[null,null,null,null,null,null,null,"18:35:00",779.54470385358673,409.49855137535695,1,779.54470385358673,409.49855137535695,409.49855137535701,{"$f":"appliance_sim_data!D1127-N1125","v":47.50144862464299},0]
[null,null,null,null,null,null,null,"18:36:00",777.01977033145363,406.30860810944756,1,777.01977033145363,406.30860810944756,406.30860810944756,{"$f":"appliance_sim_data!D1128-N1126","v":50.691391890552438},0]
[null,null,null,null,null,null,null,"18:37:00",774.47044123690318,403.11700010129027,1,774.47044123690318,403.11700010129027,403.11700010129027,{"$f":"appliance_sim_data!D1129-N1127","v":162.88299989870973},0]
[null,null,null,null,null,null,null,"18:38:00",771.89642576863696,399.92379822911926,1,771.89642576863696,399.92379822911926,399.92379822911926,{"$f":"appliance_sim_data!D1130-N1128","v":166.07620177088074},0]
[null,null,null,null,null,null,null,"18:39:00",769.29742899363248,396.72907378359236,1,769.29742899363248,396.72907378359236,396.72907378359241,{"$f":"appliance_sim_data!D1131-N1129","v":169.27092621640759},0]
[null,null,null,null,null,null,null,"18:40:00",766.67315179174204,393.5328984805119,0.99,759.00642027382457,389.59756949570681,389.59756949570686,{"$f":"appliance_sim_data!D1132-N1130","v":176.40243050429314},0]
[null,null,null,null,null,null,null,"18:41:00",764.02329080017921,390.33534447410136,1,764.02329080017921,390.33534447410136,390.33534447410142,{"$f":"appliance_sim_data!D1133-N1131","v":175.66465552589858},0]
[null,null,null,null,null,null,null,"18:42:00",761.3475383579239,387.13648437084152,1,761.3475383579239,387.13648437084152,387.13648437084157,{"$f":"appliance_sim_data!D1134-N1132","v":178.86351562915843},0]
[null,null,null,null,null,null,null,"18:43:00",758.64558245012677,383.93639124392035,1,758.64558245012677,383.93639124392035,383.93639124392035,{"$f":"appliance_sim_data!D1135-N1133","v":182.06360875607965},0]
[null,null,null,null,null,null,null,"18:44:00",755.91710665255755,380.73513864829965,1,755.91710665255755,380.73513864829965,380.73513864829965,{"$f":"appliance_sim_data!D1136-N1134","v":185.26486135170035},0]
[null,null,null,null,null,null,null,"18:45:00",753.16179007617745,377.53280063643922,1,753.16179007617745,377.53280063643922,377.53280063643928,{"$f":"appliance_sim_data!D1137-N1135","v":188.46719936356072},0]
[null,null,null,null,null,null,null,"18:46:00",750.37930731189522,374.32945177469634,1,750.37930731189522,374.32945177469634,374.32945177469634,{"$f":"appliance_sim_data!D1138-N1136","v":191.67054822530366},0]
[null,null,null,null,null,null,null,"18:47:00",747.56932837560066,371.12516716044354,1,747.56932837560066,371.12516716044354,371.1251671604436,{"$f":"appliance_sim_data!D1139-N1137","v":194.8748328395564},0]
[null,null,null,null,null,null,null,"18:48:00",744.73151865355135,367.92002243992818,1,744.73151865355135,367.92002243992818,367.92002243992823,{"$f":"appliance_sim_data!D1140-N1138","v":198.07997756007177},0]
[null,null,null,null,null,null,null,"18:49:00",741.86553884820569,364.714093826907,1,741.86553884820569,364.714093826907,364.714093826907,{"$f":"appliance_sim_data!D1141-N1139","v":201.285906173093},0]
[null,null,null,null,null,null,null,"18:50:00",738.97104492460414,361.50745812209448,1,738.97104492460414,361.50745812209448,361.50745812209448,{"$f":"appliance_sim_data!D1142-N1140","v":26.492541877905524},0]
[null,null,null,null,null,null,null,"18:51:00",736.04768805740525,358.30019273345829,1,736.04768805740525,358.30019273345829,358.30019273345829,{"$f":"appliance_sim_data!D1143-N1141","v":29.699807266541711},0]
[null,null,null,null,null,null,null,"18:52:00",733.09511457869257,355.09237569740566,1,733.09511457869257,355.09237569740566,355.09237569740571,{"$f":"appliance_sim_data!D1144-N1142","v":32.907624302594286},0]
[null,null,null,null,null,null,null,"18:53:00",730.11296592666952,351.88408570089007,1,730.11296592666952,351.88408570089007,351.88408570089007,{"$f":"appliance_sim_data!D1145-N1143","v":36.115914299109932},0]
[null,null,null,null,null,null,null,"18:54:00",727.10087859538896,348.67540210449414,1,727.10087859538896,348.67540210449414,348.6754021044942,{"$f":"appliance_sim_data!D1146-N1144","v":39.324597895505804},0]
[null,null,null,null,null,null,null,"18:55:00",724.05848408564839,345.46640496652157,1,724.05848408564839,345.46640496652157,345.46640496652162,{"$f":"appliance_sim_data!D1147-N1145","v":-66.466404966521623},66.466404966521623]
[null,null,null,null,null,null,null,"18:56:00",720.98540885721627,342.25717506815556,0.97,699.35584659149981,331.98945981611087,331.98945981611087,{"$f":"appliance_sim_data!D1148-N1146","v":-52.989459816110866},52.989459816110866]
[null,null,null,null,null,null,null,"18:57:00",717.88127428254359,339.04779393972012,0.98,703.52364879689276,332.26683806092569,332.26683806092569,{"$f":"appliance_sim_data!D1149-N1147","v":-53.266838060925693},53.266838060925693]
[null,null,null,null,null,null,null,"18:58:00",714.7456966021515,335.83834388810607,0.99,707.59823963612996,332.47996044922502,332.47996044922502,{"$f":"appliance_sim_data!D1150-N1148","v":-53.479960449225018},53.479960449225018]
[null,null,null,null,null,null,null,"18:59:00",711.57828688187999,332.62890802541398,0.95,675.99937253778592,315.99746262414328,315.99746262414328,{"$f":"appliance_sim_data!D1151-N1149","v":99.002537375856718},0]
[null,null,null,null,null,null,null,"19:00:00",708.37865097220424,329.41957029886777,0.92,651.70835889442787,303.06600467495838,303.06600467495838,{"$f":"appliance_sim_data!D1152-N1150","v":111.93399532504162},0]
[null,null,null,null,null,null,null,"19:01:00",705.14638946983882,326.21041552205503,0.76,535.91125599707755,247.91991579676181,247.91991579676184,{"$f":"appliance_sim_data!D1153-N1151","v":167.08008420323816},0]
[null,null,null,null,null,null,null,"19:02:00",701.88109768186973,323.00152940756982,0.66,463.24152447003405,213.18100940899609,213.18100940899609,{"$f":"appliance_sim_data!D1154-N1152","v":201.81899059100391},0]
[null,null,null,null,null,null,null,"19:03:00",698.58236559267141,319.79299860111394,0.63,440.10689032338297,201.46958911870178,201.4695891187018,{"$f":"appliance_sim_data!D1155-N1153","v":213.5304108812982},0]
[null,null,null,null,null,null,null,"19:04:00",695.24977783386942,316.58491071712308,0.74,514.48483559706335,234.27283393067108,234.27283393067111,{"$f":"appliance_sim_data!D1156-N1154","v":180.72716606932889},0]
[null,null,null,null,null,null,null,"19:05:00",691.88291365765519,313.37735437600043,0.47,325.18496941909791,147.2873565567202,147.2873565567202,{"$f":"appliance_sim_data!D1157-N1155","v":267.71264344327983},0]
[null,null,null,null,null,null,null,"19:06:00",688.48134691376276,310.17041924303021,0.47,323.58623304946849,145.78009704422419,145.78009704422422,{"$f":"appliance_sim_data!D1158-N1156","v":269.21990295577575},0]
[null,null,null,null,null,null,null,"19:07:00",685.04464603043994,306.96419606905079,0.44,301.41964425339359,135.06424627038234,135.06424627038234,{"$f":"appliance_sim_data!D1159-N1157","v":279.93575372961766},0]
[null,null,null,null,null,null,null,"19:08:00",681.57237399977669,303.75877673296981,0.41,279.44467333990843,124.54109846051762,124.54109846051762,{"$f":"appliance_sim_data!D1160-N1158","v":290.45890153948238},0]
[null,null,null,null,null,null,null,"19:09:00",678.06408836778132,300.55425428622016,0.42,284.78691711446817,126.23278680021247,126.23278680021247,{"$f":"appliance_sim_data!D1161-N1159","v":288.76721319978753},0]
[null,null,null,null,null,null,null,"19:10:00",674.51934122961325,297.35072299924042,0.4,269.80773649184533,118.94028919969617,118.94028919969617,{"$f":"appliance_sim_data!D1162-N1160","v":296.05971080030383},0]
[null,null,null,null,null,null,null,"19:11:00",670.93767923042356,294.1482784100881,0.56000000000000005,375.72510036903725,164.72303590964935,164.72303590964935,{"$f":"appliance_sim_data!D1163-N1161","v":250.27696409035065},0]
[null,null,null,null,null,null,null,"19:12:00",667.31864357226584,290.94701737527851,0.5,333.65932178613292,145.47350868763925,145.47350868763925,{"$f":"appliance_sim_data!D1164-N1162","v":269.52649131236075},0]
[null,null,null,null,null,null,null,"19:13:00",663.66177002760435,287.74703812297378,0.39,{"$f":"I1163*K1163","v":258.82809031076573},{"$f":"J1163*K1163","v":112.22134486795977},{"$f":"M1163*$B$46*$B$47","v":112.22134486795977},{"$f":"appliance_sim_data!D1165-N1163","v":302.77865513204023},{"$f":"IF(O1163<0, ABS(O1163), 0)","v":0}]
[null,null,null,null,null,null,null,"19:14:00",659.96658895995245,284.54844030862654,0.38,250.78730380478194,108.12840731727809,108.12840731727809,{"$f":"appliance_sim_data!D1166-N1164","v":306.87159268272194},0]
[null,null,null,null,null,null,null,"19:15:00",656.23262535223421,281.35132507320606,0.36,236.2437451268043,101.28647702635418,101.28647702635419,{"$f":"appliance_sim_data!D1167-N1165","v":313.71352297364581},0]
[null,null,null,null,null,null,null,"19:16:00",652.45939884348797,278.15579510413187,0.36,234.88538358365565,100.13608623748748,100.13608623748748,{"$f":"appliance_sim_data!D1168-N1166","v":314.86391376251254},0]
[null,null,null,null,null,null,null,"19:17:00",648.64642377458983,274.96195469905302,0.33,214.05331984561465,90.737445050687498,90.737445050687498,{"$f":"appliance_sim_data!D1169-N1167","v":324.26255494931252},0]
[null,null,null,null,null,null,null,"19:18:00",644.79320924371757,271.76990983261862,0.33,212.78175905042681,89.684070244764143,89.684070244764143,{"$f":"appliance_sim_data!D1170-N1168","v":325.31592975523586},0]
[null,null,null,null,null,null,null,"19:19:00",640.89925917231506,268.57976822638267,0.34,217.90574811858713,91.31712119697012,91.31712119697012,{"$f":"appliance_sim_data!D1171-N1169","v":187.68287880302989},0]
[null,null,null,null,null,null,null,"19:20:00",636.96407238239078,265.39163942200821,0.35,222.93742533383676,92.887073797702868,92.887073797702882,{"$f":"appliance_sim_data!D1172-N1170","v":186.1129262022971},0]
[null,null,null,null,null,null,null,"19:21:00",632.98714268603658,262.20563485794065,0.36,227.87537136697316,94.394028548858628,94.394028548858628,{"$f":"appliance_sim_data!D1173-N1171","v":184.60597145114139},0]
[null,null,null,null,null,null,null,"19:22:00",628.9679589881008,259.02186794971925,0.56999999999999995,358.51173662321742,147.64246473133997,147.64246473133997,{"$f":"appliance_sim_data!D1174-N1172","v":131.35753526866003},0]
[null,null,null,null,null,null,null,"19:23:00",624.9060054030399,255.84045417411889,0.55000000000000004,343.69830297167198,140.71224979576539,140.71224979576539,{"$f":"appliance_sim_data!D1175-N1173","v":138.28775020423461},0]
[null,null,null,null,null,null,null,"19:24:00",620.80076138703225,252.66151115731952,0.53,329.02440353512714,133.91060091337934,133.91060091337934,{"$f":"appliance_sim_data!D1176-N1174","v":145.08939908662066},0]
[null,null,null,null,null,null,null,"19:25:00",616.65170188651416,249.48515876730966,0.52,320.65888498098735,129.73228255900102,129.73228255900105,{"$f":"appliance_sim_data!D1177-N1175","v":149.26771744099895},0]
[null,null,null,null,null,null,null,"19:26:00",612.45829750439077,246.31151921074456,0.51,312.35373172723928,125.61887479747973,125.61887479747973,{"$f":"appliance_sim_data!D1178-N1176","v":153.38112520252025},0]
[null,null,null,null,null,null,null,"19:27:00",608.22001468524206,243.14071713448556,0.51,310.19220748947345,124.00176573858764,124.00176573858765,{"$f":"appliance_sim_data!D1179-N1177","v":154.99823426141234},0]
[null,null,null,null,null,null,null,"19:28:00",603.93631592097222,239.97287973207466,0.52,314.04688427890557,124.78589746067883,124.78589746067883,{"$f":"appliance_sim_data!D1180-N1178","v":154.21410253932117},0]
[null,null,null,null,null,null,null,"19:29:00",599.60665997842034,236.80813685539567,0.3,179.88199799352608,71.042441056618699,71.042441056618699,{"$f":"appliance_sim_data!D1181-N1179","v":207.95755894338129},0]
[null,null,null,null,null,null,null,"19:30:00",595.23050215058345,233.64662113179878,0.3,178.56915064517503,70.093986339539626,70.093986339539626,{"$f":"appliance_sim_data!D1182-N1180","v":208.90601366046036},0]
[null,null,null,null,null,null,null,"19:31:00",590.80729453319316,230.48846808696879,0.32,189.05833425062181,73.75630978783002,73.75630978783002,{"$f":"appliance_sim_data!D1183-N1181","v":205.24369021216998},0]
[null,null,null,null,null,null,null,"19:32:00",586.3364863285525,227.33381627385432,0.32,187.62767562513679,72.746821207633388,72.746821207633388,{"$f":"appliance_sim_data!D1184-N1182","v":206.25317879236661},0]
[null,null,null,null,null,null,null,"19:33:00",581.81752417863629,224.18280740797073,0.33,191.99978297894998,73.98032644463035,73.98032644463035,{"$f":"appliance_sim_data!D1185-N1183","v":205.01967355536965},0]
[null,null,null,null,null,null,null,"19:34:00",577.24985252961937,221.03558650941775,0.4,230.89994101184777,88.414234603767113,88.414234603767113,{"$f":"appliance_sim_data!D1186-N1184","v":190.58576539623289},0]
[null,null,null,null,null,null,null,"19:35:00",572.63291403015171,217.89230205196966,0.39,223.32683647175918,84.97799780026817,84.97799780026817,{"$f":"appliance_sim_data!D1187-N1185","v":372.02200219973184},0]
[null,null,null,null,null,null,null,"19:36:00",567.9661499658713,214.75310611962544,0.36,204.46781398771367,77.311118203065163,77.311118203065178,{"$f":"appliance_sim_data!D1188-N1186","v":379.68888179693482},0]
[null,null,null,null,null,null,null,"19:37:00",563.24900073280583,211.61815457100954,0.39,219.66711028579428,82.531080282693722,82.531080282693722,{"$f":"appliance_sim_data!D1189-N1187","v":374.46891971730628},0]
[null,null,null,null,null,null,null,"19:38:00",558.48090635252049,208.48760721205139,0.34,189.88350815985697,70.885786452097477,70.885786452097477,{"$f":"appliance_sim_data!D1190-N1188","v":386.11421354790252},0]
[null,null,null,null,null,null,null,"19:39:00",553.66130703207591,205.36162797739382,0.33,182.70823132058507,67.769337232539968,67.769337232539968,{"$f":"appliance_sim_data!D1191-N1189","v":389.23066276746005},0]
[null,null,null,null,null,null,null,"19:40:00",548.78964377206262,202.2403851209985,0.32,175.61268600706003,64.716923238719517,64.716923238719517,{"$f":"appliance_sim_data!D1192-N1190","v":381.28307676128048},0]
[null,null,null,null,null,null,null,"19:41:00",543.86535902624246,199.12405141645496,0.32,174.0369148883976,63.719696453265591,63.719696453265591,{"$f":"appliance_sim_data!D1193-N1191","v":382.28030354673439},0]
[null,null,null,null,null,null,null,"19:42:00",538.88789741654023,196.01280436751134,0.34,183.2218851216237,66.644353484953854,66.644353484953854,{"$f":"appliance_sim_data!D1194-N1192","v":379.35564651504615},0]
[null,null,null,null,null,null,null,"19:43:00",533.85670650744783,192.90682642939748,0.37,197.5269814077557,71.375525778877062,71.375525778877076,{"$f":"appliance_sim_data!D1195-N1193","v":374.62447422112291},0]
[null,null,null,null,null,null,null,"19:44:00",528.77123764415478,189.80630524152147,0.53,280.24875595140207,100.59734177800638,100.59734177800638,{"$f":"appliance_sim_data!D1196-N1194","v":345.40265822199365},0]
[null,null,null,null,null,null,null,"19:45:00",523.63094685905128,186.71143387216671,0.42,219.92499768080154,78.418802226310021,78.418802226310035,{"$f":"appliance_sim_data!D1197-N1195","v":367.58119777368995},0]
[null,null,null,null,null,null,null,"19:46:00",518.43529585157182,183.62241107584339,0.47,243.66458905023873,86.302533205646384,86.302533205646398,{"$f":"appliance_sim_data!D1198-N1196","v":359.6974667943536},0]
[null,null,null,null,null,null,null,"19:47:00",513.18375304672372,180.53944156399567,0.52,266.85555158429634,93.880509613277752,93.880509613277752,{"$f":"appliance_sim_data!D1199-N1197","v":352.11949038672225},0]
[null,null,null,null,null,null,null,"19:48:00",507.87579473801532,177.46273628979711,0.55000000000000004,279.33168710590843,97.604504959388422,97.604504959388422,{"$f":"appliance_sim_data!D1200-N1198","v":348.39549504061159},0]
[null,null,null,null,null,null,null,"19:49:00",502.51090632090171,174.39251274780071,0.56999999999999995,286.43121660291393,99.403732266246394,99.403732266246394,{"$f":"appliance_sim_data!D1201-N1199","v":346.59626773375362},0]
[null,null,null,null,null,null,null,"19:50:00",497.08858362333353,171.32899528927243,0.56999999999999995,283.34049266530008,97.657527314885272,97.657527314885272,{"$f":"appliance_sim_data!D1202-N1200","v":457.34247268511473},0]
[null,null,null,null,null,null,null,"19:51:00",491.60833434044827,168.27241545406642,0.62,304.79716729107793,104.32889758152118,104.32889758152119,{"$f":"appliance_sim_data!D1203-N1201","v":450.67110241847882},0]
[null,null,null,null,null,null,null,"19:52:00",486.06967958094913,165.2230123199482,0.56999999999999995,277.059717361141,94.177117022370467,94.177117022370467,{"$f":"appliance_sim_data!D1204-N1202","v":460.82288297762955},0]
[null,null,null,null,null,null,null,"19:53:00",480.47215553325822,162.18103287032457,0.62,297.89273643062012,100.55224037960123,100.55224037960124,{"$f":"appliance_sim_data!D1205-N1203","v":454.44775962039876},0]
[null,null,null,null,null,null,null,"19:54:00",474.81531526012884,159.14673238139619,0.5,237.40765763006442,79.573366190698096,79.573366190698096,{"$f":"appliance_sim_data!D1206-N1204","v":486.4266338093019},0]
[null,null,null,null,null,null,null,"19:55:00",469.09873063098968,156.12037482978536,0.5,234.54936531549484,78.060187414892681,78.060187414892681,{"$f":"appliance_sim_data!D1207-N1205","v":487.93981258510735},0]
[null,null,null,null,null,null,null,"19:56:00",463.32199440198798,153.10223332176912,0.39,180.69557781677531,59.709870995489958,59.709870995489965,{"$f":"appliance_sim_data!D1208-N1206","v":506.29012900451005},0]
[null,null,null,null,null,null,null,"19:57:00",457.48472245436579,150.09259054527615,0.37,169.26934730811533,55.534258501752177,55.534258501752177,{"$f":"appliance_sim_data!D1209-N1207","v":332.46574149824784},0]
[null,null,null,null,null,null,null,"19:58:00",451.58655620261084,147.09173924589766,0.35,158.05529467091378,51.482108736064177,51.482108736064177,{"$f":"appliance_sim_data!D1210-N1208","v":336.51789126393584},0]
[null,null,null,null,null,null,null,"19:59:00",445.62716518457796,144.09998272819789,0.35,155.96950781460228,50.434993954869256,50.434993954869256,{"$f":"appliance_sim_data!D1211-N1209","v":337.56500604513076},0]
[null,null,null,null,null,null,null,"20:00:00",439.60624984666327,141.11763538368189,0.28000000000000003,123.08974995706573,39.512937907430931,39.512937907430938,{"$f":"appliance_sim_data!D1212-N1210","v":348.48706209256909},0]
[null,null,null,null,null,null,null,"20:01:00",433.52354453800825,138.14502324683815,0.3,130.05706336140247,41.443506974051445,41.443506974051445,{"$f":"appliance_sim_data!D1213-N1211","v":346.55649302594855},0]
[null,null,null,null,null,null,null,"20:02:00",427.37882072869456,135.18248458074021,0.31,132.48743442589532,41.906570220029465,41.906570220029465,{"$f":"appliance_sim_data!D1214-N1212","v":346.09342977997051},0]
[null,null,null,null,null,null,null,"20:03:00",421.1718904679102,132.23037049375617,0.42,176.89219399652228,55.536755607377586,55.536755607377586,{"$f":"appliance_sim_data!D1215-N1213","v":332.46324439262241},0]
[null,null,null,null,null,null,null,"20:04:00",414.90261009914542,129.28904558896619,0.43,178.40812234263254,55.594289603255461,55.594289603255461,{"$f":"appliance_sim_data!D1216-N1214","v":332.40571039674455},0]
[null,null,null,null,null,null,null,"20:05:00",408.5708842506462,126.35888864796618,0.42,171.5997713852714,53.070733232145791,53.070733232145791,{"$f":"appliance_sim_data!D1217-N1215","v":334.92926676785419},0]
[null,null,null,null,null,null,null,"20:06:00",402.17667012056143,123.44029335078598,0.43,172.93596815184142,53.079326140837971,53.079326140837978,{"$f":"appliance_sim_data!D1218-N1216","v":334.92067385916204},0]
[null,null,null,null,null,null,null,"20:07:00",395.71998207748123,120.53366903370328,0.5,197.85999103874062,60.266834516851638,60.266834516851638,{"$f":"appliance_sim_data!D1219-N1217","v":327.73316548314835},0]
[null,null,null,null,null,null,null,"20:08:00",389.20089659841875,117.63944148679029,0.48,186.816430367241,56.466931913659337,56.466931913659337,{"$f":"appliance_sim_data!D1220-N1218","v":222.53306808634068},0]
[null,null,null,null,null,null,null,"20:09:00",382.6195575676922,114.75805379307661,0.47,179.83119205681533,53.936285282746006,53.936285282746013,{"$f":"appliance_sim_data!D1221-N1219","v":225.06371471725399},0]
[null,null,null,null,null,null,null,"20:10:00",375.97618196159618,111.88996721123667,0.5,187.98809098079809,55.944983605618333,55.94498360561834,{"$f":"appliance_sim_data!D1222-N1220","v":223.05501639438165},0]
[null,null,null,null,null,null,null,"20:11:00",369.27106594529539,109.0356621037467,0.48,177.25011165374178,52.337117809798414,52.337117809798421,{"$f":"appliance_sim_data!D1223-N1221","v":226.66288219020157},0]
[null,null,null,null,null,null,null,"20:12:00",362.50459140987914,106.19563891244674,0.5,181.25229570493957,53.09781945622337,53.097819456223377,{"$f":"appliance_sim_data!D1224-N1222","v":361.90218054377664},0]
[null,null,null,null,null,null,null,"20:13:00",355.6772329791695,103.37041918346094,0.52,184.95216114916815,53.752617975399687,53.752617975399687,{"$f":"appliance_sim_data!D1225-N1223","v":361.24738202460031},0]
[null,null,null,null,null,null,null,"20:14:00",348.78956551742232,100.56054664336952,0.52,181.37057406905961,52.291484254552152,52.291484254552159,{"$f":"appliance_sim_data!D1226-N1224","v":362.70851574544781},0]
[null,null,null,null,null,null,null,"20:15:00",341.84227217072674,97.766588328492134,0.56999999999999995,194.85009513731424,55.726955347240512,55.726955347240519,{"$f":"appliance_sim_data!D1227-N1225","v":502.27304465275949},0]
[null,null,null,null,null,null,null,"20:16:00",334.83615297645883,94.989135769025296,0.63,210.94677637516907,59.843155534485938,59.843155534485938,{"$f":"appliance_sim_data!D1228-N1226","v":498.15684446551404},0]
[null,null,null,null,null,null,null,"20:17:00",327.77213407675561,92.228806229672784,0.59,{"$f":"I1227*K1227","v":193.38555910528581},{"$f":"J1227*K1227","v":54.414995675506937},{"$f":"M1227*$B$46*$B$47","v":54.414995675506944},{"$f":"appliance_sim_data!D1229-N1227","v":503.58500432449307},{"$f":"IF(O1227<0, ABS(O1227), 0)","v":0}]
[null,null,null,null,null,null,null,"20:18:00",320.65127757339462,89.486244008201624,0.55000000000000004,176.35820266536706,49.217434204510894,49.217434204510894,{"$f":"appliance_sim_data!D1230-N1228","v":508.78256579548912},0]
[null,null,null,null,null,null,null,"20:19:00",313.47479206282992,86.762121793125871,0.52,163.00689187267156,45.116303332425453,45.116303332425453,{"$f":"appliance_sim_data!D1231-N1229","v":398.88369666757455},0]
[null,null,null,null,null,null,null,"20:20:00",306.24404389130689,84.057142081410916,0.4,122.49761755652275,33.622856832564366,33.622856832564366,{"$f":"appliance_sim_data!D1232-N1230","v":410.37714316743563},0]
[null,null,null,null,null,null,null,"20:21:00",298.96056917088725,81.372038656691984,0.37,110.61541059322828,30.107654302976034,30.107654302976034,{"$f":"appliance_sim_data!D1233-N1231","v":413.89234569702398},0]
[null,null,null,null,null,null,null,"20:22:00",291.62608659779784,78.707578128002638,0.28000000000000003,81.655304247383398,22.038121875840741,22.038121875840744,{"$f":"appliance_sim_data!D1234-N1232","v":421.96187812415928},0]
[null,null,null,null,null,null,null,"20:23:00",284.24251111466168,76.064561528389021,0.28999999999999998,82.430328223251877,22.058722843232815,22.058722843232815,{"$f":"appliance_sim_data!D1235-N1233","v":421.94127715676717},0]
[null,null,null,null,null,null,null,"20:24:00",276.81196845779272,73.443825972034915,0.27,74.739231483604044,19.829833012449427,19.829833012449427,{"$f":"appliance_sim_data!D1236-N1234","v":424.1701669875506},0]
[null,null,null,null,null,null,null,"20:25:00",269.33681062957947,70.846246367576356,0.27,72.720938869986469,19.128486519245616,19.128486519245616,{"$f":"appliance_sim_data!D1237-N1235","v":424.8715134807544},0]
[null,null,null,null,null,null,null,"20:26:00",261.81963233402257,68.272737184171163,0.24,62.836711760165414,16.38545692420108,16.38545692420108,{"$f":"appliance_sim_data!D1238-N1236","v":427.61454307579891},0]
[null,null,null,null,null,null,null,"20:27:00",254.26328841032503,65.724254265496228,0.24,61.023189218478002,15.773821023719094,15.773821023719094,{"$f":"appliance_sim_data!D1239-N1237","v":428.22617897628089},0]
[null,null,null,null,null,null,null,"20:28:00",246.67091229500809,63.201796685223158,0.27,66.601146319652187,17.064485105010252,17.064485105010252,{"$f":"appliance_sim_data!D1240-N1238","v":426.93551489498975},0]
[null,null,null,null,null,null,null,"20:29:00",239.0459355367789,60.706408635515942,0.28000000000000003,66.932861950298104,16.997794417944466,16.997794417944466,{"$f":"appliance_sim_data!D1241-N1239","v":427.00220558205552},0]
[null,null,null,null,null,null,null,"20:30:00",231.39210838015438,58.239181337741364,0.24,55.53410601123705,13.977403521057926,13.977403521057926,{"$f":"appliance_sim_data!D1242-N1240","v":430.02259647894209},0]
[null,null,null,null,null,null,null,"20:31:00",223.71352142301353,55.801254961741485,0.25,55.928380355753383,13.950313740435371,13.950313740435371,{"$f":"appliance_sim_data!D1243-N1241","v":430.04968625956462},0]
[null,null,null,null,null,null,null,"20:32:00",216.01462833940352,53.39382053666489,0.25,54.003657084850879,13.348455134166223,13.348455134166223,{"$f":"appliance_sim_data!D1244-N1242","v":394.65154486583378},0]
[null,null,null,null,null,null,null,"20:33:00",208.30026964127447,51.018121832348953,0.25,52.075067410318617,12.754530458087238,12.754530458087238,{"$f":"appliance_sim_data!D1245-N1243","v":488.24546954191277},0]
[null,null,null,null,null,null,null,"20:34:00",200.57569743067432,48.675457185508378,0.22,44.126653434748349,10.708600580811844,10.708600580811845,{"$f":"appliance_sim_data!D1246-N1244","v":490.29139941918817},0]
[null,null,null,null,null,null,null,"20:35:00",192.84660106641212,46.367181239411181,0.17,32.783922181290066,7.8824208106999016,7.8824208106999016,{"$f":"appliance_sim_data!D1247-N1245","v":493.1175791893001},0]
[null,null,null,null,null,null,null,"20:36:00",185.11913363506875,44.094706559114613,0.16,29.619061381611001,7.0551530494583385,7.0551530494583394,{"$f":"appliance_sim_data!D1248-N1246","v":433.94484695054166},0]
[null,null,null,null,null,null,null,"20:37:00",177.39993907436005,41.859505076583986,0.17,30.157989642641212,7.116115863019278,7.116115863019278,{"$f":"appliance_sim_data!D1249-N1247","v":433.88388413698073},0]
[null,null,null,null,null,null,null,"20:38:00",169.69617974565907,39.663109310914791,0.17,28.848350556762043,6.7427285828555146,6.7427285828555146,{"$f":"appliance_sim_data!D1250-N1248","v":446.25727141714447},0]
[null,null,null,null,null,null,null,"20:39:00",162.01556419026113,37.50711329822829,0.18,29.162801554247004,6.7512803936810917,6.7512803936810917,{"$f":"appliance_sim_data!D1251-N1249","v":446.2487196063189},0]
[null,null,null,null,null,null,null,"20:40:00",154.36637472859309,35.393173153361303,0.18,27.785947451146754,6.3707711676050343,6.3707711676050351,{"$f":"appliance_sim_data!D1252-N1250","v":434.62922883239497},0]
[null,null,null,null,null,null,null,"20:41:00",146.75749447082609,33.323007170999205,0.19,27.883923949456957,6.3313713624898487,6.3313713624898487,{"$f":"appliance_sim_data!D1253-N1251","v":434.66862863751015},0]
[null,null,null,null,null,null,null,"20:42:00",139.19843319839106,31.298395357089639,0.18,25.05571797571039,5.6337111642761348,5.6337111642761357,{"$f":"appliance_sim_data!D1254-N1252","v":435.36628883572388},0]
[null,null,null,null,null,null,null,"20:43:00",131.69935144589684,29.321178261982197,0.18,23.70588326026143,5.2778120871567955,5.2778120871567964,{"$f":"appliance_sim_data!D1255-N1253","v":435.7221879128432},0]
[null,null,null,null,null,null,null,"20:44:00",124.27108195825683,27.393254964390835,0.17,21.126083932903661,4.6568533439464419,4.6568533439464419,{"$f":"appliance_sim_data!D1256-N1254","v":436.34314665605353},0]
[null,null,null,null,null,null,null,"20:45:00",116.92514751501486,25.516580029753904,0.2,23.385029503002972,5.1033160059507807,5.1033160059507807,{"$f":"appliance_sim_data!D1257-N1255","v":435.89668399404923},0]
[null,null,null,null,null,null,null,"20:46:00",109.67377389870116,23.693159237526373,0.19,20.838017040753218,4.5017002551300109,4.5017002551300109,{"$f":"appliance_sim_data!D1258-N1256","v":436.49829974487},0]
[null,null,null,null,null,null,null,"20:47:00",102.52989653273534,21.925043839249781,0.2,20.505979306547069,4.3850087678499561,4.3850087678499561,{"$f":"appliance_sim_data!D1259-N1257","v":436.61499123215003},0]
[null,null,null,null,null,null,null,"20:48:00",95.507159022668915,20.214323072734548,0.26,24.83186134589392,5.255723998910983,5.2557239989109839,{"$f":"appliance_sim_data!D1260-N1258","v":435.74427600108902},0]
[null,null,null,null,null,null,null,"20:49:00",88.619901499202783,18.563114617518419,0.27,23.927373404784753,5.0120409467299734,5.0120409467299742,{"$f":"appliance_sim_data!D1261-N1259","v":435.98795905327},0]
[null,null,null,null,null,null,null,"20:50:00",81.883136279896107,16.973552633286655,0.32,26.202603609566754,5.4315368426517301,5.431536842651731,{"$f":"appliance_sim_data!D1262-N1260","v":535.56846315734822},0]
[null,null,null,null,null,null,null,"20:51:00",75.312507938305529,15.44777297697952,0.34,25.60625269902388,5.2522428121730371,5.2522428121730371,{"$f":"appliance_sim_data!D1263-N1261","v":535.74775718782701},0]
[null,null,null,null,null,null,null,"20:52:00",68.924234397141731,13.98789514733641,0.33,22.744997351056771,4.6160053986210157,4.6160053986210157,{"$f":"appliance_sim_data!D1264-N1262","v":536.38399460137896},0]
[null,null,null,null,null,null,null,"20:53:00",62.735025153625713,12.596000460035889,0.31,19.447857797623971,3.9047601426111256,3.904760142611126,{"$f":"appliance_sim_data!D1265-N1263","v":537.09523985738883},0]
[null,null,null,null,null,null,null,"20:54:00",56.76197221569263,11.274105916056097,0.41,23.272408608433977,4.6223834255829992,4.6223834255829992,{"$f":"appliance_sim_data!D1266-N1264","v":436.377616574417},0]
[null,null,null,null,null,null,null,"20:55:00",51.022408803258784,10.024133195884868,0.41,20.919187609336099,4.1098946103127956,4.1098946103127956,{"$f":"appliance_sim_data!D1267-N1265","v":436.89010538968722},0]
[null,null,null,null,null,null,null,"20:56:00",45.533730391693972,8.8478722007215076,0.43,19.579504068428406,3.8045850463102484,3.8045850463102484,{"$f":"appliance_sim_data!D1268-N1266","v":437.19541495368975},0]
[null,null,null,null,null,null,null,"20:57:00",40.313172309305642,7.7469385800519603,0.42,16.931532369908368,3.2537142036218234,3.2537142036218238,{"$f":"appliance_sim_data!D1269-N1267","v":437.74628579637817},0]
[null,null,null,null,null,null,null,"20:58:00",35.37753794252599,6.722724748567579,0.42,14.858565935860915,2.8235443943983829,2.8235443943983829,{"$f":"appliance_sim_data!D1270-N1268","v":438.17645560560163},0]
[null,null,null,null,null,null,null,"20:59:00",30.742871788294867,5.7763440254886564,0.42,12.912006151083844,2.4260644907052358,2.4260644907052362,{"$f":"appliance_sim_data!D1271-N1269","v":438.57393550929476},0]
[null,null,null,null,null,null,null,"21:00:00",26.42407231433614,4.9085677541237915,0.44,11.626591818307901,2.1597698118144684,2.1597698118144684,{"$f":"appliance_sim_data!D1272-N1270","v":438.84023018818556},0]
[null,null,null,null,null,null,null,"21:01:00",22.434441104928052,4.1197556153778736,0.45,10.095498497217623,1.8538900269200431,1.8538900269200433,{"$f":"appliance_sim_data!D1273-N1271","v":439.14610997307994},0]
[null,null,null,null,null,null,null,"21:02:00",18.785167426472313,3.4097798816363794,0.34,6.3869569250005869,1.159325159756369,1.159325159756369,{"$f":"appliance_sim_data!D1274-N1272","v":439.84067484024365},0]
[null,null,null,null,null,null,null,"21:03:00",15.484751581390471,2.7779451217376052,0.35,5.4196630534866648,0.9722807926081618,0.9722807926081618,{"$f":"appliance_sim_data!D1275-N1273","v":440.02771920739184},0]
[null,null,null,null,null,null,null,"21:04:00",12.538376760623212,2.2229059248665983,0.36,4.5138156338243558,0.80024613295197533,0.80024613295197544,{"$f":"appliance_sim_data!D1276-N1274","v":440.199753867048},0]
[null,null,null,null,null,null,null,"21:05:00",9.9472481476438652,1.742586621725998,0.38,3.7799542961046688,0.66218291625587922,0.66218291625587922,{"$f":"appliance_sim_data!D1277-N1275","v":440.33781708374414},0]
[null,null,null,null,null,null,null,"21:06:00",7.7079303478225505,1.3341087899841912,0.32,2.4665377113032161,0.4269148127949412,0.42691481279494126,{"$f":"appliance_sim_data!D1278-N1276","v":440.57308518720504},0]
[null,null,null,null,null,null,null,"21:07:00",5.8117302068529622,0.99373453808356527,0.32,1.8597536661929479,0.3179950521867409,0.31799505218674096,{"$f":"appliance_sim_data!D1279-N1277","v":429.68200494781325},0]
[null,null,null,null,null,null,null,"21:08:00",4.2441916254499663,0.71683607390033954,0.4,1.6976766501799867,0.28673442956013584,0.28673442956013589,{"$f":"appliance_sim_data!D1280-N1278","v":429.71326557043989},0]
[null,null,null,null,null,null,null,"21:09:00",2.9847909085463216,0.49790461789215157,0.41,1.2237642725039917,0.20414089333578214,0.20414089333578214,{"$f":"appliance_sim_data!D1281-N1279","v":429.79585910666424},0]
[null,null,null,null,null,null,null,"21:10:00",2.0069424433876586,0.3306137650993764,0.37,0.74256870405343367,0.12232709308676927,0.12232709308676928,{"$f":"appliance_sim_data!D1282-N1280","v":429.87767290691323},0]
[null,null,null,null,null,null,null,"21:11:00",1.2784389580691327,0.20795296017650097,0.53,0.67757264777664039,0.11021506889354551,0.11021506889354551,{"$f":"appliance_sim_data!D1283-N1281","v":429.88978493110648},0]
[null,null,null,null,null,null,null,"21:12:00",0.76244778200985208,0.12244428643443461,0.49,0.37359941318482753,5.9997700352872961E-2,5.9997700352872968E-2,{"$f":"appliance_sim_data!D1284-N1282","v":429.94000229964712},0]
[null,null,null,null,null,null,null,"21:13:00",0.41914880306248264,6.6448169707625071E-2,0.46,0.19280844940874203,3.0566158065507533E-2,3.0566158065507533E-2,{"$f":"appliance_sim_data!D1285-N1283","v":429.96943384193452},0]
[null,null,null,null,null,null,null,"21:14:00",0.20801192798313878,3.2548522861873055E-2,0.47,9.7765606152075218E-2,1.5297805745080335E-2,1.5297805745080335E-2,{"$f":"appliance_sim_data!D1286-N1284","v":429.98470219425491},0]
[null,null,null,null,null,null,null,"21:15:00",9.0555816993453497E-2,1.3983899770310258E-2,0.51,4.6183466666661281E-2,7.1317888828582318E-3,7.1317888828582327E-3,{"$f":"appliance_sim_data!D1287-N1285","v":429.99286821111713},0]
[null,null,null,null,null,null,null,"21:16:00",3.320976660084337E-2,5.0604141683961755E-3,0.52,1.7269078632438553E-2,2.6314153675660113E-3,2.6314153675660113E-3,{"$f":"appliance_sim_data!D1288-N1286","v":429.99736858463245},0]
[null,null,null,null,null,null,null,"21:17:00",9.6709385512022353E-3,1.4539023160529008E-3,0.7,6.7696569858415644E-3,1.0177316212370306E-3,1.0177316212370306E-3,{"$f":"appliance_sim_data!D1289-N1287","v":429.99898226837877},0]
[null,null,null,null,null,null,null,"21:18:00",2.0442369304550707E-3,3.0316629590321491E-4,0.64,1.3083116354912453E-3,1.9402642937805755E-4,1.9402642937805755E-4,{"$f":"appliance_sim_data!D1290-N1288","v":429.99980597357063},0]
[null,null,null,null,null,null,null,"21:19:00",2.7176751282305698E-4,3.9752607873903321E-5,0.65,1.7664888333498706E-4,2.5839195118037159E-5,2.5839195118037163E-5,{"$f":"appliance_sim_data!D1291-N1289","v":429.99997416080487},0]
[null,null,null,null,null,null,null,"21:20:00",1.7805770289677641E-5,2.5685090987217079E-6,0.69,1.2285981499877572E-5,1.7722712781179783E-6,1.7722712781179783E-6,{"$f":"appliance_sim_data!D1292-N1290","v":429.99999822772872},0]
[null,null,null,null,null,null,null,"21:21:00",3.6616368366284231E-7,5.208110876885893E-8,0.7,{"$f":"I1291*K1291","v":2.5631457856398962E-7},{"$f":"J1291*K1291","v":3.6456776138201249E-8},{"$f":"M1291*$B$46*$B$47","v":3.6456776138201255E-8},{"$f":"appliance_sim_data!D1293-N1291","v":429.99999996354325},{"$f":"IF(O1291<0, ABS(O1291), 0)","v":0}]
[null,null,null,null,null,null,null,"21:22:00",9.2479309510333161E-10,1.2967759102179654E-10,0.71,6.5660309752336546E-10,9.2071089625475541E-11,9.2071089625475541E-11,{"$f":"appliance_sim_data!D1294-N1292","v":429.99999999990791},0]
[null,null,null,null,null,null,null,"21:23:00",2.8026942020190396E-14,3.8738307871950685E-15,0.79,2.2141284195950414E-14,3.0603263218841044E-15,3.0603263218841044E-15,{"$f":"appliance_sim_data!D1295-N1293","v":608},0]
[null,null,null,null,null,null,null,"21:24:00",4.2498068713931018E-24,5.7890352538810098E-25,0.71,3.017362878689102E-24,4.1102150302555167E-25,4.1102150302555171E-25,{"$f":"appliance_sim_data!D1296-N1294","v":622},0]
[null,null,null,null,null,null,null,"21:25:00",8.9143639213220816E-62,1.1965343699788268E-62,0.71,6.3291983841386774E-62,8.4953940268496703E-63,8.4953940268496703E-63,{"$f":"appliance_sim_data!D1297-N1295","v":622},0]
[null,null,null,null,null,null,null,"21:26:00",0,0,0.7,0,0,0,{"$f":"appliance_sim_data!D1298-N1296","v":622},0]
[null,null,null,null,null,null,null,"21:27:00",0,0,0.53,0,0,0,{"$f":"appliance_sim_data!D1299-N1297","v":622},0]
[null,null,null,null,null,null,null,"21:28:00",0,0,0.53,0,0,0,{"$f":"appliance_sim_data!D1300-N1298","v":622},0]
[null,null,null,null,null,null,null,"21:29:00",0,0,0.5,0,0,0,{"$f":"appliance_sim_data!D1301-N1299","v":622},0]
[null,null,null,null,null,null,null,"21:30:00",0,0,0.51,0,0,0,{"$f":"appliance_sim_data!D1302-N1300","v":622},0]
[null,null,null,null,null,null,null,"21:31:00",0,0,0.72,0,0,0,{"$f":"appliance_sim_data!D1303-N1301","v":622},0]
[null,null,null,null,null,null,null,"21:32:00",0,0,0.7,0,0,0,{"$f":"appliance_sim_data!D1304-N1302","v":622},0]
[null,null,null,null,null,null,null,"21:33:00",0,0,0.71,0,0,0,{"$f":"appliance_sim_data!D1305-N1303","v":622},0]
[null,null,null,null,null,null,null,"21:34:00",0,0,0.59,0,0,0,{"$f":"appliance_sim_data!D1306-N1304","v":622},0]
[null,null,null,null,null,null,null,"21:35:00",0,0,0.6,0,0,0,{"$f":"appliance_sim_data!D1307-N1305","v":622},0]
[null,null,null,null,null,null,null,"21:36:00",0,0,0.6,0,0,0,{"$f":"appliance_sim_data!D1308-N1306","v":622},0]
[null,null,null,null,null,null,null,"21:37:00",0,0,0.56000000000000005,0,0,0,{"$f":"appliance_sim_data!D1309-N1307","v":622},0]
[null,null,null,null,null,null,null,"21:38:00",0,0,0.52,0,0,0,{"$f":"appliance_sim_data!D1310-N1308","v":622},0]
[null,null,null,null,null,null,null,"21:39:00",0,0,0.52,0,0,0,{"$f":"appliance_sim_data!D1311-N1309","v":622},0]
[null,null,null,null,null,null,null,"21:40:00",0,0,0.56000000000000005,0,0,0,{"$f":"appliance_sim_data!D1312-N1310","v":622},0]
[null,null,null,null,null,null,null,"21:41:00",0,0,0.56000000000000005,0,0,0,{"$f":"appliance_sim_data!D1313-N1311","v":682},0]
[null,null,null,null,null,null,null,"21:42:00",0,0,0.62,0,0,0,{"$f":"appliance_sim_data!D1314-N1312","v":682},0]
[null,null,null,null,null,null,null,"21:43:00",0,0,0.6,0,0,0,{"$f":"appliance_sim_data!D1315-N1313","v":682},0]
[null,null,null,null,null,null,null,"21:44:00",0,0,0.6,0,0,0,{"$f":"appliance_sim_data!D1316-N1314","v":682},0]
[null,null,null,null,null,null,null,"21:45:00",0,0,0.66,0,0,0,{"$f":"appliance_sim_data!D1317-N1315","v":504},0]
[null,null,null,null,null,null,null,"21:46:00",0,0,0.7,0,0,0,{"$f":"appliance_sim_data!D1318-N1316","v":471},0]
[null,null,null,null,null,null,null,"21:47:00",0,0,0.65,0,0,0,{"$f":"appliance_sim_data!D1319-N1317","v":471},0]
[null,null,null,null,null,null,null,"21:48:00",0,0,0.66,0,0,0,{"$f":"appliance_sim_data!D1320-N1318","v":411},0]
[null,null,null,null,null,null,null,"21:49:00",0,0,0.62,0,0,0,{"$f":"appliance_sim_data!D1321-N1319","v":411},0]
[null,null,null,null,null,null,null,"21:50:00",0,0,0.6,0,0,0,{"$f":"appliance_sim_data!D1322-N1320","v":411},0]
[null,null,null,null,null,null,null,"21:51:00",0,0,0.56000000000000005,0,0,0,{"$f":"appliance_sim_data!D1323-N1321","v":411},0]
[null,null,null,null,null,null,null,"21:52:00",0,0,0.55000000000000004,0,0,0,{"$f":"appliance_sim_data!D1324-N1322","v":371},0]
[null,null,null,null,null,null,null,"21:53:00",0,0,0.44,0,0,0,{"$f":"appliance_sim_data!D1325-N1323","v":371},0]
[null,null,null,null,null,null,null,"21:54:00",0,0,0.45,0,0,0,{"$f":"appliance_sim_data!D1326-N1324","v":371},0]
[null,null,null,null,null,null,null,"21:55:00",0,0,0.5,0,0,0,{"$f":"appliance_sim_data!D1327-N1325","v":371},0]
[null,null,null,null,null,null,null,"21:56:00",0,0,0.49,0,0,0,{"$f":"appliance_sim_data!D1328-N1326","v":471},0]
[null,null,null,null,null,null,null,"21:57:00",0,0,0.51,0,0,0,{"$f":"appliance_sim_data!D1329-N1327","v":471},0]
[null,null,null,null,null,null,null,"21:58:00",0,0,0.51,0,0,0,{"$f":"appliance_sim_data!D1330-N1328","v":471},0]
[null,null,null,null,null,null,null,"21:59:00",0,0,0.49,0,0,0,{"$f":"appliance_sim_data!D1331-N1329","v":531},0]
[null,null,null,null,null,null,null,"22:00:00",0,0,0.49,0,0,0,{"$f":"appliance_sim_data!D1332-N1330","v":542},0]
[null,null,null,null,null,null,null,"22:01:00",0,0,0.48,0,0,0,{"$f":"appliance_sim_data!D1333-N1331","v":542},0]
[null,null,null,null,null,null,null,"22:02:00",0,0,0.47,0,0,0,{"$f":"appliance_sim_data!D1334-N1332","v":575},0]
[null,null,null,null,null,null,null,"22:03:00",0,0,0.46,0,0,0,{"$f":"appliance_sim_data!D1335-N1333","v":575},0]
[null,null,null,null,null,null,null,"22:04:00",0,0,0.46,0,0,0,{"$f":"appliance_sim_data!D1336-N1334","v":711},0]
[null,null,null,null,null,null,null,"22:05:00",0,0,0.43,0,0,0,{"$f":"appliance_sim_data!D1337-N1335","v":711},0]
[null,null,null,null,null,null,null,"22:06:00",0,0,0.43,0,0,0,{"$f":"appliance_sim_data!D1338-N1336","v":860},0]
[null,null,null,null,null,null,null,"22:07:00",0,0,0.41,0,0,0,{"$f":"appliance_sim_data!D1339-N1337","v":760},0]
[null,null,null,null,null,null,null,"22:08:00",0,0,0.4,0,0,0,{"$f":"appliance_sim_data!D1340-N1338","v":660},0]
[null,null,null,null,null,null,null,"22:09:00",0,0,0.43,0,0,0,{"$f":"appliance_sim_data!D1341-N1339","v":760},0]
[null,null,null,null,null,null,null,"22:10:00",0,0,0.38,0,0,0,{"$f":"appliance_sim_data!D1342-N1340","v":760},0]
[null,null,null,null,null,null,null,"22:11:00",0,0,0.39,0,0,0,{"$f":"appliance_sim_data!D1343-N1341","v":800},0]
[null,null,null,null,null,null,null,"22:12:00",0,0,0.39,0,0,0,{"$f":"appliance_sim_data!D1344-N1342","v":800},0]
[null,null,null,null,null,null,null,"22:13:00",0,0,0.37,0,0,0,{"$f":"appliance_sim_data!D1345-N1343","v":800},0]
[null,null,null,null,null,null,null,"22:14:00",0,0,0.37,0,0,0,{"$f":"appliance_sim_data!D1346-N1344","v":2782},0]
[null,null,null,null,null,null,null,"22:15:00",0,0,0.39,0,0,0,{"$f":"appliance_sim_data!D1347-N1345","v":2782},0]
[null,null,null,null,null,null,null,"22:16:00",0,0,0.42,0,0,0,{"$f":"appliance_sim_data!D1348-N1346","v":2782},0]
[null,null,null,null,null,null,null,"22:17:00",0,0,0.44,0,0,0,{"$f":"appliance_sim_data!D1349-N1347","v":686},0]
[null,null,null,null,null,null,null,"22:18:00",0,0,0.41,0,0,0,{"$f":"appliance_sim_data!D1350-N1348","v":686},0]
[null,null,null,null,null,null,null,"22:19:00",0,0,0.4,0,0,0,{"$f":"appliance_sim_data!D1351-N1349","v":686},0]
[null,null,null,null,null,null,null,"22:20:00",0,0,0.34,0,0,0,{"$f":"appliance_sim_data!D1352-N1350","v":686},0]
[null,null,null,null,null,null,null,"22:21:00",0,0,0.35,0,0,0,{"$f":"appliance_sim_data!D1353-N1351","v":2568},0]
[null,null,null,null,null,null,null,"22:22:00",0,0,0.35,0,0,0,{"$f":"appliance_sim_data!D1354-N1352","v":2568},0]
[null,null,null,null,null,null,null,"22:23:00",0,0,0.35,0,0,0,{"$f":"appliance_sim_data!D1355-N1353","v":2568},0]
[null,null,null,null,null,null,null,"22:24:00",0,0,0.34,0,0,0,{"$f":"appliance_sim_data!D1356-N1354","v":341},0]
[null,null,null,null,null,null,null,"22:25:00",0,0,0.33,{"$f":"I1355*K1355","v":0},{"$f":"J1355*K1355","v":0},{"$f":"M1355*$B$46*$B$47","v":0},{"$f":"appliance_sim_data!D1357-N1355","v":341},{"$f":"IF(O1355<0, ABS(O1355), 0)","v":0}]
[null,null,null,null,null,null,null,"22:26:00",0,0,0.34,0,0,0,{"$f":"appliance_sim_data!D1358-N1356","v":301},0]
[null,null,null,null,null,null,null,"22:27:00",0,0,0.32,0,0,0,{"$f":"appliance_sim_data!D1359-N1357","v":301},0]
[null,null,null,null,null,null,null,"22:28:00",0,0,0.39,0,0,0,{"$f":"appliance_sim_data!D1360-N1358","v":301},0]
[null,null,null,null,null,null,null,"22:29:00",0,0,0.39,0,0,0,{"$f":"appliance_sim_data!D1361-N1359","v":301},0]
[null,null,null,null,null,null,null,"22:30:00",0,0,0.55000000000000004,0,0,0,{"$f":"appliance_sim_data!D1362-N1360","v":301},0]
[null,null,null,null,null,null,null,"22:31:00",0,0,0.95,0,0,0,{"$f":"appliance_sim_data!D1363-N1361","v":301},0]
[null,null,null,null,null,null,null,"22:32:00",0,0,0.88,0,0,0,{"$f":"appliance_sim_data!D1364-N1362","v":301},0]
[null,null,null,null,null,null,null,"22:33:00",0,0,0.97,0,0,0,{"$f":"appliance_sim_data!D1365-N1363","v":301},0]
[null,null,null,null,null,null,null,"22:34:00",0,0,0.68,0,0,0,{"$f":"appliance_sim_data!D1366-N1364","v":301},0]
[null,null,null,null,null,null,null,"22:35:00",0,0,0.52,0,0,0,{"$f":"appliance_sim_data!D1367-N1365","v":301},0]
[null,null,null,null,null,null,null,"22:36:00",0,0,0.59,0,0,0,{"$f":"appliance_sim_data!D1368-N1366","v":301},0]
[null,null,null,null,null,null,null,"22:37:00",0,0,0.53,0,0,0,{"$f":"appliance_sim_data!D1369-N1367","v":301},0]
[null,null,null,null,null,null,null,"22:38:00",0,0,0.68,0,0,0,{"$f":"appliance_sim_data!D1370-N1368","v":479},0]
[null,null,null,null,null,null,null,"22:39:00",0,0,0.67,0,0,0,{"$f":"appliance_sim_data!D1371-N1369","v":479},0]
[null,null,null,null,null,null,null,"22:40:00",0,0,0.66,0,0,0,{"$f":"appliance_sim_data!D1372-N1370","v":479},0]
[null,null,null,null,null,null,null,"22:41:00",0,0,0.7,0,0,0,{"$f":"appliance_sim_data!D1373-N1371","v":479},0]
[null,null,null,null,null,null,null,"22:42:00",0,0,0.63,0,0,0,{"$f":"appliance_sim_data!D1374-N1372","v":479},0]
[null,null,null,null,null,null,null,"22:43:00",0,0,0.63,0,0,0,{"$f":"appliance_sim_data!D1375-N1373","v":2461},0]
[null,null,null,null,null,null,null,"22:44:00",0,0,0.7,0,0,0,{"$f":"appliance_sim_data!D1376-N1374","v":2461},0]
[null,null,null,null,null,null,null,"22:45:00",0,0,0.65,0,0,0,{"$f":"appliance_sim_data!D1377-N1375","v":2461},0]
[null,null,null,null,null,null,null,"22:46:00",0,0,0.64,0,0,0,{"$f":"appliance_sim_data!D1378-N1376","v":479},0]
[null,null,null,null,null,null,null,"22:47:00",0,0,0.6,0,0,0,{"$f":"appliance_sim_data!D1379-N1377","v":491},0]
[null,null,null,null,null,null,null,"22:48:00",0,0,0.59,0,0,0,{"$f":"appliance_sim_data!D1380-N1378","v":491},0]
[null,null,null,null,null,null,null,"22:49:00",0,0,0.55000000000000004,0,0,0,{"$f":"appliance_sim_data!D1381-N1379","v":491},0]
[null,null,null,null,null,null,null,"22:50:00",0,0,0.53,0,0,0,{"$f":"appliance_sim_data!D1382-N1380","v":232},0]
[null,null,null,null,null,null,null,"22:51:00",0,0,0.51,0,0,0,{"$f":"appliance_sim_data!D1383-N1381","v":232},0]
[null,null,null,null,null,null,null,"22:52:00",0,0,0.52,0,0,0,{"$f":"appliance_sim_data!D1384-N1382","v":232},0]
[null,null,null,null,null,null,null,"22:53:00",0,0,0.53,0,0,0,{"$f":"appliance_sim_data!D1385-N1383","v":232},0]
[null,null,null,null,null,null,null,"22:54:00",0,0,0.31,0,0,0,{"$f":"appliance_sim_data!D1386-N1384","v":232},0]
[null,null,null,null,null,null,null,"22:55:00",0,0,0.31,0,0,0,{"$f":"appliance_sim_data!D1387-N1385","v":232},0]
[null,null,null,null,null,null,null,"22:56:00",0,0,0.31,0,0,0,{"$f":"appliance_sim_data!D1388-N1386","v":232},0]
[null,null,null,null,null,null,null,"22:57:00",0,0,0.31,0,0,0,{"$f":"appliance_sim_data!D1389-N1387","v":232},0]
[null,null,null,null,null,null,null,"22:58:00",0,0,0.3,0,0,0,{"$f":"appliance_sim_data!D1390-N1388","v":232},0]
[null,null,null,null,null,null,null,"22:59:00",0,0,0.28999999999999998,0,0,0,{"$f":"appliance_sim_data!D1391-N1389","v":232},0]
[null,null,null,null,null,null,null,"23:00:00",0,0,0.28999999999999998,0,0,0,{"$f":"appliance_sim_data!D1392-N1390","v":54},0]
[null,null,null,null,null,null,null,"23:01:00",0,0,0.28999999999999998,0,0,0,{"$f":"appliance_sim_data!D1393-N1391","v":54},0]
[null,null,null,null,null,null,null,"23:02:00",0,0,0.27,0,0,0,{"$f":"appliance_sim_data!D1394-N1392","v":54},0]
[null,null,null,null,null,null,null,"23:03:00",0,0,0.26,0,0,0,{"$f":"appliance_sim_data!D1395-N1393","v":54},0]
[null,null,null,null,null,null,null,"23:04:00",0,0,0.27,0,0,0,{"$f":"appliance_sim_data!D1396-N1394","v":54},0]
[null,null,null,null,null,null,null,"23:05:00",0,0,0.25,0,0,0,{"$f":"appliance_sim_data!D1397-N1395","v":190},0]
[null,null,null,null,null,null,null,"23:06:00",0,0,0.24,0,0,0,{"$f":"appliance_sim_data!D1398-N1396","v":190},0]
[null,null,null,null,null,null,null,"23:07:00",0,0,0.24,0,0,0,{"$f":"appliance_sim_data!D1399-N1397","v":190},0]
[null,null,null,null,null,null,null,"23:08:00",0,0,0.24,0,0,0,{"$f":"appliance_sim_data!D1400-N1398","v":190},0]
[null,null,null,null,null,null,null,"23:09:00",0,0,0.23,0,0,0,{"$f":"appliance_sim_data!D1401-N1399","v":190},0]
[null,null,null,null,null,null,null,"23:10:00",0,0,0.23,0,0,0,{"$f":"appliance_sim_data!D1402-N1400","v":190},0]
[null,null,null,null,null,null,null,"23:11:00",0,0,0.22,0,0,0,{"$f":"appliance_sim_data!D1403-N1401","v":190},0]
[null,null,null,null,null,null,null,"23:12:00",0,0,0.21,0,0,0,{"$f":"appliance_sim_data!D1404-N1402","v":299},0]
[null,null,null,null,null,null,null,"23:13:00",0,0,0.2,0,0,0,{"$f":"appliance_sim_data!D1405-N1403","v":299},0]
[null,null,null,null,null,null,null,"23:14:00",0,0,0.18,0,0,0,{"$f":"appliance_sim_data!D1406-N1404","v":299},0]
[null,null,null,null,null,null,null,"23:15:00",0,0,0.17,0,0,0,{"$f":"appliance_sim_data!D1407-N1405","v":299},0]
[null,null,null,null,null,null,null,"23:16:00",0,0,0.17,0,0,0,{"$f":"appliance_sim_data!D1408-N1406","v":299},0]
[null,null,null,null,null,null,null,"23:17:00",0,0,0.17,0,0,0,{"$f":"appliance_sim_data!D1409-N1407","v":299},0]
[null,null,null,null,null,null,null,"23:18:00",0,0,0.17,0,0,0,{"$f":"appliance_sim_data!D1410-N1408","v":299},0]
[null,null,null,null,null,null,null,"23:19:00",0,0,0.17,0,0,0,{"$f":"appliance_sim_data!D1411-N1409","v":299},0]
[null,null,null,null,null,null,null,"23:20:00",0,0,0.17,0,0,0,{"$f":"appliance_sim_data!D1412-N1410","v":299},0]
[null,null,null,null,null,null,null,"23:21:00",0,0,0.17,0,0,0,{"$f":"appliance_sim_data!D1413-N1411","v":299},0]
[null,null,null,null,null,null,null,"23:22:00",0,0,0.18,0,0,0,{"$f":"appliance_sim_data!D1414-N1412","v":299},0]
[null,null,null,null,null,null,null,"23:23:00",0,0,0.19,0,0,0,{"$f":"appliance_sim_data!D1415-N1413","v":299},0]
[null,null,null,null,null,null,null,"23:24:00",0,0,0.18,0,0,0,{"$f":"appliance_sim_data!D1416-N1414","v":299},0]
[null,null,null,null,null,null,null,"23:25:00",0,0,0.13,0,0,0,{"$f":"appliance_sim_data!D1417-N1415","v":163},0]
[null,null,null,null,null,null,null,"23:26:00",0,0,0.14000000000000001,0,0,0,{"$f":"appliance_sim_data!D1418-N1416","v":163},0]
[null,null,null,null,null,null,null,"23:27:00",0,0,0.15,0,0,0,{"$f":"appliance_sim_data!D1419-N1417","v":163},0]
[null,null,null,null,null,null,null,"23:28:00",0,0,0.15,0,0,0,{"$f":"appliance_sim_data!D1420-N1418","v":163},0]
[null,null,null,null,null,null,null,"23:29:00",0,0,0.16,{"$f":"I1419*K1419","v":0},{"$f":"J1419*K1419","v":0},{"$f":"M1419*$B$46*$B$47","v":0},{"$f":"appliance_sim_data!D1421-N1419","v":163},{"$f":"IF(O1419<0, ABS(O1419), 0)","v":0}]
[null,null,null,null,null,null,null,"23:30:00",0,0,0.17,0,0,0,{"$f":"appliance_sim_data!D1422-N1420","v":54},0]
[null,null,null,null,null,null,null,"23:31:00",0,0,0.17,0,0,0,{"$f":"appliance_sim_data!D1423-N1421","v":54},0]
[null,null,null,null,null,null,null,"23:32:00",0,0,0.18,0,0,0,{"$f":"appliance_sim_data!D1424-N1422","v":54},0]
[null,null,null,null,null,null,null,"23:33:00",0,0,0.17,0,0,0,{"$f":"appliance_sim_data!D1425-N1423","v":54},0]
[null,null,null,null,null,null,null,"23:34:00",0,0,0.19,0,0,0,{"$f":"appliance_sim_data!D1426-N1424","v":54},0]
[null,null,null,null,null,null,null,"23:35:00",0,0,0.2,0,0,0,{"$f":"appliance_sim_data!D1427-N1425","v":54},0]
[null,null,null,null,null,null,null,"23:36:00",0,0,0.2,0,0,0,{"$f":"appliance_sim_data!D1428-N1426","v":54},0]
[null,null,null,null,null,null,null,"23:37:00",0,0,0.28999999999999998,0,0,0,{"$f":"appliance_sim_data!D1429-N1427","v":54},0]
[null,null,null,null,null,null,null,"23:38:00",0,0,0.28999999999999998,0,0,0,{"$f":"appliance_sim_data!D1430-N1428","v":54},0]
[null,null,null,null,null,null,null,"23:39:00",0,0,0.27,0,0,0,{"$f":"appliance_sim_data!D1431-N1429","v":54},0]
[null,null,null,null,null,null,null,"23:40:00",0,0,0.28000000000000003,0,0,0,{"$f":"appliance_sim_data!D1432-N1430","v":54},0]
[null,null,null,null,null,null,null,"23:41:00",0,0,0.28999999999999998,0,0,0,{"$f":"appliance_sim_data!D1433-N1431","v":54},0]
[null,null,null,null,null,null,null,"23:42:00",0,0,0.28999999999999998,0,0,0,{"$f":"appliance_sim_data!D1434-N1432","v":54},0]
[null,null,null,null,null,null,null,"23:43:00",0,0,0.28999999999999998,0,0,0,{"$f":"appliance_sim_data!D1435-N1433","v":54},0]
[null,null,null,null,null,null,null,"23:44:00",0,0,0.3,0,0,0,{"$f":"appliance_sim_data!D1436-N1434","v":54},0]
[null,null,null,null,null,null,null,"23:45:00",0,0,0.28999999999999998,0,0,0,{"$f":"appliance_sim_data!D1437-N1435","v":54},0]
[null,null,null,null,null,null,null,"23:46:00",0,0,0.28000000000000003,0,0,0,{"$f":"appliance_sim_data!D1438-N1436","v":54},0]
[null,null,null,null,null,null,null,"23:47:00",0,0,0.27,0,0,0,{"$f":"appliance_sim_data!D1439-N1437","v":54},0]
[null,null,null,null,null,null,null,"23:48:00",0,0,0.27,0,0,0,{"$f":"appliance_sim_data!D1440-N1438","v":54},0]
[null,null,null,null,null,null,null,"23:49:00",0,0,0.25,0,0,0,{"$f":"appliance_sim_data!D1441-N1439","v":54},0]
[null,null,null,null,null,null,null,"23:50:00",0,0,0.25,0,0,0,{"$f":"appliance_sim_data!D1442-N1440","v":232},0]
[null,null,null,null,null,null,null,"23:51:00",0,0,0.26,0,0,0,{"$f":"appliance_sim_data!D1443-N1441","v":232},0]
[null,null,null,null,null,null,null,"23:52:00",0,0,0.26,0,0,0,{"$f":"appliance_sim_data!D1444-N1442","v":232},0]
[null,null,null,null,null,null,null,"23:53:00",0,0,0.25,0,0,0,{"$f":"appliance_sim_data!D1445-N1443","v":232},0]
[null,null,null,null,null,null,null,"23:54:00",0,0,0.27,0,0,0,{"$f":"appliance_sim_data!D1446-N1444","v":232},0]
[null,null,null,null,null,null,null,"23:55:00",0,0,0.24,0,0,0,{"$f":"appliance_sim_data!D1447-N1445","v":232},0]
[null,null,null,null,null,null,null,"23:56:00",0,0,0.24,0,0,0,{"$f":"appliance_sim_data!D1448-N1446","v":232},0]
[null,null,null,null,null,null,null,"23:57:00",0,0,0.24,0,0,0,{"$f":"appliance_sim_data!D1449-N1447","v":232},0]
[null,null,null,null,null,null,null,"23:58:00",0,0,0.25,0,0,0,{"$f":"appliance_sim_data!D1450-N1448","v":232},0]
[null,null,null,null,null,null,null,"23:59:00",0,0,0.26,0,0,0,{"$f":"appliance_sim_data!D1451-N1449","v":232},0]
[]
[null,null,null,null,null,null,null,null,null,null,"Total:",null,"kWh/day",{"$f":"SUM(N10:N1449)/(60*1000)","v":5.89470714696425},null,{"$f":"SUM(P10:P1449)/(60*1000)","v":2.8867197113764047},"kWh"]

{"sheet":"ClearnessIndexTPM","index":2,"n_rows":110,"n_cols":103,"rows_kept":110,"cut":false,"hidden":false,"merged":[]}
[null,"Clearness Index Transition Probability Matrix"]
[]
[null,"Constructed from global irradiance data from the CREST irradiance database, measured at Loughborough University in 2007."]
[]
[null,"Probability distributions for the tranistions from one global clearness to another at a bin resolution of 0.01, for one-minute resolution transitions."]
[]
[]
[]
[null,null,0.01,0.02,0.03,0.04,0.05,0.06,7.0000000000000007E-2,0.08,0.09,0.1,0.11,0.12,0.13,0.14000000000000001,0.15,0.16,0.17,0.18,0.19,0.2,0.21,0.22,0.23,0.24,0.25,0.26,0.27,0.28000000000000003,0.28999999999999998,0.3,0.31,0.32,0.33,0.34,0.35,0.36,0.37,0.38,0.39,0.4,0.41,0.42,0.43,0.44,0.45,0.46,0.47,0.48,0.49,0.5,0.51,0.52,0.53,0.54,0.55000000000000004,0.56000000000000005,0.56999999999999995,0.57999999999999996,0.59,0.6,0.61,0.62,0.63,0.64,0.65,0.66,0.67,0.68,0.69,0.7,0.71,0.72,0.73,0.74,0.75,0.76,0.77,0.78,0.79,0.8,0.81,0.82,0.83,0.84,0.85,0.86,0.87,0.88,0.89,0.9,0.91,0.92,0.93,0.94,0.95,0.96,0.97,0.98,0.99,1,"Clear"]
[null,0.01,0,0,0,0,0,0,0,0,0,0,0,0,0,0,0,0,0,0,0,0,0,0,0,0,0,0,0,0,0,0,0,0,0,0,0,0,0,0,0,0,0,0,0,0,0,0,0,0,0,0,0,0,0,0,0,0,0,0,0,0,0,0,0,0,0,0,0,0,0,0,0,0,0,0,0,0,0,0,0,0,0,0,0,0,0,0,0,0,0,0,0,0,0,0,0,0,0,0,0,0,0]
[null,0.02,0,0.66666666666666696,0.33333333333333298,0,0,0,0,0,0,0,0,0,0,0,0,0,0,0,0,0,0,0,0,0,0,0,0,0,0,0,0,0,0,0,0,0,0,0,0,0,0,0,0,0,0,0,0,0,0,0,0,0,0,0,0,0,0,0,0,0,0,0,0,0,0,0,0,0,0,0,0,0,0,0,0,0,0,0,0,0,0,0,0,0,0,0,0,0,0,0,0,0,0,0,0,0,0,0,0,0,0]
[null,0.03,0,2.4539877300613501E-2,0.82822085889570596,0.14723926380368099,0,0,0,0,0,0,0,0,0,0,0,0,0,0,0,0,0,0,0,0,0,0,0,0,0,0,0,0,0,0,0,0,0,0,0,0,0,0,0,0,0,0,0,0,0,0,0,0,0,0,0,0,0,0,0,0,0,0,0,0,0,0,0,0,0,0,0,0,0,0,0,0,0,0,0,0,0,0,0,0,0,0,0,0,0,0,0,0,0,0,0,0,0,0,0,0,0]
[null,0.04,0,0,7.7419354838709695E-2,0.72580645161290303,0.187096774193548,6.4516129032258099E-3,3.2258064516129002E-3,0,0,0,0,0,0,0,0,0,0,0,0,0,0,0,0,0,0,0,0,0,0,0,0,0,0,0,0,0,0,0,0,0,0,0,0,0,0,0,0,0,0,0,0,0,0,0,0,0,0,0,0,0,0,0,0,0,0,0,0,0,0,0,0,0,0,0,0,0,0,0,0,0,0,0,0,0,0,0,0,0,0,0,0,0,0,0,0,0,0,0,0,0,0]
[null,0.05,0,0,0,0.108571428571429,0.68190476190476201,0.188571428571429,1.9047619047619001E-2,1.9047619047619E-3,0,0,0,0,0,0,0,0,0,0,0,0,0,0,0,0,0,0,0,0,0,0,0,0,0,0,0,0,0,0,0,0,0,0,0,0,0,0,0,0,0,0,0,0,0,0,0,0,0,0,0,0,0,0,0,0,0,0,0,0,0,0,0,0,0,0,0,0,0,0,0,0,0,0,0,0,0,0,0,0,0,0,0,0,0,0,0,0,0,0,0,0,0]
[null,0.06,0,0,0,5.3763440860215101E-3,0.13709677419354799,0.63440860215053796,0.18548387096774199,2.4193548387096801E-2,1.0752688172042999E-2,1.3440860215053799E-3,0,0,1.3440860215053799E-3,0,0,0,0,0,0,0,0,0,0,0,0,0,0,0,0,0,0,0,0,0,0,0,0,0,0,0,0,0,0,0,0,0,0,0,0,0,0,0,0,0,0,0,0,0,0,0,0,0,0,0,0,0,0,0,0,0,0,0,0,0,0,0,0,0,0,0,0,0,0,0,0,0,0,0,0,0,0,0,0,0,0,0,0,0,0,0,0]
[null,7.0000000000000007E-2,0,0,0,0,5.1072522982635298E-3,0.15423901940755899,0.60163432073544398,0.19611848825332001,3.2686414708886599E-2,9.1930541368743599E-3,0,1.0214504596527099E-3,0,0,0,0,0,0,0,0,0,0,0,0,0,0,0,0,0,0,0,0,0,0,0,0,0,0,0,0,0,0,0,0,0,0,0,0,0,0,0,0,0,0,0,0,0,0,0,0,0,0,0,0,0,0,0,0,0,0,0,0,0,0,0,0,0,0,0,0,0,0,0,0,0,0,0,0,0,0,0,0,0,0,0,0,0,0,0,0,0]
[null,0.08,0,0,0,0,2.6737967914438501E-3,1.5151515151515201E-2,0.17736185383244199,0.535650623885918,0.21212121212121199,4.63458110516934E-2,8.0213903743315499E-3,1.7825311942959001E-3,8.9126559714795004E-4,0,0,0,0,0,0,0,0,0,0,0,0,0,0,0,0,0,0,0,0,0,0,0,0,0,0,0,0,0,0,0,0,0,0,0,0,0,0,0,0,0,0,0,0,0,0,0,0,0,0,0,0,0,0,0,0,0,0,0,0,0,0,0,0,0,0,0,0,0,0,0,0,0,0,0,0,0,0,0,0,0,0,0,0,0,0,0,0]
[null,0.09,0,0,0,0,0,2.1201413427561801E-3,2.3321554770318002E-2,0.17738515901060101,0.54204946996466397,0.19858657243816299,4.3109540636042401E-2,7.0671378091872799E-3,4.2402826855123697E-3,1.4134275618374601E-3,7.0671378091872799E-4,0,0,0,0,0,0,0,0,0,0,0,0,0,0,0,0,0,0,0,0,0,0,0,0,0,0,0,0,0,0,0,0,0,0,0,0,0,0,0,0,0,0,0,0,0,0,0,0,0,0,0,0,0,0,0,0,0,0,0,0,0,0,0,0,0,0,0,0,0,0,0,0,0,0,0,0,0,0,0,0,0,0,0,0,0,0]
[null,0.1,0,0,0,0,0,6.3775510204081595E-4,6.3775510204081599E-3,2.5510204081632699E-2,0.19515306122449,0.49681122448979598,0.21556122448979601,3.9540816326530601E-2,1.4030612244898001E-2,3.18877551020408E-3,1.2755102040816299E-3,1.2755102040816299E-3,0,6.3775510204081595E-4,0,0,0,0,0,0,0,0,0,0,0,0,0,0,0,0,0,0,0,0,0,0,0,0,0,0,0,0,0,0,0,0,0,0,0,0,0,0,0,0,0,0,0,0,0,0,0,0,0,0,0,0,0,0,0,0,0,0,0,0,0,0,0,0,0,0,0,0,0,0,0,0,0,0,0,0,0,0,0,0,0,0,0]
[null,0.11,0,0,0,0,0,0,5.7836899942163096E-4,6.9404279930595702E-3,2.8340080971659899E-2,0.19491035280509,0.46790052053209902,0.21573163678426799,5.7836899942163102E-2,1.7929438982070601E-2,5.7836899942163098E-3,2.3134759976865199E-3,0,5.7836899942163096E-4,0,0,0,5.7836899942163096E-4,0,0,5.7836899942163096E-4,0,0,0,0,0,0,0,0,0,0,0,0,0,0,0,0,0,0,0,0,0,0,0,0,0,0,0,0,0,0,0,0,0,0,0,0,0,0,0,0,0,0,0,0,0,0,0,0,0,0,0,0,0,0,0,0,0,0,0,0,0,0,0,0,0,0,0,0,0,0,0,0,0,0,0,0]
[null,0.12,0,0,0,0,0,0,5.2521008403361299E-4,2.1008403361344498E-3,6.3025210084033598E-3,4.1491596638655502E-2,0.19590336134453801,0.45168067226890801,0.218487394957983,5.7247899159663898E-2,1.7331932773109199E-2,5.2521008403361297E-3,1.5756302521008399E-3,1.5756302521008399E-3,5.2521008403361299E-4,0,0,0,0,0,0,0,0,0,0,0,0,0,0,0,0,0,0,0,0,0,0,0,0,0,0,0,0,0,0,0,0,0,0,0,0,0,0,0,0,0,0,0,0,0,0,0,0,0,0,0,0,0,0,0,0,0,0,0,0,0,0,0,0,0,0,0,0,0,0,0,0,0,0,0,0,0,0,0,0,0,0]
[null,0.13,0,0,0,0,0,0,0,4.6598322460391403E-4,9.3196644920782805E-4,1.1183597390493899E-2,4.4734389561975799E-2,0.20037278657968299,0.43383038210624397,0.21947809878844399,5.35880708294501E-2,2.2367194780987899E-2,4.1938490214352298E-3,6.5237651444547996E-3,1.39794967381174E-3,4.6598322460391403E-4,0,0,0,0,0,0,0,0,0,0,0,0,0,0,0,0,0,0,0,0,0,0,0,0,0,0,0,0,4.6598322460391403E-4,0,0,0,0,0,0,0,0,0,0,0,0,0,0,0,0,0,0,0,0,0,0,0,0,0,0,0,0,0,0,0,0,0,0,0,0,0,0,0,0,0,0,0,0,0,0,0,0,0,0,0,0]
[null,0.14000000000000001,0,0,0,0,0,0,0,0,4.0916530278232402E-4,8.1833060556464805E-4,1.0638297872340399E-2,4.3371522094926299E-2,0.19885433715220899,0.44721767594107997,0.19476268412438599,6.9558101472995099E-2,1.8003273322422301E-2,9.4108019639934492E-3,2.86415711947627E-3,1.22749590834697E-3,1.22749590834697E-3,4.0916530278232402E-4,4.0916530278232402E-4,0,0,0,0,0,0,0,0,4.0916530278232402E-4,0,0,0,0,0,0,0,0,0,0,0,0,0,0,0,0,0,0,0,0,0,0,0,0,0,0,0,0,0,0,0,0,0,0,0,0,0,0,0,0,0,4.0916530278232402E-4,0,0,0,0,0,0,0,0,0,0,0,0,0,0,0,0,0,0,0,0,0,0,0,0,0,0,0]
[null,0.15,0,0,0,0,0,0,0,0,3.9138943248532302E-4,1.5655577299412899E-3,4.3052837573385504E-3,1.3307240704501001E-2,4.9315068493150697E-2,0.196086105675147,0.42818003913894298,0.20313111545988299,7.00587084148728E-2,1.8786692759295499E-2,5.0880626223091998E-3,5.0880626223091998E-3,1.95694716242661E-3,0,7.8277886497064603E-4,3.9138943248532302E-4,7.8277886497064603E-4,0,0,0,0,0,0,0,0,0,0,0,0,0,0,0,0,0,0,0,0,3.9138943248532302E-4,0,0,0,0,0,0,3.9138943248532302E-4,0,0,0,0,0,0,0,0,0,0,0,0,0,0,0,0,0,0,0,0,0,0,0,0,0,0,0,0,0,0,0,0,0,0,0,0,0,0,0,0,0,0,0,0,0,0,0,0]
[null,0.16,0,0,0,0,0,0,0,0,0,0,7.1149057274991104E-4,6.7591604411241504E-3,1.31625755958734E-2,5.7630736392742798E-2,0.20241906794735001,0.42049092849519698,0.18996798292422601,6.0832443970117403E-2,2.5613660618996802E-2,8.5378868729989298E-3,5.3361792956243296E-3,2.8459622909996398E-3,7.1149057274991104E-4,3.5574528637495601E-4,7.1149057274991104E-4,3.5574528637495601E-4,0,0,0,0,3.5574528637495601E-4,0,3.5574528637495601E-4,3.5574528637495601E-4,0,0,0,0,0,0,0,3.5574528637495601E-4,0,0,3.5574528637495601E-4,0,0,3.5574528637495601E-4,0,0,0,3.5574528637495601E-4,3.5574528637495601E-4,3.5574528637495601E-4,0,0,0,0,0,0,0,0,0,0,0,0,0,0,0,0,0,3.5574528637495601E-4,0,0,0,0,0,0,0,0,0,0,0,0,0,0,0,0,0,0,0,0,0,0,0,0,0,0,0,0,0]
[null,0.17,0,0,0,0,0,0,0,0,0,3.6630036630036597E-4,0,1.0989010989011E-3,4.0293040293040297E-3,1.8315018315018299E-2,5.45787545787546E-2,0.212087912087912,0.39670329670329701,0.20769230769230801,5.8608058608058601E-2,2.3076923076923099E-2,1.13553113553114E-2,6.5934065934065899E-3,1.46520146520147E-3,1.46520146520147E-3,3.6630036630036597E-4,3.6630036630036597E-4,3.6630036630036597E-4,3.6630036630036597E-4,0,0,0,0,0,0,0,0,0,3.6630036630036597E-4,3.6630036630036597E-4,0,0,0,0,0,0,0,0,0,0,0,0,0,0,0,0,0,0,0,0,0,0,0,0,0,0,0,0,0,3.6630036630036597E-4,0,0,0,0,0,0,0,0,0,0,0,0,0,0,0,0,0,0,0,0,0,0,0,0,0,0,0,0,0,0,0,0]
[null,0.18,0,0,0,0,0,0,0,0,0,0,0,1.09449106165633E-3,2.1889821233126599E-3,3.6483035388544301E-3,2.4078803356439301E-2,5.8008026267785499E-2,0.19883254286756699,0.37431594308646499,0.19773805180591,8.6099963516964598E-2,2.2984312294782899E-2,1.5322874863188601E-2,5.1076249543962103E-3,3.2834731849689901E-3,1.8241517694272201E-3,7.2966070777088696E-4,1.09449106165633E-3,0,3.6483035388544299E-4,7.2966070777088696E-4,0,3.6483035388544299E-4,0,0,0,3.6483035388544299E-4,0,0,0,0,0,0,0,0,0,0,3.6483035388544299E-4,0,3.6483035388544299E-4,0,0,0,0,3.6483035388544299E-4,0,0,0,0,0,0,0,0,0,0,0,0,0,0,3.6483035388544299E-4,0,0,0,0,0,0,0,3.6483035388544299E-4,0,0,0,0,0,0,0,0,0,0,0,0,0,0,0,0,0,0,0,0,0,0,0,0]
[null,0.19,0,0,0,0,0,0,0,0,0,0,0,3.5260930888575501E-4,1.41043723554302E-3,2.8208744710860401E-3,6.6995768688293397E-3,2.8208744710860399E-2,6.5232722143864594E-2,0.19569816643159399,0.36706629055007101,0.201339915373766,7.5458392101551502E-2,2.3272214386459801E-2,1.41043723554302E-2,4.93653032440056E-3,1.41043723554302E-3,3.1734837799717898E-3,1.76304654442877E-3,1.0578279266572599E-3,1.0578279266572599E-3,0,3.5260930888575501E-4,3.5260930888575501E-4,0,0,3.5260930888575501E-4,0,0,0,0,0,0,0,0,0,3.5260930888575501E-4,3.5260930888575501E-4,0,3.5260930888575501E-4,0,0,0,0,0,3.5260930888575501E-4,0,0,3.5260930888575501E-4,0,0,0,3.5260930888575501E-4,0,0,0,0,0,0,3.5260930888575501E-4,0,0,0,0,0,0,0,0,0,0,0,0,3.5260930888575501E-4,0,0,3.5260930888575501E-4,0,0,3.5260930888575501E-4,0,3.5260930888575501E-4,0,0,0,0,0,0,0,0,0,0,0,0]
[null,0.2,0,0,0,0,0,0,0,0,0,0,0,0,0,6.6159444260668204E-4,2.6463777704267299E-3,7.6083360899768396E-3,2.7125372146874001E-2,6.5828647039364904E-2,0.197816738339398,0.35891498511412501,0.19980152166721801,7.2444591465431696E-2,3.0102547138604E-2,1.65398610651671E-2,7.9391333112801797E-3,1.65398610651671E-3,1.9847833278200501E-3,2.3155805491233898E-3,3.3079722130334102E-4,0,0,3.3079722130334102E-4,0,0,6.6159444260668204E-4,0,0,3.3079722130334102E-4,0,0,0,0,3.3079722130334102E-4,3.3079722130334102E-4,0,0,3.3079722130334102E-4,0,0,0,0,3.3079722130334102E-4,0,0,0,3.3079722130334102E-4,0,0,0,0,0,0,0,0,0,0,0,3.3079722130334102E-4,3.3079722130334102E-4,0,0,0,3.3079722130334102E-4,0,0,3.3079722130334102E-4,3.3079722130334102E-4,0,0,0,0,9.923916639100229E-4,0,0,3.3079722130334102E-4,0,3.3079722130334102E-4,0,0,0,0,0,0,0,0,0,0,0,0,0,0]
[null,0.21,0,0,0,0,0,0,0,0,0,0,0,0,3.2669062397909201E-4,6.5338124795818401E-4,9.800718719372751E-4,3.9202874877491004E-3,1.0780790591309999E-2,2.4175106174452801E-2,7.1871937275400199E-2,0.204835021234891,0.35282587389741898,0.187520418163999,7.4158771643253796E-2,2.7115321790264602E-2,1.5027768703038199E-2,6.5338124795818403E-3,2.2868343678536401E-3,2.9402156158118298E-3,2.61352499183273E-3,1.30676249591637E-3,3.2669062397909201E-4,3.2669062397909201E-4,6.5338124795818401E-4,6.5338124795818401E-4,3.2669062397909201E-4,3.2669062397909201E-4,0,3.2669062397909201E-4,0,0,0,6.5338124795818401E-4,0,3.2669062397909201E-4,3.2669062397909201E-4,3.2669062397909201E-4,3.2669062397909201E-4,3.2669062397909201E-4,0,0,0,3.2669062397909201E-4,0,0,0,0,0,0,3.2669062397909201E-4,6.5338124795818401E-4,3.2669062397909201E-4,3.2669062397909201E-4,0,0,0,6.5338124795818401E-4,0,0,3.2669062397909201E-4,3.2669062397909201E-4,0,0,0,0,0,0,3.2669062397909201E-4,0,3.2669062397909201E-4,3.2669062397909201E-4,0,0,0,0,0,0,3.2669062397909201E-4,0,0,0,0,0,0,0,0,3.2669062397909201E-4,0,0,0,0,0]
[null,0.22,0,0,0,0,0,0,0,0,0,0,3.4710170079833402E-4,0,3.4710170079833402E-4,0,1.041305102395E-3,2.08261020479E-3,4.1652204095800104E-3,1.041305102395E-2,2.88094411662617E-2,6.4213814647691797E-2,0.208261020479,0.31343283582089598,0.19333564734467201,8.50399166955918E-2,3.6445678583825102E-2,1.8396390142311699E-2,1.28427629295384E-2,3.8181187087816702E-3,3.1239153071850102E-3,1.38840680319334E-3,1.041305102395E-3,3.4710170079833402E-4,6.9420340159666804E-4,1.38840680319334E-3,3.4710170079833402E-4,3.4710170079833402E-4,3.4710170079833402E-4,0,6.9420340159666804E-4,0,3.4710170079833402E-4,0,3.4710170079833402E-4,3.4710170079833402E-4,6.9420340159666804E-4,1.041305102395E-3,3.4710170079833402E-4,6.9420340159666804E-4,0,0,3.4710170079833402E-4,0,0,3.4710170079833402E-4,0,3.4710170079833402E-4,0,0,0,0,0,0,0,3.4710170079833402E-4,0,0,0,0,0,0,0,3.4710170079833402E-4,0,0,0,0,3.4710170079833402E-4,0,3.4710170079833402E-4,0,0,3.4710170079833402E-4,0,0,0,6.9420340159666804E-4,0,0,0,0,0,0,0,0,0,0,0,0,0,0,0]
[null,0.23,0,0,0,0,0,0,0,0,0,0,0,3.3167495854063002E-4,0,3.3167495854063002E-4,3.3167495854063002E-4,3.3167495854063002E-4,2.6533996683250401E-3,2.6533996683250401E-3,9.2868988391376396E-3,3.7810945273631803E-2,7.6616915422885595E-2,0.19402985074626899,0.318739635157546,0.19004975124378101,8.3582089552238795E-2,3.1177446102819199E-2,1.72470978441128E-2,6.3018242122719701E-3,5.3067993366500803E-3,4.6434494195688198E-3,6.6334991708126003E-4,1.3266998341625201E-3,1.6583747927031501E-3,1.3266998341625201E-3,6.6334991708126003E-4,3.3167495854063002E-4,3.3167495854063002E-4,0,1.3266998341625201E-3,9.9502487562189005E-4,6.6334991708126003E-4,3.3167495854063002E-4,0,6.6334991708126003E-4,0,3.3167495854063002E-4,3.3167495854063002E-4,3.3167495854063002E-4,0,6.6334991708126003E-4,3.3167495854063002E-4,0,3.3167495854063002E-4,6.6334991708126003E-4,0,3.3167495854063002E-4,6.6334991708126003E-4,0,3.3167495854063002E-4,0,0,0,0,0,0,0,3.3167495854063002E-4,0,0,6.6334991708126003E-4,0,3.3167495854063002E-4,0,9.9502487562189005E-4,0,0,0,3.3167495854063002E-4,0,0,0,3.3167495854063002E-4,0,0,3.3167495854063002E-4,0,0,3.3167495854063002E-4,0,0,3.3167495854063002E-4,0,0,0,0,0,0,0,0,0,0]
[null,0.24,0,0,0,0,0,0,0,0,0,0,0,0,0,0,3.2414910858995103E-4,9.72447325769854E-4,6.4829821717990303E-4,2.2690437601296598E-3,8.1037277147487808E-3,1.3614262560778001E-2,3.2739059967585103E-2,7.5850891410048596E-2,0.189951377633712,0.315072933549433,0.182495948136143,7.5202593192868705E-2,4.3760129659643397E-2,2.1717990275526702E-2,7.4554294975688797E-3,4.8622366288492702E-3,2.91734197730956E-3,3.2414910858995102E-3,3.2414910858995103E-4,1.94489465153971E-3,1.29659643435981E-3,1.29659643435981E-3,6.4829821717990303E-4,0,9.72447325769854E-4,3.2414910858995103E-4,0,3.2414910858995103E-4,3.2414910858995103E-4,6.4829821717990303E-4,3.2414910858995103E-4,3.2414910858995103E-4,6.4829821717990303E-4,9.72447325769854E-4,0,3.2414910858995103E-4,0,3.2414910858995103E-4,0,3.2414910858995103E-4,3.2414910858995103E-4,9.72447325769854E-4,3.2414910858995103E-4,0,6.4829821717990303E-4,3.2414910858995103E-4,0,3.2414910858995103E-4,3.2414910858995103E-4,3.2414910858995103E-4,3.2414910858995103E-4,0,3.2414910858995103E-4,0,3.2414910858995103E-4,3.2414910858995103E-4,0,0,0,0,0,0,6.4829821717990303E-4,3.2414910858995103E-4,3.2414910858995103E-4,0,0,0,0,0,3.2414910858995103E-4,0,3.2414910858995103E-4,0,0,0,0,0,0,3.2414910858995103E-4,0,3.2414910858995103E-4,0,0,0,0,0]
[null,0.25,0,0,0,0,0,0,0,0,0,0,0,0,0,0,3.1847133757961798E-4,3.1847133757961798E-4,9.5541401273885405E-4,1.5923566878980899E-3,2.8662420382165599E-3,7.9617834394904493E-3,1.4968152866242E-2,3.0891719745222899E-2,8.1528662420382203E-2,0.18121019108280301,0.30445859872611503,0.19044585987261101,8.4394904458598693E-2,3.53503184713376E-2,1.9426751592356701E-2,1.05095541401274E-2,7.3248407643312103E-3,2.5477707006369399E-3,2.5477707006369399E-3,2.5477707006369399E-3,1.9108280254777101E-3,9.5541401273885405E-4,6.3694267515923596E-4,3.1847133757961798E-4,1.27388535031847E-3,6.3694267515923596E-4,0,6.3694267515923596E-4,9.5541401273885405E-4,0,9.5541401273885405E-4,6.3694267515923596E-4,6.3694267515923596E-4,0,1.27388535031847E-3,6.3694267515923596E-4,3.1847133757961798E-4,6.3694267515923596E-4,0,0,0,0,0,0,3.1847133757961798E-4,0,6.3694267515923596E-4,0,6.3694267515923596E-4,3.1847133757961798E-4,3.1847133757961798E-4,0,0,0,3.1847133757961798E-4,0,0,0,0,0,0,3.1847133757961798E-4,6.3694267515923596E-4,3.1847133757961798E-4,0,0,0,0,0,3.1847133757961798E-4,3.1847133757961798E-4,0,0,0,3.1847133757961798E-4,0,3.1847133757961798E-4,3.1847133757961798E-4,0,0,0,0,0,0,0,0,0]
[null,0.26,0,0,0,0,0,0,0,0,0,0,0,0,0,0,0,3.0229746070132999E-4,0,6.0459492140265997E-4,2.11608222490931E-3,1.2091898428053199E-3,3.3252720677146301E-3,1.69286577992745E-2,3.0834340991535699E-2,7.7992744860943194E-2,0.18258766626360301,0.31529625151148699,0.18923821039903299,7.4969770253929896E-2,3.4764207980653002E-2,1.72309552599758E-2,1.05804111245466E-2,6.0459492140266004E-3,3.9298669891172904E-3,2.4183796856106399E-3,9.0689238210399001E-4,1.81378476420798E-3,1.5114873035066501E-3,1.2091898428053199E-3,1.2091898428053199E-3,1.2091898428053199E-3,1.5114873035066501E-3,6.0459492140265997E-4,6.0459492140265997E-4,1.2091898428053199E-3,3.0229746070132999E-4,3.0229746070132999E-4,9.0689238210399001E-4,3.0229746070132999E-4,6.0459492140265997E-4,6.0459492140265997E-4,6.0459492140265997E-4,3.0229746070132999E-4,6.0459492140265997E-4,6.0459492140265997E-4,6.0459492140265997E-4,3.0229746070132999E-4,9.0689238210399001E-4,0,6.0459492140265997E-4,6.0459492140265997E-4,3.0229746070132999E-4,0,3.0229746070132999E-4,3.0229746070132999E-4,9.0689238210399001E-4,6.0459492140265997E-4,6.0459492140265997E-4,3.0229746070132999E-4,6.0459492140265997E-4,3.0229746070132999E-4,0,0,6.0459492140265997E-4,3.0229746070132999E-4,0,0,9.0689238210399001E-4,0,0,3.0229746070132999E-4,0,3.0229746070132999E-4,0,0,3.0229746070132999E-4,0,0,9.0689238210399001E-4,0,0,6.0459492140265997E-4,0,0,3.0229746070132999E-4,3.0229746070132999E-4,0,0,0,0,0,6.0459492140265997E-4]
[null,0.27,0,0,0,0,0,0,0,0,0,0,0,0,0,0,2.8137310073157002E-4,0,2.8137310073157002E-4,2.8137310073157002E-4,1.6882386043894199E-3,2.2509848058525602E-3,3.0951041080472699E-3,6.7529544175576797E-3,1.7726505346088901E-2,3.2920652785593703E-2,6.2746201463140097E-2,0.17698368036015799,0.32554867754642702,0.176420934158694,7.4845244794597601E-2,3.4046145188519998E-2,2.0821609454136199E-2,1.29431626336522E-2,9.0039392234102407E-3,5.3460889138998297E-3,3.9392234102419797E-3,1.9696117051209898E-3,2.8137310073157E-3,2.2509848058525602E-3,1.9696117051209898E-3,5.6274620146314004E-4,1.6882386043894199E-3,1.1254924029262801E-3,1.6882386043894199E-3,1.9696117051209898E-3,8.4411930219470996E-4,2.8137310073157002E-4,8.4411930219470996E-4,0,2.8137310073157002E-4,5.6274620146314004E-4,5.6274620146314004E-4,1.6882386043894199E-3,5.6274620146314004E-4,2.8137310073157002E-4,5.6274620146314004E-4,0,2.8137310073157002E-4,2.8137310073157002E-4,2.8137310073157002E-4,5.6274620146314004E-4,5.6274620146314004E-4,8.4411930219470996E-4,0,0,5.6274620146314004E-4,2.8137310073157002E-4,5.6274620146314004E-4,0,0,2.8137310073157002E-4,0,2.8137310073157002E-4,2.8137310073157002E-4,0,2.8137310073157002E-4,0,0,2.8137310073157002E-4,8.4411930219470996E-4,0,2.8137310073157002E-4,0,8.4411930219470996E-4,2.8137310073157002E-4,2.8137310073157002E-4,0,2.8137310073157002E-4,0,0,0,0,0,2.8137310073157002E-4,0,0,0,2.8137310073157002E-4,2.8137310073157002E-4,2.8137310073157002E-4,0,0]
[null,0.28000000000000003,0,0,0,0,0,0,0,0,0,0,0,0,0,0,2.9824038174768898E-4,2.9824038174768898E-4,0,5.9648076349537698E-4,8.9472114524306596E-4,1.4912019087384399E-3,1.78944229048613E-3,3.2806441992245701E-3,8.0524903071875903E-3,2.05785863405905E-2,3.4595884282731901E-2,8.1121383835371305E-2,0.17745302713987501,0.292573814494483,0.18073367133909901,8.1717864598866694E-2,3.6683566954965698E-2,1.7596182523113599E-2,1.28243364151506E-2,6.2630480167014599E-3,4.4736057262153303E-3,3.8771249627199498E-3,3.5788845809722599E-3,2.0876826722338198E-3,8.9472114524306596E-4,1.4912019087384399E-3,1.78944229048613E-3,2.9824038174768898E-4,8.9472114524306596E-4,1.4912019087384399E-3,8.9472114524306596E-4,5.9648076349537698E-4,0,5.9648076349537698E-4,1.1929615269907501E-3,8.9472114524306596E-4,8.9472114524306596E-4,2.9824038174768898E-4,1.1929615269907501E-3,5.9648076349537698E-4,2.9824038174768898E-4,2.9824038174768898E-4,2.9824038174768898E-4,2.9824038174768898E-4,5.9648076349537698E-4,2.9824038174768898E-4,5.9648076349537698E-4,0,5.9648076349537698E-4,0,0,2.9824038174768898E-4,8.9472114524306596E-4,0,5.9648076349537698E-4,8.9472114524306596E-4,5.9648076349537698E-4,0,2.9824038174768898E-4,2.9824038174768898E-4,5.9648076349537698E-4,8.9472114524306596E-4,0,0,0,2.9824038174768898E-4,2.9824038174768898E-4,0,2.9824038174768898E-4,2.9824038174768898E-4,0,0,0,2.9824038174768898E-4,2.9824038174768898E-4,2.9824038174768898E-4,5.9648076349537698E-4,2.9824038174768898E-4,0,2.9824038174768898E-4,0,2.9824038174768898E-4,5.9648076349537698E-4,2.9824038174768898E-4,0,0,0]
[null,0.28999999999999998,0,0,0,0,0,0,0,0,0,0,0,0,0,0,0,3.0048076923076898E-4,0,0,6.0096153846153795E-4,6.0096153846153795E-4,2.1033653846153802E-3,2.1033653846153802E-3,5.1081730769230796E-3,9.9158653846153806E-3,2.1634615384615401E-2,3.6057692307692298E-2,8.4134615384615405E-2,0.17487980769230799,0.28635817307692302,0.17578125,7.2415865384615405E-2,3.9663461538461502E-2,2.0132211538461502E-2,1.35216346153846E-2,9.9158653846153806E-3,4.8076923076923097E-3,5.4086538461538504E-3,2.70432692307692E-3,1.20192307692308E-3,1.20192307692308E-3,9.0144230769230796E-4,2.1033653846153802E-3,1.20192307692308E-3,1.20192307692308E-3,3.0048076923076898E-4,1.20192307692308E-3,9.0144230769230796E-4,6.0096153846153795E-4,1.20192307692308E-3,1.20192307692308E-3,1.5024038461538499E-3,6.0096153846153795E-4,0,6.0096153846153795E-4,3.0048076923076898E-4,6.0096153846153795E-4,9.0144230769230796E-4,3.0048076923076898E-4,6.0096153846153795E-4,1.80288461538462E-3,9.0144230769230796E-4,6.0096153846153795E-4,0,0,3.0048076923076898E-4,6.0096153846153795E-4,6.0096153846153795E-4,3.0048076923076898E-4,3.0048076923076898E-4,3.0048076923076898E-4,1.20192307692308E-3,3.0048076923076898E-4,6.0096153846153795E-4,3.0048076923076898E-4,0,0,0,3.0048076923076898E-4,3.0048076923076898E-4,0,3.0048076923076898E-4,1.20192307692308E-3,0,6.0096153846153795E-4,0,9.0144230769230796E-4,3.0048076923076898E-4,0,0,0,0,6.0096153846153795E-4,3.0048076923076898E-4,0,0,0,3.0048076923076898E-4,0,0,0,0]
[null,0.3,0,0,0,0,0,0,0,0,0,0,0,0,0,0,0,0,0,0,0,8.7924970691676397E-4,5.8616647127784297E-4,2.3446658851113702E-3,3.22391559202814E-3,4.6893317702227403E-3,1.1137162954279E-2,1.7291910902696401E-2,3.8393903868698703E-2,7.6787807737397407E-2,0.16735052754982399,0.28810082063305997,0.17878077373974199,7.3270808909730395E-2,3.8980070339976601E-2,2.3446658851113699E-2,1.4654161781946101E-2,5.5685814771395097E-3,6.4478311840562696E-3,7.0339976553341196E-3,2.9308323563892102E-3,3.5169988276670598E-3,2.9308323563892102E-3,1.7584994138335299E-3,5.8616647127784297E-4,2.0515826494724499E-3,8.7924970691676397E-4,1.1723329425556901E-3,8.7924970691676397E-4,2.0515826494724499E-3,1.4654161781946101E-3,1.4654161781946101E-3,1.1723329425556901E-3,0,5.8616647127784297E-4,8.7924970691676397E-4,5.8616647127784297E-4,1.4654161781946101E-3,5.8616647127784297E-4,8.7924970691676397E-4,8.7924970691676397E-4,0,2.93083235638921E-4,8.7924970691676397E-4,2.93083235638921E-4,1.1723329425556901E-3,1.1723329425556901E-3,0,0,8.7924970691676397E-4,2.93083235638921E-4,5.8616647127784297E-4,5.8616647127784297E-4,2.93083235638921E-4,8.7924970691676397E-4,2.93083235638921E-4,2.93083235638921E-4,0,0,5.8616647127784297E-4,0,2.93083235638921E-4,2.93083235638921E-4,2.93083235638921E-4,0,0,2.93083235638921E-4,8.7924970691676397E-4,2.93083235638921E-4,0,5.8616647127784297E-4,0,0,0,2.93083235638921E-4,0,0,0,2.93083235638921E-4,0,0,0,2.93083235638921E-4]
[null,0.31,0,0,0,0,0,0,0,0,0,0,0,0,0,0,0,0,2.9859659599880601E-4,2.9859659599880601E-4,0,0,1.1943863839952199E-3,5.9719319199761105E-4,1.79157957599283E-3,2.9859659599880601E-3,7.1663183039713304E-3,1.2242460435950999E-2,2.2096148103911601E-2,4.2400716631830399E-2,7.9426694535682296E-2,0.17318602567930699,0.27560465810689799,0.17617199163929501,7.5544938787697802E-2,3.6130188115855499E-2,2.1498954911914E-2,1.4332636607942701E-2,6.8677217079725298E-3,5.0761421319797002E-3,4.1803523439832803E-3,3.2845625559868598E-3,1.4929829799940301E-3,1.1943863839952199E-3,1.4929829799940301E-3,2.68736936398925E-3,1.4929829799940301E-3,8.9578978799641695E-4,8.9578978799641695E-4,8.9578978799641695E-4,1.1943863839952199E-3,1.4929829799940301E-3,8.9578978799641695E-4,1.4929829799940301E-3,8.9578978799641695E-4,1.1943863839952199E-3,8.9578978799641695E-4,5.9719319199761105E-4,2.9859659599880601E-4,2.9859659599880601E-4,8.9578978799641695E-4,2.9859659599880601E-4,5.9719319199761105E-4,8.9578978799641695E-4,2.9859659599880601E-4,5.9719319199761105E-4,5.9719319199761105E-4,2.9859659599880601E-4,5.9719319199761105E-4,2.9859659599880601E-4,5.9719319199761105E-4,5.9719319199761105E-4,5.9719319199761105E-4,5.9719319199761105E-4,5.9719319199761105E-4,5.9719319199761105E-4,2.9859659599880601E-4,8.9578978799641695E-4,0,2.9859659599880601E-4,0,2.9859659599880601E-4,8.9578978799641695E-4,5.9719319199761105E-4,0,5.9719319199761105E-4,0,5.9719319199761105E-4,5.9719319199761105E-4,1.4929829799940301E-3,2.9859659599880601E-4,2.9859659599880601E-4,0,2.9859659599880601E-4,2.9859659599880601E-4,0,0,0,0,0,2.9859659599880601E-4,0,2.9859659599880601E-4]
[null,0.32,0,0,0,0,0,0,0,0,0,0,0,0,0,0,0,0,0,0,2.9620853080568701E-4,2.9620853080568701E-4,2.9620853080568701E-4,1.18483412322275E-3,2.0734597156398102E-3,1.7772511848341201E-3,4.739336492891E-3,5.6279620853080603E-3,1.12559241706161E-2,2.10308056872038E-2,4.0876777251184798E-2,8.0864928909952602E-2,0.17091232227488201,0.27754739336492901,0.16439573459715601,7.5533175355450205E-2,3.9099526066350698E-2,1.8661137440758299E-2,1.1848341232227499E-2,8.8862559241706194E-3,7.7014218009478696E-3,6.8127962085308101E-3,4.1469194312796203E-3,2.0734597156398102E-3,2.3696682464455E-3,2.0734597156398102E-3,2.6658767772511898E-3,8.88625592417062E-4,2.0734597156398102E-3,1.7772511848341201E-3,1.7772511848341201E-3,5.9241706161137402E-4,1.18483412322275E-3,1.18483412322275E-3,1.18483412322275E-3,1.7772511848341201E-3,8.88625592417062E-4,2.9620853080568701E-4,5.9241706161137402E-4,1.18483412322275E-3,5.9241706161137402E-4,5.9241706161137402E-4,8.88625592417062E-4,2.9620853080568701E-4,2.9620853080568701E-4,2.9620853080568701E-4,1.18483412322275E-3,1.7772511848341201E-3,2.9620853080568701E-4,5.9241706161137402E-4,8.88625592417062E-4,2.9620853080568701E-4,8.88625592417062E-4,5.9241706161137402E-4,8.88625592417062E-4,2.9620853080568701E-4,1.18483412322275E-3,0,8.88625592417062E-4,2.9620853080568701E-4,5.9241706161137402E-4,1.18483412322275E-3,0,2.9620853080568701E-4,5.9241706161137402E-4,2.9620853080568701E-4,2.9620853080568701E-4,2.9620853080568701E-4,0,5.9241706161137402E-4,0,8.88625592417062E-4,2.9620853080568701E-4,0,2.9620853080568701E-4,0,2.9620853080568701E-4,0,0,2.9620853080568701E-4,2.9620853080568701E-4,0,0]
[null,0.33,0,0,0,0,0,0,0,0,0,0,0,0,0,0,0,0,0,0,3.0312215822976698E-4,9.0936647468930001E-4,3.0312215822976698E-4,1.2124886329190701E-3,3.0312215822976698E-4,2.4249772658381302E-3,2.7280994240679E-3,4.2437102152167302E-3,7.5780539557441604E-3,1.24280084874204E-2,1.75810851773265E-2,4.4862079418005497E-2,7.5174295240982097E-2,0.16823279781752001,0.258866323128221,0.16732343134283101,7.6993028190360704E-2,4.2740224310397097E-2,2.0309184601394401E-2,1.51561079114883E-2,1.06092755380418E-2,6.9718096392846303E-3,6.0624431645953302E-3,3.0312215822976699E-3,2.1218551076083699E-3,2.7280994240679E-3,2.7280994240679E-3,3.0312215822976699E-3,2.4249772658381302E-3,3.0312215822976698E-4,1.8187329493786E-3,2.1218551076083699E-3,3.0312215822976699E-3,1.51561079114883E-3,1.2124886329190701E-3,6.0624431645953298E-4,9.0936647468930001E-4,1.51561079114883E-3,2.4249772658381302E-3,9.0936647468930001E-4,1.8187329493786E-3,1.51561079114883E-3,0,9.0936647468930001E-4,0,1.51561079114883E-3,1.2124886329190701E-3,9.0936647468930001E-4,6.0624431645953298E-4,3.0312215822976698E-4,1.8187329493786E-3,3.0312215822976698E-4,1.2124886329190701E-3,6.0624431645953298E-4,1.51561079114883E-3,3.0312215822976698E-4,1.8187329493786E-3,0,0,3.0312215822976698E-4,6.0624431645953298E-4,3.0312215822976698E-4,3.0312215822976698E-4,3.0312215822976698E-4,3.0312215822976698E-4,0,3.0312215822976698E-4,1.2124886329190701E-3,9.0936647468930001E-4,0,6.0624431645953298E-4,3.0312215822976698E-4,6.0624431645953298E-4,3.0312215822976698E-4,0,0,3.0312215822976698E-4,0,3.0312215822976698E-4,3.0312215822976698E-4,0,0,6.0624431645953298E-4]
[null,0.34,0,0,0,0,0,0,0,0,0,0,0,0,0,0,0,0,0,0,0,0,0,0,3.1535793125197099E-4,3.1535793125197099E-4,3.1535793125197099E-3,3.46893724377168E-3,2.5228634500157701E-3,9.4607379375591296E-3,1.6398612425102502E-2,2.2075055187637999E-2,4.3519394512772001E-2,8.1993062125512495E-2,0.17123935666981999,0.24061810154525401,0.16493219804478099,8.0416272469252606E-2,4.6042257962787797E-2,2.1444339325133999E-2,1.6398612425102502E-2,1.0722169662567E-2,7.5685903500473002E-3,5.6764427625354804E-3,4.0996531062756202E-3,2.5228634500157701E-3,2.2075055187637999E-3,1.5767896562598499E-3,1.26143172500788E-3,2.2075055187637999E-3,2.5228634500157701E-3,1.89214758751183E-3,9.4607379375591296E-4,6.3071586250394197E-4,3.1535793125197099E-4,1.89214758751183E-3,9.4607379375591296E-4,6.3071586250394197E-4,0,6.3071586250394197E-4,3.1535793125197099E-4,1.5767896562598499E-3,2.2075055187637999E-3,1.26143172500788E-3,1.26143172500788E-3,9.4607379375591296E-4,6.3071586250394197E-4,1.26143172500788E-3,6.3071586250394197E-4,3.1535793125197099E-4,3.1535793125197099E-4,0,1.89214758751183E-3,1.5767896562598499E-3,6.3071586250394197E-4,0,6.3071586250394197E-4,6.3071586250394197E-4,1.26143172500788E-3,9.4607379375591296E-4,6.3071586250394197E-4,0,3.1535793125197099E-4,3.1535793125197099E-4,3.1535793125197099E-4,6.3071586250394197E-4,6.3071586250394197E-4,6.3071586250394197E-4,6.3071586250394197E-4,3.1535793125197099E-4,0,1.26143172500788E-3,0,6.3071586250394197E-4,3.1535793125197099E-4,9.4607379375591296E-4,0,0,6.3071586250394197E-4,6.3071586250394197E-4,3.1535793125197099E-4,0,0]
[null,0.35,0,0,0,0,0,0,0,0,0,0,0,0,0,0,0,0,0,3.0562347188264102E-4,3.0562347188264102E-4,0,0,0,9.1687041564792197E-4,1.5281173594132E-3,3.0562347188264102E-4,2.1393643031784801E-3,3.9731051344743303E-3,6.7237163814180901E-3,7.9462102689486606E-3,1.58924205378973E-2,2.3838630806845999E-2,4.1564792176039103E-2,7.5488997555012205E-2,0.15556234718826401,0.26253056234718802,0.15922982885085599,7.3044009779951097E-2,3.8202933985330097E-2,2.7200488997554999E-2,1.3447432762836199E-2,1.03911980440098E-2,8.8630806845965797E-3,7.9462102689486606E-3,3.3618581907090498E-3,4.8899755501222502E-3,3.3618581907090498E-3,3.05623471882641E-3,1.5281173594132E-3,3.9731051344743303E-3,2.4449877750611199E-3,3.05623471882641E-3,3.05623471882641E-3,2.7506112469437701E-3,9.1687041564792197E-4,1.22249388753056E-3,1.5281173594132E-3,1.5281173594132E-3,1.5281173594132E-3,9.1687041564792197E-4,9.1687041564792197E-4,6.1124694376528095E-4,3.0562347188264102E-4,9.1687041564792197E-4,6.1124694376528095E-4,3.0562347188264102E-4,1.22249388753056E-3,3.0562347188264102E-4,6.1124694376528095E-4,0,1.22249388753056E-3,6.1124694376528095E-4,1.5281173594132E-3,2.4449877750611199E-3,6.1124694376528095E-4,9.1687041564792197E-4,9.1687041564792197E-4,9.1687041564792197E-4,0,3.0562347188264102E-4,0,3.0562347188264102E-4,3.0562347188264102E-4,6.1124694376528095E-4,3.0562347188264102E-4,0,1.22249388753056E-3,3.0562347188264102E-4,6.1124694376528095E-4,9.1687041564792197E-4,0,0,0,3.0562347188264102E-4,6.1124694376528095E-4,3.0562347188264102E-4,9.1687041564792197E-4,0,3.0562347188264102E-4,0,0,1.22249388753056E-3]
[null,0.36,0,0,0,0,0,0,0,0,0,0,0,0,0,0,0,6.1425061425061402E-4,3.0712530712530701E-4,3.0712530712530701E-4,3.0712530712530701E-4,9.2137592137592097E-4,0,6.1425061425061402E-4,3.0712530712530701E-4,6.1425061425061402E-4,9.2137592137592097E-4,1.5356265356265401E-3,1.84275184275184E-3,4.6068796068796103E-3,7.0638820638820599E-3,9.5208845208845198E-3,1.5663390663390699E-2,2.1805896805896799E-2,5.31326781326781E-2,7.6474201474201503E-2,0.15694103194103201,0.25552825552825598,0.16031941031940999,6.5417690417690397E-2,4.6683046683046701E-2,2.6412776412776399E-2,1.7199017199017199E-2,1.07493857493857E-2,4.6068796068796103E-3,4.6068796068796103E-3,3.3783783783783799E-3,2.45700245700246E-3,2.1498771498771499E-3,1.5356265356265401E-3,2.45700245700246E-3,2.1498771498771499E-3,9.2137592137592097E-4,1.84275184275184E-3,1.5356265356265401E-3,2.1498771498771499E-3,2.1498771498771499E-3,1.22850122850123E-3,1.22850122850123E-3,9.2137592137592097E-4,2.1498771498771499E-3,9.2137592137592097E-4,2.1498771498771499E-3,1.84275184275184E-3,6.1425061425061402E-4,9.2137592137592097E-4,3.0712530712530701E-4,9.2137592137592097E-4,9.2137592137592097E-4,9.2137592137592097E-4,1.22850122850123E-3,6.1425061425061402E-4,0,3.0712530712530701E-4,1.84275184275184E-3,3.0712530712530701E-4,9.2137592137592097E-4,3.0712530712530701E-4,9.2137592137592097E-4,0,6.1425061425061402E-4,3.0712530712530701E-4,6.1425061425061402E-4,0,6.1425061425061402E-4,6.1425061425061402E-4,6.1425061425061402E-4,9.2137592137592097E-4,3.0712530712530701E-4,6.1425061425061402E-4,0,6.1425061425061402E-4,9.2137592137592097E-4,0,0,3.0712530712530701E-4,6.1425061425061402E-4,6.1425061425061402E-4,0,0,0,6.1425061425061402E-4,1.84275184275184E-3]
[null,0.37,0,0,0,0,0,0,0,0,0,0,0,0,0,0,0,0,0,0,3.2509752925877802E-4,0,3.2509752925877802E-4,0,3.2509752925877802E-4,0,9.7529258777633303E-4,1.95058517555267E-3,2.2756827048114399E-3,1.95058517555267E-3,2.9258777633290002E-3,4.8764629388816597E-3,1.1053315994798399E-2,1.69050715214564E-2,2.6983094928478502E-2,4.4213263979193798E-2,7.2496749024707402E-2,0.16514954486345901,0.231144343302991,0.16319895968790599,7.5747724317295206E-2,4.0637191157347201E-2,2.6332899869960999E-2,1.5929778933680101E-2,1.3328998699609899E-2,8.1274382314694398E-3,8.7776332899869997E-3,4.5513654096228902E-3,4.2262678803641103E-3,3.57607282184655E-3,4.5513654096228902E-3,3.57607282184655E-3,2.9258777633290002E-3,1.3003901170351099E-3,1.3003901170351099E-3,2.2756827048114399E-3,2.6007802340702198E-3,1.95058517555267E-3,1.62548764629389E-3,2.9258777633290002E-3,1.62548764629389E-3,0,9.7529258777633303E-4,6.5019505851755496E-4,9.7529258777633303E-4,1.62548764629389E-3,1.62548764629389E-3,3.2509752925877802E-4,1.62548764629389E-3,9.7529258777633303E-4,9.7529258777633303E-4,3.2509752925877802E-4,1.62548764629389E-3,6.5019505851755496E-4,3.2509752925877802E-4,3.2509752925877802E-4,3.2509752925877802E-4,9.7529258777633303E-4,0,9.7529258777633303E-4,6.5019505851755496E-4,9.7529258777633303E-4,1.62548764629389E-3,6.5019505851755496E-4,3.2509752925877802E-4,0,6.5019505851755496E-4,0,0,9.7529258777633303E-4,3.2509752925877802E-4,3.2509752925877802E-4,0,3.2509752925877802E-4,3.2509752925877802E-4,0,3.2509752925877802E-4,3.2509752925877802E-4,0,6.5019505851755496E-4,0,0,1.3003901170351099E-3]
[null,0.38,0,0,0,0,0,0,0,0,0,0,0,0,0,0,0,3.2808398950131201E-4,0,0,0,6.5616797900262499E-4,0,0,3.2808398950131201E-4,6.5616797900262499E-4,1.31233595800525E-3,6.5616797900262499E-4,1.9685039370078701E-3,1.31233595800525E-3,4.9212598425196902E-3,5.9055118110236202E-3,4.59317585301837E-3,1.24671916010499E-2,1.7716535433070901E-2,2.7887139107611598E-2,4.6587926509186403E-2,8.4973753280839906E-2,0.154527559055118,0.22900262467191601,0.15944881889763801,6.3976377952755903E-2,4.0682414698162701E-2,2.7559055118110201E-2,1.54199475065617E-2,1.24671916010499E-2,8.20209973753281E-3,5.5774278215223096E-3,6.23359580052493E-3,4.59317585301837E-3,4.9212598425196902E-3,2.2965879265091898E-3,3.2808398950131198E-3,1.6404199475065599E-3,1.6404199475065599E-3,1.9685039370078701E-3,1.6404199475065599E-3,2.2965879265091898E-3,9.8425196850393699E-4,3.2808398950131201E-4,1.6404199475065599E-3,9.8425196850393699E-4,9.8425196850393699E-4,1.6404199475065599E-3,9.8425196850393699E-4,1.31233595800525E-3,9.8425196850393699E-4,9.8425196850393699E-4,1.9685039370078701E-3,1.6404199475065599E-3,6.5616797900262499E-4,1.31233595800525E-3,6.5616797900262499E-4,3.2808398950131201E-4,9.8425196850393699E-4,2.6246719160105E-3,1.31233595800525E-3,3.2808398950131201E-4,6.5616797900262499E-4,3.2808398950131201E-4,1.31233595800525E-3,6.5616797900262499E-4,3.2808398950131201E-4,6.5616797900262499E-4,6.5616797900262499E-4,6.5616797900262499E-4,9.8425196850393699E-4,6.5616797900262499E-4,9.8425196850393699E-4,9.8425196850393699E-4,6.5616797900262499E-4,9.8425196850393699E-4,6.5616797900262499E-4,9.8425196850393699E-4,1.31233595800525E-3,6.5616797900262499E-4,3.2808398950131201E-4,3.2808398950131201E-4,3.2808398950131201E-4,3.2808398950131201E-4,3.2808398950131201E-4,3.2808398950131201E-4,1.6404199475065599E-3]
[null,{"$f":"M1451","v":0},0,0,0,0,0,0,0,0,0,0,0,0,0,0,0,0,3.3266799733865598E-4,0,0,3.3266799733865598E-4,3.3266799733865598E-4,3.3266799733865598E-4,3.3266799733865598E-4,3.3266799733865598E-4,9.9800399201596798E-4,6.6533599467731195E-4,9.9800399201596798E-4,6.6533599467731195E-4,1.66333998669328E-3,3.3266799733865601E-3,3.6593479707252201E-3,8.9820359281437105E-3,9.3147039254823701E-3,1.8629407850964699E-2,2.9607451763140401E-2,4.3912175648702603E-2,7.7178975382568196E-2,0.15901530272787801,0.22388556220891601,0.15269461077844301,6.7198935462408502E-2,4.6240851630073201E-2,3.0938123752494998E-2,1.8962075848303402E-2,1.26413838988689E-2,8.9820359281437105E-3,7.3186959414504298E-3,4.9900199600798403E-3,4.6573519627411799E-3,2.66134397870925E-3,4.3246839654025298E-3,2.3286759813705899E-3,2.3286759813705899E-3,3.6593479707252201E-3,1.9960079840319399E-3,2.3286759813705899E-3,2.3286759813705899E-3,1.9960079840319399E-3,0,3.3266799733865598E-4,1.9960079840319399E-3,1.66333998669328E-3,2.66134397870925E-3,1.66333998669328E-3,2.9940119760479E-3,2.3286759813705899E-3,9.9800399201596798E-4,9.9800399201596798E-4,1.33067198935462E-3,9.9800399201596798E-4,6.6533599467731195E-4,6.6533599467731195E-4,6.6533599467731195E-4,1.66333998669328E-3,6.6533599467731195E-4,6.6533599467731195E-4,1.33067198935462E-3,3.3266799733865598E-4,0,9.9800399201596798E-4,6.6533599467731195E-4,3.3266799733865598E-4,9.9800399201596798E-4,3.3266799733865598E-4,6.6533599467731195E-4,6.6533599467731195E-4,6.6533599467731195E-4,0,6.6533599467731195E-4,1.66333998669328E-3,6.6533599467731195E-4,6.6533599467731195E-4,9.9800399201596798E-4,0,9.9800399201596798E-4,6.6533599467731195E-4,0,0,0,0,6.6533599467731195E-4]
[null,0.4,0,0,0,0,0,0,0,0,0,0,0,0,0,0,0,0,0,0,0,0,6.9881201956673695E-4,6.9881201956673695E-4,3.4940600978336799E-4,0,6.9881201956673695E-4,1.7470300489168401E-3,1.39762403913347E-3,1.39762403913347E-3,2.4458420684835801E-3,3.4940600978336802E-3,3.4940600978336802E-3,4.1928721174004204E-3,7.3375262054507298E-3,1.39762403913347E-2,1.85185185185185E-2,3.1795946890286503E-2,5.3808525506638699E-2,8.17610062893082E-2,0.15618448637316601,0.20789657582110399,0.13976240391334699,7.5471698113207503E-2,4.2627533193570898E-2,2.4109014675052401E-2,1.9566736547868599E-2,1.22292103424179E-2,9.0845562543675693E-3,6.6387141858839996E-3,7.3375262054507298E-3,7.3375262054507298E-3,4.1928721174004204E-3,3.8434661076170501E-3,3.1446540880503099E-3,3.8434661076170501E-3,3.1446540880503099E-3,3.4940600978336802E-3,2.4458420684835801E-3,6.9881201956673695E-4,2.4458420684835801E-3,2.4458420684835801E-3,2.0964360587002102E-3,2.79524807826695E-3,6.9881201956673695E-4,1.0482180293501001E-3,1.7470300489168401E-3,1.0482180293501001E-3,1.0482180293501001E-3,1.7470300489168401E-3,2.0964360587002102E-3,1.39762403913347E-3,1.39762403913347E-3,6.9881201956673695E-4,1.0482180293501001E-3,0,1.0482180293501001E-3,3.4940600978336799E-4,3.4940600978336799E-4,1.0482180293501001E-3,6.9881201956673695E-4,3.4940600978336799E-4,1.7470300489168401E-3,6.9881201956673695E-4,1.39762403913347E-3,6.9881201956673695E-4,0,6.9881201956673695E-4,0,3.4940600978336799E-4,3.4940600978336799E-4,3.4940600978336799E-4,3.4940600978336799E-4,1.0482180293501001E-3,6.9881201956673695E-4,6.9881201956673695E-4,3.4940600978336799E-4,0,6.9881201956673695E-4,3.4940600978336799E-4,0,0,1.0482180293501001E-3]
[null,0.41,0,0,0,0,0,0,0,0,0,0,0,0,0,0,0,0,0,0,0,0,3.6350418029807297E-4,3.6350418029807297E-4,0,0,1.0905125408942199E-3,0,1.4540167211922899E-3,2.5445292620865098E-3,1.4540167211922899E-3,2.1810250817884398E-3,4.3620501635768796E-3,3.2715376226826599E-3,5.8160668847691702E-3,1.01781170483461E-2,1.41766630316249E-2,1.85387131952017E-2,2.7626317702653599E-2,5.3798618684114903E-2,6.8338785896037799E-2,0.15194474736459501,0.21301344965467101,0.13122500908760501,7.5245365321701202E-2,4.9073064340239898E-2,2.2900763358778602E-2,2.1810250817884399E-2,1.0541621228644099E-2,1.4540167211922901E-2,8.7241003271537592E-3,3.99854598327881E-3,5.4525627044710997E-3,3.99854598327881E-3,6.9065794256633999E-3,3.63504180298073E-3,2.9080334423845899E-3,3.2715376226826599E-3,1.81752090149037E-3,3.2715376226826599E-3,2.9080334423845899E-3,1.81752090149037E-3,3.2715376226826599E-3,1.4540167211922899E-3,2.5445292620865098E-3,7.2700836059614703E-4,3.6350418029807297E-4,3.6350418029807297E-4,1.4540167211922899E-3,1.0905125408942199E-3,1.81752090149037E-3,1.4540167211922899E-3,2.1810250817884398E-3,7.2700836059614703E-4,1.81752090149037E-3,1.4540167211922899E-3,1.4540167211922899E-3,3.2715376226826599E-3,7.2700836059614703E-4,7.2700836059614703E-4,7.2700836059614703E-4,1.0905125408942199E-3,1.0905125408942199E-3,3.6350418029807297E-4,7.2700836059614703E-4,1.4540167211922899E-3,0,7.2700836059614703E-4,7.2700836059614703E-4,7.2700836059614703E-4,1.0905125408942199E-3,3.6350418029807297E-4,7.2700836059614703E-4,7.2700836059614703E-4,1.4540167211922899E-3,1.81752090149037E-3,3.6350418029807297E-4,3.6350418029807297E-4,0,0,3.6350418029807297E-4,0,3.63504180298073E-3]
[null,0.42,0,0,0,0,0,0,0,0,0,0,0,0,0,0,0,0,0,0,0,0,0,3.6737692872887602E-4,0,3.6737692872887602E-4,7.3475385745775204E-4,1.1021307861866299E-3,7.3475385745775204E-4,1.83688464364438E-3,1.1021307861866299E-3,1.1021307861866299E-3,2.9390154298310099E-3,4.0411462160176298E-3,5.8780308596620102E-3,5.5106539309331404E-3,9.9191770756796496E-3,1.35929463629684E-2,1.7266715650257201E-2,3.1227038941954399E-2,5.14327700220426E-2,8.1925055106539302E-2,0.13850110213078601,0.20646583394562801,0.135929463629684,7.3108008817046294E-2,4.4452608376193997E-2,2.71858927259368E-2,2.35121234386481E-2,1.1756061719324E-2,9.5518001469507702E-3,7.3475385745775199E-3,8.4496693607641407E-3,5.8780308596620102E-3,5.5106539309331404E-3,4.7759000734753903E-3,5.1432770022042601E-3,2.5716385011021301E-3,3.3063923585598801E-3,3.3063923585598801E-3,1.1021307861866299E-3,2.2042615723732598E-3,2.9390154298310099E-3,2.5716385011021301E-3,1.83688464364438E-3,3.3063923585598801E-3,1.1021307861866299E-3,1.83688464364438E-3,2.9390154298310099E-3,7.3475385745775204E-4,1.83688464364438E-3,1.1021307861866299E-3,1.1021307861866299E-3,2.2042615723732598E-3,7.3475385745775204E-4,2.5716385011021301E-3,7.3475385745775204E-4,7.3475385745775204E-4,1.4695077149155E-3,1.1021307861866299E-3,1.4695077149155E-3,7.3475385745775204E-4,3.6737692872887602E-4,1.1021307861866299E-3,1.1021307861866299E-3,1.1021307861866299E-3,3.6737692872887602E-4,1.1021307861866299E-3,7.3475385745775204E-4,1.1021307861866299E-3,1.4695077149155E-3,7.3475385745775204E-4,7.3475385745775204E-4,7.3475385745775204E-4,7.3475385745775204E-4,0,3.6737692872887602E-4,1.1021307861866299E-3,0,7.3475385745775204E-4,0,0,2.2042615723732598E-3]
[null,0.43,0,0,0,0,0,0,0,0,0,0,0,0,0,0,0,0,0,0,0,0,3.9463299131807397E-4,0,3.9463299131807397E-4,7.8926598263614795E-4,1.1838989739542201E-3,7.8926598263614795E-4,3.9463299131807397E-4,0,1.1838989739542201E-3,3.1570639305445901E-3,2.7624309392265201E-3,3.55169692186267E-3,3.9463299131807404E-3,4.3409629044988199E-3,8.6819258089976294E-3,7.8926598263614808E-3,1.4996053670086801E-2,1.4206787687450701E-2,3.4333070244672498E-2,4.7355958958168902E-2,8.0505130228887098E-2,0.14877663772691399,0.19021310181531201,0.12983425414364599,7.3007103393843698E-2,4.49881610102605E-2,3.11760063141279E-2,2.32833464877664E-2,1.26282557221784E-2,1.0655090765588E-2,1.1049723756906099E-2,5.1302288871349598E-3,6.3141278610891896E-3,6.3141278610891896E-3,5.1302288871349598E-3,4.3409629044988199E-3,5.1302288871349598E-3,4.3409629044988199E-3,3.55169692186267E-3,2.7624309392265201E-3,4.7355958958168898E-3,2.3677979479084501E-3,1.5785319652723E-3,1.9731649565903702E-3,7.8926598263614795E-4,1.5785319652723E-3,7.8926598263614795E-4,1.9731649565903702E-3,2.7624309392265201E-3,1.1838989739542201E-3,1.1838989739542201E-3,1.5785319652723E-3,1.5785319652723E-3,7.8926598263614795E-4,7.8926598263614795E-4,1.1838989739542201E-3,1.1838989739542201E-3,1.9731649565903702E-3,1.1838989739542201E-3,7.8926598263614795E-4,7.8926598263614795E-4,1.9731649565903702E-3,2.3677979479084501E-3,3.9463299131807397E-4,7.8926598263614795E-4,3.9463299131807397E-4,7.8926598263614795E-4,0,1.9731649565903702E-3,0,1.5785319652723E-3,1.9731649565903702E-3,0,7.8926598263614795E-4,1.5785319652723E-3,3.9463299131807397E-4,7.8926598263614795E-4,0,0,1.1838989739542201E-3,7.8926598263614795E-4]
[null,0.44,0,0,0,0,0,0,0,0,0,0,0,0,0,0,0,4.1220115416323199E-4,4.1220115416323199E-4,0,0,0,4.1220115416323199E-4,4.1220115416323199E-4,4.1220115416323199E-4,4.1220115416323199E-4,4.1220115416323199E-4,4.1220115416323199E-4,1.23660346248969E-3,1.23660346248969E-3,4.1220115416323199E-4,4.1220115416323199E-4,2.0610057708161599E-3,4.1220115416323198E-3,4.9464138499587798E-3,4.5342126957955498E-3,5.3586150041220098E-3,7.0074196207749401E-3,7.0074196207749401E-3,1.6075845012365999E-2,2.0197856553998399E-2,3.8334707337180501E-2,5.3173948887056899E-2,8.4913437757625707E-2,0.140560593569662,0.167765869744435,0.126133553173949,6.9661995053586195E-2,4.8639736191261301E-2,3.2976092333058503E-2,1.8961253091508701E-2,1.48392415498763E-2,1.2778235779060201E-2,8.6562242374278592E-3,1.23660346248969E-2,4.1220115416323198E-3,5.7708161582852397E-3,5.7708161582852397E-3,4.5342126957955498E-3,5.7708161582852397E-3,1.23660346248969E-3,2.4732069249793899E-3,2.8854080791426199E-3,2.8854080791426199E-3,5.3586150041220098E-3,2.8854080791426199E-3,4.1220115416323198E-3,2.0610057708161599E-3,5.7708161582852397E-3,1.6488046166529299E-3,1.23660346248969E-3,2.4732069249793899E-3,1.23660346248969E-3,2.0610057708161599E-3,8.2440230832646301E-4,2.0610057708161599E-3,4.1220115416323199E-4,4.1220115416323199E-4,1.23660346248969E-3,1.23660346248969E-3,0,8.2440230832646301E-4,2.4732069249793899E-3,8.2440230832646301E-4,8.2440230832646301E-4,2.8854080791426199E-3,8.2440230832646301E-4,4.1220115416323199E-4,1.23660346248969E-3,4.1220115416323199E-4,8.2440230832646301E-4,8.2440230832646301E-4,2.0610057708161599E-3,1.6488046166529299E-3,8.2440230832646301E-4,4.1220115416323199E-4,4.1220115416323199E-4,1.23660346248969E-3,0,4.1220115416323199E-4,4.1220115416323199E-4,4.1220115416323199E-4,1.6488046166529299E-3]
[null,0.45,0,0,0,0,0,0,0,0,0,0,0,0,0,0,0,0,0,0,4.2517006802721098E-4,0,4.2517006802721098E-4,8.5034013605442195E-4,1.2755102040816299E-3,0,2.5510204081632699E-3,0,1.2755102040816299E-3,2.1258503401360498E-3,2.9761904761904799E-3,2.1258503401360498E-3,4.2517006802721101E-3,5.9523809523809503E-3,2.5510204081632699E-3,4.2517006802721101E-3,5.5272108843537398E-3,6.3775510204081599E-3,8.5034013605442202E-3,1.06292517006803E-2,1.4030612244898001E-2,2.2108843537415001E-2,2.9336734693877601E-2,4.8469387755101997E-2,8.3758503401360498E-2,0.128826530612245,0.17474489795918399,0.13052721088435401,6.7176870748299297E-2,4.4217687074829898E-2,3.0187074829931999E-2,2.2534013605442198E-2,1.53061224489796E-2,1.02040816326531E-2,1.02040816326531E-2,7.6530612244898001E-3,6.8027210884353704E-3,4.6768707482993197E-3,3.40136054421769E-3,4.2517006802721101E-3,4.6768707482993197E-3,2.5510204081632699E-3,3.8265306122449E-3,2.9761904761904799E-3,2.5510204081632699E-3,2.1258503401360498E-3,4.2517006802721101E-3,4.2517006802721101E-3,3.40136054421769E-3,4.2517006802721098E-4,3.8265306122449E-3,2.1258503401360498E-3,2.1258503401360498E-3,1.70068027210884E-3,1.70068027210884E-3,1.70068027210884E-3,2.9761904761904799E-3,2.1258503401360498E-3,1.2755102040816299E-3,1.2755102040816299E-3,2.9761904761904799E-3,1.70068027210884E-3,2.5510204081632699E-3,2.1258503401360498E-3,8.5034013605442195E-4,4.2517006802721098E-4,0,8.5034013605442195E-4,1.2755102040816299E-3,2.9761904761904799E-3,0,2.1258503401360498E-3,1.2755102040816299E-3,8.5034013605442195E-4,1.70068027210884E-3,1.70068027210884E-3,4.2517006802721098E-4,4.2517006802721098E-4,1.2755102040816299E-3,4.2517006802721098E-4,4.2517006802721098E-4,0,1.2755102040816299E-3]
[null,0.46,0,0,0,0,0,0,0,0,0,0,0,0,0,0,0,0,0,0,0,0,0,0,0,4.3878894251864903E-4,0,4.3878894251864903E-4,8.7757788503729697E-4,4.3878894251864903E-4,2.1939447125932398E-3,1.31636682755595E-3,3.51031154014919E-3,8.7757788503729697E-4,2.63273365511189E-3,3.9491004826678403E-3,3.9491004826678403E-3,4.8266783677051303E-3,4.38788942518649E-3,1.0092145677928901E-2,1.2286090390522199E-2,1.5796401930671299E-2,2.58885476086003E-2,3.9491004826678403E-2,4.0807371654234301E-2,9.0829311101360194E-2,0.12812637121544501,0.16454585344449299,0.12154453707766601,7.2838964458095706E-2,4.3440105309346201E-2,3.3786748573935897E-2,1.88679245283019E-2,1.8429135585783199E-2,1.3602457218078101E-2,1.2286090390522199E-2,7.4594120228170203E-3,6.1430451952610796E-3,6.1430451952610796E-3,5.2654673102237801E-3,7.0206230802983801E-3,4.8266783677051303E-3,4.8266783677051303E-3,2.63273365511189E-3,3.51031154014919E-3,2.63273365511189E-3,3.9491004826678403E-3,3.0715225976305398E-3,3.9491004826678403E-3,2.1939447125932398E-3,2.1939447125932398E-3,2.1939447125932398E-3,3.51031154014919E-3,2.63273365511189E-3,2.1939447125932398E-3,1.31636682755595E-3,1.75515577007459E-3,1.31636682755595E-3,4.3878894251864903E-4,1.31636682755595E-3,2.1939447125932398E-3,0,8.7757788503729697E-4,8.7757788503729697E-4,1.75515577007459E-3,1.31636682755595E-3,1.31636682755595E-3,1.75515577007459E-3,1.75515577007459E-3,8.7757788503729697E-4,1.31636682755595E-3,8.7757788503729697E-4,2.1939447125932398E-3,8.7757788503729697E-4,1.31636682755595E-3,4.3878894251864903E-4,8.7757788503729697E-4,8.7757788503729697E-4,4.3878894251864903E-4,0,0,0,3.0715225976305398E-3]
[null,0.47,0,0,0,0,0,0,0,0,0,0,0,0,0,0,0,4.4782803403493101E-4,0,0,0,0,0,0,0,0,4.4782803403493101E-4,8.9565606806986105E-4,1.3434841021047899E-3,8.9565606806986105E-4,3.5826242722794398E-3,1.7913121361397199E-3,2.2391401701746501E-3,2.6869682042095799E-3,1.7913121361397199E-3,3.1347962382445101E-3,5.8217644424541004E-3,6.2695924764890297E-3,4.92610837438424E-3,8.0609046126287505E-3,1.2539184952978099E-2,1.20913569189431E-2,1.8360949395432199E-2,3.1347962382445103E-2,2.95566502463054E-2,5.0604567845947197E-2,7.7474249888042995E-2,0.12360053739364101,0.16390506045678499,0.11688311688311701,6.9861173309449201E-2,4.6574115539632803E-2,2.9108822212270499E-2,2.3734885803851299E-2,1.38826690550828E-2,1.2539184952978099E-2,8.5087326466636807E-3,7.1652485445588901E-3,1.20913569189431E-2,5.3739364084191702E-3,3.5826242722794398E-3,4.0304523063143796E-3,2.2391401701746501E-3,4.92610837438424E-3,4.4782803403493098E-3,4.4782803403493098E-3,4.4782803403493098E-3,8.9565606806986105E-4,1.7913121361397199E-3,4.0304523063143796E-3,2.2391401701746501E-3,1.3434841021047899E-3,4.4782803403493098E-3,2.2391401701746501E-3,1.3434841021047899E-3,1.7913121361397199E-3,2.6869682042095799E-3,1.3434841021047899E-3,3.5826242722794398E-3,2.6869682042095799E-3,1.7913121361397199E-3,2.6869682042095799E-3,1.3434841021047899E-3,8.9565606806986105E-4,1.3434841021047899E-3,1.7913121361397199E-3,1.7913121361397199E-3,2.2391401701746501E-3,1.3434841021047899E-3,1.3434841021047899E-3,1.7913121361397199E-3,2.2391401701746501E-3,1.3434841021047899E-3,4.4782803403493101E-4,0,8.9565606806986105E-4,8.9565606806986105E-4,4.4782803403493101E-4,4.4782803403493101E-4,1.3434841021047899E-3,0,4.4782803403493101E-4,4.92610837438424E-3]
[null,0.48,0,0,0,0,0,0,0,0,0,0,0,0,0,0,0,0,0,0,0,0,0,0,9.2850510677808696E-4,4.6425255338904402E-4,9.2850510677808696E-4,9.2850510677808696E-4,9.2850510677808696E-4,1.85701021355617E-3,2.3212627669452202E-3,1.85701021355617E-3,1.85701021355617E-3,9.2850510677808696E-4,2.3212627669452202E-3,3.71402042711235E-3,6.0352831940575702E-3,6.0352831940575702E-3,5.5710306406685202E-3,8.8207985143918307E-3,9.7493036211699202E-3,9.7493036211699202E-3,1.29990714948932E-2,1.43918291550604E-2,2.4605385329619301E-2,4.1318477251624901E-2,4.41039925719591E-2,8.72794800371402E-2,0.11838440111420601,0.14252553389043601,0.122098421541318,7.1959145775301797E-2,4.31754874651811E-2,3.8532961931290598E-2,2.1819870009285099E-2,1.29990714948932E-2,1.3463324048282301E-2,8.8207985143918307E-3,8.3565459610027894E-3,1.1142061281337001E-2,4.1782729805013904E-3,4.1782729805013904E-3,4.1782729805013904E-3,3.71402042711235E-3,4.6425255338904403E-3,5.5710306406685202E-3,2.7855153203342601E-3,1.85701021355617E-3,2.3212627669452202E-3,4.1782729805013904E-3,2.7855153203342601E-3,3.24976787372331E-3,2.3212627669452202E-3,1.3927576601671301E-3,9.2850510677808696E-4,1.85701021355617E-3,3.71402042711235E-3,2.3212627669452202E-3,2.7855153203342601E-3,1.85701021355617E-3,3.71402042711235E-3,2.3212627669452202E-3,0,2.3212627669452202E-3,1.85701021355617E-3,1.3927576601671301E-3,0,3.24976787372331E-3,4.6425255338904402E-4,2.3212627669452202E-3,9.2850510677808696E-4,1.85701021355617E-3,3.71402042711235E-3,1.85701021355617E-3,4.6425255338904402E-4,0,1.85701021355617E-3,4.6425255338904402E-4,4.6425255338904402E-4,4.6425255338904402E-4,0,4.6425255338904402E-4,6.0352831940575702E-3]
[null,0.49,0,0,0,0,0,0,0,0,0,0,0,0,0,0,0,0,0,0,9.3896713615023504E-4,4.6948356807511698E-4,9.3896713615023504E-4,0,0,1.40845070422535E-3,4.6948356807511698E-4,1.40845070422535E-3,4.6948356807511698E-4,1.40845070422535E-3,1.8779342723004701E-3,9.3896713615023504E-4,4.6948356807511698E-4,2.3474178403755899E-3,1.8779342723004701E-3,2.3474178403755899E-3,4.6948356807511703E-3,3.7558685446009402E-3,5.16431924882629E-3,4.2253521126760602E-3,6.5727699530516402E-3,8.9201877934272297E-3,9.8591549295774707E-3,1.07981220657277E-2,1.6431924882629099E-2,2.3004694835680801E-2,3.8028169014084498E-2,4.5070422535211298E-2,7.9812206572769995E-2,0.129107981220657,0.16431924882629101,0.116901408450704,7.5586854460093902E-2,3.7089201877934297E-2,3.1455399061032903E-2,2.1126760563380299E-2,1.5962441314554002E-2,1.22065727699531E-2,9.8591549295774707E-3,6.5727699530516402E-3,7.9812206572770009E-3,6.1032863849765301E-3,3.2863849765258201E-3,5.16431924882629E-3,7.9812206572770009E-3,3.7558685446009402E-3,5.16431924882629E-3,3.2863849765258201E-3,2.8169014084507E-3,2.8169014084507E-3,2.3474178403755899E-3,2.3474178403755899E-3,2.3474178403755899E-3,3.2863849765258201E-3,2.3474178403755899E-3,1.8779342723004701E-3,2.3474178403755899E-3,1.8779342723004701E-3,1.40845070422535E-3,2.8169014084507E-3,1.8779342723004701E-3,3.7558685446009402E-3,2.8169014084507E-3,9.3896713615023504E-4,3.7558685446009402E-3,4.6948356807511698E-4,2.8169014084507E-3,1.40845070422535E-3,9.3896713615023504E-4,2.3474178403755899E-3,9.3896713615023504E-4,4.6948356807511698E-4,0,1.40845070422535E-3,9.3896713615023504E-4,9.3896713615023504E-4,4.6948356807511698E-4,4.6948356807511698E-4,4.6948356807511698E-4,1.40845070422535E-3,0,4.6948356807511698E-4,5.6338028169014096E-3]
[null,0.5,0,0,0,0,0,0,0,0,0,0,0,0,0,0,0,0,0,0,0,0,4.9019607843137298E-4,4.9019607843137298E-4,4.9019607843137298E-4,4.9019607843137298E-4,1.47058823529412E-3,0,9.8039215686274508E-4,4.9019607843137298E-4,9.8039215686274508E-4,1.47058823529412E-3,0,1.47058823529412E-3,1.9607843137254902E-3,2.94117647058824E-3,3.43137254901961E-3,2.4509803921568601E-3,5.3921568627450997E-3,6.3725490196078396E-3,5.8823529411764696E-3,7.3529411764705899E-3,9.8039215686274508E-3,1.22549019607843E-2,1.51960784313725E-2,1.51960784313725E-2,2.54901960784314E-2,2.6960784313725498E-2,4.8039215686274499E-2,7.3529411764705899E-2,0.122058823529412,0.141666666666667,0.118627450980392,6.4215686274509798E-2,4.2156862745098E-2,3.3823529411764697E-2,2.5980392156862701E-2,1.9607843137254902E-2,1.7647058823529401E-2,1.27450980392157E-2,7.8431372549019607E-3,1.22549019607843E-2,1.32352941176471E-2,5.8823529411764696E-3,1.9607843137254902E-3,5.8823529411764696E-3,2.4509803921568601E-3,1.9607843137254902E-3,4.4117647058823503E-3,2.94117647058824E-3,4.4117647058823503E-3,4.4117647058823503E-3,2.4509803921568601E-3,3.43137254901961E-3,3.43137254901961E-3,3.43137254901961E-3,2.94117647058824E-3,2.94117647058824E-3,1.47058823529412E-3,1.47058823529412E-3,2.4509803921568601E-3,2.94117647058824E-3,1.9607843137254902E-3,3.43137254901961E-3,2.4509803921568601E-3,9.8039215686274508E-4,5.3921568627450997E-3,1.47058823529412E-3,1.9607843137254902E-3,1.9607843137254902E-3,1.47058823529412E-3,1.9607843137254902E-3,1.47058823529412E-3,1.47058823529412E-3,0,9.8039215686274508E-4,4.9019607843137298E-4,9.8039215686274508E-4,4.9019607843137298E-4,9.8039215686274508E-4,0,4.9019607843137298E-4,5.3921568627450997E-3]
[null,0.51,0,0,0,0,0,0,0,0,0,0,0,0,0,0,0,0,0,0,0,0,0,0,1.0111223458038399E-3,1.0111223458038399E-3,1.0111223458038399E-3,0,5.0556117290192105E-4,3.53892821031345E-3,2.0222446916076798E-3,5.0556117290192105E-4,1.0111223458038399E-3,3.03336703741153E-3,2.0222446916076798E-3,5.0556117290192102E-3,1.0111223458038399E-3,1.0111223458038399E-3,4.0444893832153701E-3,3.03336703741153E-3,5.0556117290192102E-3,5.5611729019211303E-3,4.0444893832153701E-3,9.6056622851365004E-3,9.6056622851365004E-3,1.1122345803842301E-2,2.1739130434782601E-2,2.0728008088978799E-2,3.94337714863498E-2,5.4095045500505597E-2,8.3417593528817002E-2,0.123356926188069,0.14509605662285099,0.111223458038423,5.5611729019211298E-2,3.99393326592518E-2,2.83114256825076E-2,1.9211324570273001E-2,1.9211324570273001E-2,1.2639029322548E-2,1.71890798786653E-2,8.5945399393326603E-3,9.1001011122345803E-3,7.0778564206269001E-3,4.5500505561172902E-3,6.0667340748230504E-3,4.5500505561172902E-3,5.5611729019211303E-3,4.5500505561172902E-3,7.0778564206269001E-3,4.5500505561172902E-3,2.5278058645096099E-3,2.5278058645096099E-3,1.51668351870576E-3,3.53892821031345E-3,1.51668351870576E-3,4.5500505561172902E-3,3.03336703741153E-3,2.5278058645096099E-3,4.0444893832153701E-3,1.0111223458038399E-3,5.0556117290192102E-3,3.03336703741153E-3,1.51668351870576E-3,5.0556117290192105E-4,2.5278058645096099E-3,2.5278058645096099E-3,3.53892821031345E-3,2.5278058645096099E-3,3.03336703741153E-3,0,3.53892821031345E-3,2.0222446916076798E-3,5.0556117290192105E-4,1.0111223458038399E-3,5.0556117290192105E-4,1.51668351870576E-3,1.51668351870576E-3,1.0111223458038399E-3,1.51668351870576E-3,1.0111223458038399E-3,5.0556117290192105E-4,6.5722952477249696E-3]
[null,0.52,0,0,0,0,0,0,0,0,0,0,0,0,0,0,0,0,0,0,5.1387461459403896E-4,0,5.1387461459403896E-4,0,5.1387461459403896E-4,1.5416238437821199E-3,1.5416238437821199E-3,1.5416238437821199E-3,5.1387461459403896E-4,2.0554984583761602E-3,2.0554984583761602E-3,2.0554984583761602E-3,1.0277492291880801E-3,1.0277492291880801E-3,1.5416238437821199E-3,2.0554984583761602E-3,1.5416238437821199E-3,3.5971223021582701E-3,4.6248715313463497E-3,3.5971223021582701E-3,6.1664953751284701E-3,7.7081192189105904E-3,7.7081192189105904E-3,6.6803699897225099E-3,1.07913669064748E-2,1.02774922918808E-2,1.3360739979445001E-2,2.0041109969167501E-2,2.82631038026721E-2,3.64850976361768E-2,4.77903391572456E-2,6.6289825282630999E-2,0.100719424460432,0.158787255909558,0.116649537512847,6.1664953751284703E-2,4.5734840698869503E-2,3.0318602261048301E-2,3.0318602261048301E-2,1.4902363823227099E-2,1.23329907502569E-2,7.7081192189105904E-3,1.07913669064748E-2,7.7081192189105904E-3,1.02774922918808E-2,5.6526207605344303E-3,4.1109969167523099E-3,5.1387461459403896E-3,5.1387461459403896E-3,3.0832476875642298E-3,4.1109969167523099E-3,4.1109969167523099E-3,2.0554984583761602E-3,4.1109969167523099E-3,3.0832476875642298E-3,2.0554984583761602E-3,2.5693730729702E-3,3.5971223021582701E-3,4.1109969167523099E-3,5.1387461459403896E-3,4.1109969167523099E-3,5.1387461459403896E-4,2.5693730729702E-3,1.0277492291880801E-3,2.5693730729702E-3,1.0277492291880801E-3,2.0554984583761602E-3,2.5693730729702E-3,3.0832476875642298E-3,2.0554984583761602E-3,2.0554984583761602E-3,1.5416238437821199E-3,1.5416238437821199E-3,2.0554984583761602E-3,0,1.0277492291880801E-3,0,1.0277492291880801E-3,1.5416238437821199E-3,1.0277492291880801E-3,1.0277492291880801E-3,1.5416238437821199E-3,4.6248715313463497E-3]
[null,0.53,0,0,0,0,0,0,0,0,0,0,0,0,0,0,0,0,0,0,0,0,0,0,5.4083288263926505E-4,0,5.4083288263926505E-4,1.6224986479177899E-3,0,5.4083288263926505E-4,2.1633315305570602E-3,2.1633315305570602E-3,2.7041644131963198E-3,1.6224986479177899E-3,2.7041644131963198E-3,5.4083288263926397E-3,2.7041644131963198E-3,3.7858301784748499E-3,4.3266630611141204E-3,5.4083288263926397E-3,4.3266630611141204E-3,4.3266630611141204E-3,7.5716603569496999E-3,8.1124932395889703E-3,7.5716603569496999E-3,9.1941590048675009E-3,1.46024878312601E-2,1.8929150892374302E-2,2.0551649540292E-2,2.4337479718766899E-2,3.4072471606273698E-2,4.4889129259058899E-2,6.9767441860465101E-2,0.106544077879935,0.15954570037858301,0.101676581936182,5.1379123850730103E-2,5.1379123850730103E-2,2.5959978366684702E-2,2.32558139534884E-2,2.6500811249324002E-2,1.6224986479177899E-2,1.1898323418063799E-2,5.4083288263926397E-3,8.1124932395889703E-3,1.0275824770146E-2,8.6533261222282304E-3,7.0308274743104398E-3,3.7858301784748499E-3,3.2449972958355899E-3,3.2449972958355899E-3,2.7041644131963198E-3,2.1633315305570602E-3,2.7041644131963198E-3,4.3266630611141204E-3,3.2449972958355899E-3,2.7041644131963198E-3,5.4083288263926397E-3,4.8674959437533796E-3,2.7041644131963198E-3,3.7858301784748499E-3,2.1633315305570602E-3,1.6224986479177899E-3,2.7041644131963198E-3,2.7041644131963198E-3,4.3266630611141204E-3,2.7041644131963198E-3,2.1633315305570602E-3,2.1633315305570602E-3,1.6224986479177899E-3,1.0816657652785301E-3,1.6224986479177899E-3,2.1633315305570602E-3,1.6224986479177899E-3,0,5.4083288263926505E-4,0,5.4083288263926505E-4,1.0816657652785301E-3,5.4083288263926505E-4,1.0816657652785301E-3,5.4083288263926505E-4,3.7858301784748499E-3]
[null,0.54,0,0,0,0,0,0,0,0,0,0,0,0,0,0,0,0,0,0,5.6689342403628098E-4,5.6689342403628098E-4,0,1.13378684807256E-3,0,5.6689342403628098E-4,5.6689342403628098E-4,1.70068027210884E-3,1.13378684807256E-3,1.13378684807256E-3,0,0,3.40136054421769E-3,2.26757369614512E-3,3.40136054421769E-3,2.8344671201814102E-3,2.26757369614512E-3,6.8027210884353704E-3,2.8344671201814102E-3,3.9682539682539698E-3,3.40136054421769E-3,7.3696145124716598E-3,3.9682539682539698E-3,7.9365079365079395E-3,6.8027210884353704E-3,7.9365079365079395E-3,1.02040816326531E-2,1.7006802721088399E-2,1.30385487528345E-2,2.1541950113378699E-2,1.8140589569161002E-2,3.5714285714285698E-2,5.8956916099773202E-2,7.3696145124716506E-2,9.5804988662131496E-2,0.122448979591837,9.7505668934240397E-2,6.9160997732426302E-2,3.8548752834467098E-2,3.0045351473922899E-2,2.60770975056689E-2,2.1541950113378699E-2,2.04081632653061E-2,1.4172335600907001E-2,6.2358276643990898E-3,1.24716553287982E-2,6.2358276643990898E-3,3.9682539682539698E-3,5.1020408163265302E-3,7.3696145124716598E-3,7.3696145124716598E-3,4.5351473922902504E-3,6.8027210884353704E-3,5.1020408163265302E-3,3.40136054421769E-3,3.9682539682539698E-3,2.26757369614512E-3,2.8344671201814102E-3,3.40136054421769E-3,2.26757369614512E-3,3.9682539682539698E-3,1.70068027210884E-3,3.9682539682539698E-3,2.26757369614512E-3,3.40136054421769E-3,2.26757369614512E-3,2.26757369614512E-3,4.5351473922902504E-3,2.26757369614512E-3,3.40136054421769E-3,4.5351473922902504E-3,2.26757369614512E-3,1.70068027210884E-3,1.70068027210884E-3,3.9682539682539698E-3,2.8344671201814102E-3,1.70068027210884E-3,1.13378684807256E-3,2.26757369614512E-3,1.70068027210884E-3,0,1.13378684807256E-3,5.1020408163265302E-3]
[null,0.55000000000000004,0,0,0,0,0,0,0,0,0,0,0,0,0,0,0,0,0,0,0,0,0,0,1.7846519928613901E-3,1.7846519928613901E-3,0,0,1.18976799524093E-3,1.18976799524093E-3,1.18976799524093E-3,2.3795359904818601E-3,5.9488399762046404E-4,2.9744199881023199E-3,1.7846519928613901E-3,1.18976799524093E-3,2.3795359904818601E-3,2.3795359904818601E-3,2.9744199881023199E-3,4.1641879833432503E-3,2.3795359904818601E-3,5.3539559785841804E-3,5.3539559785841804E-3,5.3539559785841804E-3,7.1386079714455698E-3,5.3539559785841804E-3,8.3283759666865007E-3,9.5181439619274194E-3,1.54669839381321E-2,1.42772159428911E-2,2.3795359904818601E-2,2.4985127900059498E-2,3.9262343842950603E-2,5.5324211778703197E-2,7.3170731707317097E-2,0.101130279595479,0.139202855443189,0.100535395597858,5.7703747769185E-2,4.2831647828673401E-2,3.2718619869125498E-2,2.1415823914336701E-2,1.30874479476502E-2,1.2492563950029701E-2,1.42772159428911E-2,1.18976799524093E-2,1.0707911957168401E-2,7.1386079714455698E-3,1.01130279595479E-2,4.1641879833432503E-3,5.3539559785841804E-3,4.7590719809637097E-3,1.18976799524093E-3,5.3539559785841804E-3,5.9488399762046397E-3,6.5437239738251E-3,1.7846519928613901E-3,5.3539559785841804E-3,2.3795359904818601E-3,3.5693039857227801E-3,3.5693039857227801E-3,1.7846519928613901E-3,1.7846519928613901E-3,2.9744199881023199E-3,4.7590719809637097E-3,0,3.5693039857227801E-3,2.9744199881023199E-3,5.9488399762046404E-4,2.3795359904818601E-3,3.5693039857227801E-3,3.5693039857227801E-3,2.9744199881023199E-3,1.7846519928613901E-3,2.9744199881023199E-3,1.18976799524093E-3,1.7846519928613901E-3,5.9488399762046404E-4,1.7846519928613901E-3,1.18976799524093E-3,5.9488399762046404E-4,1.18976799524093E-3,7.73349196906603E-3]
[null,0.56000000000000005,0,0,0,0,0,0,0,0,0,0,0,0,0,0,0,0,0,0,0,0,0,0,0,6.0496067755595902E-4,0,6.0496067755595902E-4,1.20992135511192E-3,6.0496067755595902E-4,1.81488203266788E-3,1.20992135511192E-3,1.81488203266788E-3,1.20992135511192E-3,6.0496067755595902E-4,4.2347247428917104E-3,2.41984271022384E-3,2.41984271022384E-3,4.8396854204476704E-3,3.02480338777979E-3,4.8396854204476704E-3,6.0496067755595904E-3,4.2347247428917104E-3,7.8644888082274704E-3,5.4446460980036304E-3,9.6793708408953408E-3,9.6793708408953408E-3,7.2595281306715104E-3,1.1494252873563199E-2,1.27041742286751E-2,2.1778584392014501E-2,2.2988505747126398E-2,2.6013309134906199E-2,3.2062915910465797E-2,5.0816696914700497E-2,7.0780399274047195E-2,0.101028433151845,0.115547489413188,9.1954022988505704E-2,6.3520871143375707E-2,4.3557168784029002E-2,3.2062915910465797E-2,1.9963702359346601E-2,1.69388989715668E-2,1.9963702359346601E-2,1.4519056261343E-2,7.8644888082274704E-3,9.07441016333938E-3,1.1494252873563199E-2,8.4694494857834209E-3,5.4446460980036304E-3,4.2347247428917104E-3,3.02480338777979E-3,6.6545674531155504E-3,5.4446460980036304E-3,6.0496067755595904E-3,3.02480338777979E-3,3.02480338777979E-3,3.02480338777979E-3,4.8396854204476704E-3,4.2347247428917104E-3,4.8396854204476704E-3,5.4446460980036304E-3,3.62976406533575E-3,4.2347247428917104E-3,1.20992135511192E-3,1.20992135511192E-3,6.6545674531155504E-3,3.02480338777979E-3,4.2347247428917104E-3,2.41984271022384E-3,4.2347247428917104E-3,2.41984271022384E-3,1.81488203266788E-3,2.41984271022384E-3,1.20992135511192E-3,1.20992135511192E-3,3.02480338777979E-3,1.20992135511192E-3,6.0496067755595902E-4,2.41984271022384E-3,1.81488203266788E-3,5.4446460980036304E-3]
[null,0.56999999999999995,0,0,0,0,0,0,0,0,0,0,0,0,0,0,0,0,0,0,0,0,0,0,1.2610340479192899E-3,0,0,1.2610340479192899E-3,1.2610340479192899E-3,1.2610340479192899E-3,3.1525851197982302E-3,1.8915510718789401E-3,6.3051702395964702E-4,6.3051702395964702E-4,1.8915510718789401E-3,1.2610340479192899E-3,2.5220680958385898E-3,1.8915510718789401E-3,2.5220680958385898E-3,3.1525851197982302E-3,4.4136191677175297E-3,6.30517023959647E-3,1.19798234552333E-2,1.0088272383354401E-2,7.5662042875157603E-3,6.30517023959647E-3,6.9356872635561199E-3,8.1967213114754103E-3,1.0718789407314E-2,9.4577553593946997E-3,1.38713745271122E-2,1.7023959646910499E-2,2.2698612862547301E-2,2.77427490542245E-2,3.7831021437578799E-2,5.1071878940731397E-2,6.9987389659520796E-2,9.5838587641866299E-2,0.102774274905422,8.7641866330390894E-2,6.2421185372005E-2,4.0983606557376998E-2,3.1525851197982298E-2,2.33291298865069E-2,2.33291298865069E-2,1.4501891551071899E-2,1.19798234552333E-2,1.38713745271122E-2,9.4577553593946997E-3,7.5662042875157603E-3,5.67465321563682E-3,1.0718789407314E-2,7.5662042875157603E-3,8.1967213114754103E-3,6.30517023959647E-3,8.8272383354350593E-3,2.5220680958385898E-3,5.0441361916771796E-3,6.9356872635561199E-3,1.2610340479192899E-3,5.0441361916771796E-3,6.3051702395964702E-4,5.0441361916771796E-3,1.8915510718789401E-3,1.8915510718789401E-3,3.1525851197982302E-3,2.5220680958385898E-3,5.67465321563682E-3,6.3051702395964702E-4,1.8915510718789401E-3,3.7831021437578802E-3,2.5220680958385898E-3,3.1525851197982302E-3,1.8915510718789401E-3,3.1525851197982302E-3,1.8915510718789401E-3,2.5220680958385898E-3,1.2610340479192899E-3,3.1525851197982302E-3,1.2610340479192899E-3,6.3051702395964702E-4,1.2610340479192899E-3,1.0088272383354401E-2]
[null,0.57999999999999996,0,0,0,0,0,0,0,0,0,0,0,0,0,0,0,0,0,0,0,0,0,6.265664160401E-4,6.265664160401E-4,0,0,1.2531328320802E-3,1.2531328320802E-3,0,6.265664160401E-4,1.8796992481203E-3,2.5062656641604E-3,1.8796992481203E-3,3.1328320802005002E-3,1.8796992481203E-3,1.8796992481203E-3,3.1328320802005002E-3,2.5062656641604E-3,2.5062656641604E-3,1.8796992481203E-3,5.6390977443609002E-3,3.1328320802005002E-3,6.2656641604010004E-3,8.1453634085212993E-3,7.5187969924812E-3,5.0125313283208E-3,1.37844611528822E-2,9.3984962406014998E-3,8.1453634085212993E-3,1.1904761904761901E-2,1.2531328320802001E-2,1.2531328320802001E-2,2.13032581453634E-2,2.88220551378446E-2,3.3208020050125298E-2,5.0751879699248097E-2,6.2030075187969901E-2,8.9598997493734303E-2,0.12531328320801999,9.0225563909774403E-2,5.8270676691729299E-2,5.0751879699248097E-2,3.07017543859649E-2,2.2556390977443601E-2,2.00501253132832E-2,1.8170426065162899E-2,1.06516290726817E-2,8.7719298245613996E-3,1.44110275689223E-2,8.1453634085212993E-3,9.3984962406014998E-3,8.7719298245613996E-3,5.0125313283208E-3,6.2656641604010004E-3,3.7593984962406E-3,5.0125313283208E-3,5.6390977443609002E-3,1.8796992481203E-3,5.6390977443609002E-3,4.3859649122806998E-3,3.7593984962406E-3,3.1328320802005002E-3,6.2656641604010004E-3,2.5062656641604E-3,4.3859649122806998E-3,4.3859649122806998E-3,4.3859649122806998E-3,1.2531328320802E-3,3.1328320802005002E-3,2.5062656641604E-3,6.265664160401E-4,4.3859649122806998E-3,1.2531328320802E-3,1.2531328320802E-3,3.7593984962406E-3,1.8796992481203E-3,0,1.8796992481203E-3,0,2.5062656641604E-3,1.2531328320802E-3,1.44110275689223E-2]
[null,0.59,0,0,0,0,0,0,0,0,0,0,0,0,0,0,0,0,0,0,0,0,0,0,0,1.2594458438287201E-3,0,6.2972292191435799E-4,0,1.2594458438287201E-3,6.2972292191435799E-4,1.88916876574307E-3,2.5188916876574298E-3,1.88916876574307E-3,1.2594458438287201E-3,6.2972292191435799E-4,1.88916876574307E-3,3.1486146095717898E-3,3.1486146095717898E-3,2.5188916876574298E-3,5.0377833753148596E-3,3.7783375314861499E-3,4.4080604534005004E-3,3.7783375314861499E-3,5.6675062972292196E-3,3.7783375314861499E-3,6.2972292191435797E-3,6.9269521410579302E-3,8.1863979848866494E-3,9.4458438287153695E-3,9.4458438287153695E-3,1.00755667506297E-2,1.1335012594458399E-2,2.0780856423173798E-2,1.82619647355164E-2,2.6448362720403001E-2,4.2191435768262002E-2,4.1561712846347597E-2,6.8010075566750594E-2,0.105793450881612,0.11775818639798501,8.3123425692695194E-2,7.1788413098236803E-2,4.59697732997481E-2,2.89672544080605E-2,2.0780856423173798E-2,1.82619647355164E-2,1.07052896725441E-2,1.00755667506297E-2,1.00755667506297E-2,1.1964735516372799E-2,7.5566750629722903E-3,6.9269521410579302E-3,8.8161209068010095E-3,6.9269521410579302E-3,6.9269521410579302E-3,5.6675062972292196E-3,5.0377833753148596E-3,5.6675062972292196E-3,5.6675062972292196E-3,6.2972292191435799E-4,3.7783375314861499E-3,5.0377833753148596E-3,5.6675062972292196E-3,1.88916876574307E-3,4.4080604534005004E-3,5.0377833753148596E-3,3.1486146095717898E-3,4.4080604534005004E-3,3.7783375314861499E-3,3.1486146095717898E-3,3.1486146095717898E-3,3.1486146095717898E-3,1.2594458438287201E-3,1.2594458438287201E-3,3.1486146095717898E-3,2.5188916876574298E-3,1.2594458438287201E-3,6.2972292191435799E-4,2.5188916876574298E-3,3.7783375314861499E-3,6.2972292191435799E-4,1.32241813602015E-2]
[null,0.6,0,0,0,0,0,0,0,0,0,0,0,0,0,0,0,0,0,0,6.5963060686015796E-4,0,6.5963060686015796E-4,6.5963060686015796E-4,6.5963060686015796E-4,0,0,1.31926121372032E-3,1.31926121372032E-3,1.31926121372032E-3,1.31926121372032E-3,1.9788918205804799E-3,1.31926121372032E-3,6.5963060686015796E-4,6.5963060686015796E-4,1.9788918205804799E-3,2.6385224274406301E-3,1.9788918205804799E-3,2.6385224274406301E-3,1.9788918205804799E-3,4.61741424802111E-3,3.2981530343007899E-3,4.61741424802111E-3,3.2981530343007899E-3,5.93667546174142E-3,5.2770448548812698E-3,4.61741424802111E-3,7.9155672823219003E-3,4.61741424802111E-3,5.93667546174142E-3,7.2559366754617396E-3,1.2532981530343001E-2,1.18733509234828E-2,1.18733509234828E-2,2.3087071240105499E-2,2.3087071240105499E-2,2.5065963060686001E-2,3.6939313984168901E-2,5.1451187335092297E-2,6.5303430079155705E-2,0.108179419525066,9.8944591029023699E-2,6.9920844327176795E-2,5.8047493403693903E-2,4.8153034300791597E-2,2.7044854881266501E-2,2.3087071240105499E-2,1.6490765171503999E-2,1.51715039577836E-2,1.9788918205804799E-2,9.2348284960422199E-3,1.6490765171503999E-2,1.38522427440633E-2,5.2770448548812698E-3,6.5963060686015798E-3,7.9155672823219003E-3,5.2770448548812698E-3,3.9577836411609502E-3,9.8944591029023806E-3,1.31926121372032E-3,3.2981530343007899E-3,3.9577836411609502E-3,5.2770448548812698E-3,5.93667546174142E-3,3.2981530343007899E-3,3.2981530343007899E-3,5.93667546174142E-3,4.61741424802111E-3,2.6385224274406301E-3,5.2770448548812698E-3,4.61741424802111E-3,3.9577836411609502E-3,3.9577836411609502E-3,3.9577836411609502E-3,1.9788918205804799E-3,1.9788918205804799E-3,1.9788918205804799E-3,6.5963060686015796E-4,3.2981530343007899E-3,0,1.9788918205804799E-3,2.6385224274406301E-3,1.8469656992084402E-2]
[null,0.61,0,0,0,0,0,0,0,0,0,0,0,0,0,0,0,0,0,0,1.38504155124654E-3,0,6.9252077562326902E-4,0,6.9252077562326902E-4,0,0,6.9252077562326902E-4,6.9252077562326902E-4,1.38504155124654E-3,6.9252077562326902E-4,1.38504155124654E-3,1.38504155124654E-3,2.0775623268698101E-3,3.4626038781163399E-3,2.0775623268698101E-3,2.0775623268698101E-3,2.77008310249307E-3,2.0775623268698101E-3,2.77008310249307E-3,2.77008310249307E-3,1.38504155124654E-3,5.5401662049861496E-3,3.4626038781163399E-3,4.8476454293628797E-3,3.4626038781163399E-3,5.5401662049861496E-3,8.3102493074792196E-3,7.6177285318559601E-3,9.0027700831024904E-3,1.7313019390581701E-2,1.1772853185595599E-2,1.1772853185595599E-2,1.0387811634349001E-2,9.6952908587257594E-3,1.6620498614958502E-2,2.0083102493074802E-2,2.2160664819944598E-2,3.4626038781163403E-2,4.8476454293628797E-2,7.0637119113573399E-2,9.7645429362880898E-2,9.9030470914127394E-2,8.3795013850415503E-2,6.3019390581717405E-2,4.57063711911357E-2,2.8393351800553999E-2,2.2853185595567899E-2,2.4238227146814399E-2,1.8005540166205002E-2,1.7313019390581701E-2,8.3102493074792196E-3,1.3157894736842099E-2,9.6952908587257594E-3,1.1080332409972299E-2,4.1551246537396098E-3,2.77008310249307E-3,9.0027700831024904E-3,5.5401662049861496E-3,6.2326869806094204E-3,6.9252077562326902E-3,6.2326869806094204E-3,1.38504155124654E-3,3.4626038781163399E-3,2.0775623268698101E-3,3.4626038781163399E-3,2.77008310249307E-3,7.6177285318559601E-3,2.0775623268698101E-3,3.4626038781163399E-3,5.5401662049861496E-3,2.77008310249307E-3,2.77008310249307E-3,2.0775623268698101E-3,6.9252077562326902E-4,6.9252077562326902E-4,2.0775623268698101E-3,2.77008310249307E-3,0,3.4626038781163399E-3,1.38504155124654E-3,3.4626038781163399E-3,1.1080332409972299E-2]
[null,0.62,0,0,0,0,0,0,0,0,0,0,0,0,0,0,0,0,0,0,0,7.1581961345740903E-4,7.1581961345740903E-4,7.1581961345740903E-4,7.1581961345740903E-4,7.1581961345740903E-4,7.1581961345740903E-4,0,7.1581961345740903E-4,2.86327845382963E-3,2.1474588403722298E-3,0,7.1581961345740903E-4,1.43163922691482E-3,2.86327845382963E-3,0,1.43163922691482E-3,2.86327845382963E-3,4.2949176807444501E-3,5.7265569076592696E-3,2.1474588403722298E-3,5.0107372942018603E-3,2.86327845382963E-3,3.5790980672870398E-3,3.5790980672870398E-3,6.4423765211166798E-3,5.7265569076592696E-3,5.0107372942018603E-3,6.4423765211166798E-3,7.1581961345740901E-3,7.8740157480314994E-3,7.8740157480314994E-3,1.21689334287759E-2,1.4316392269148199E-2,7.1581961345740901E-3,2.21904080171797E-2,1.50322118826056E-2,2.21904080171797E-2,3.5075161059413003E-2,3.22118826055834E-2,3.9370078740157501E-2,6.44237652111668E-2,8.2319255547601999E-2,9.66356478167502E-2,9.16249105225483E-2,5.6549749463135297E-2,4.4380816034359297E-2,3.5075161059413003E-2,1.7895490336435199E-2,1.50322118826056E-2,1.5748031496062999E-2,1.71796707229778E-2,1.36005726556908E-2,1.00214745884037E-2,1.00214745884037E-2,7.8740157480314994E-3,9.3056549749463095E-3,3.5790980672870398E-3,5.7265569076592696E-3,2.86327845382963E-3,7.1581961345740901E-3,6.4423765211166798E-3,5.0107372942018603E-3,5.0107372942018603E-3,6.4423765211166798E-3,5.0107372942018603E-3,5.7265569076592696E-3,6.4423765211166798E-3,2.86327845382963E-3,6.4423765211166798E-3,5.0107372942018603E-3,1.43163922691482E-3,2.86327845382963E-3,2.1474588403722298E-3,5.0107372942018603E-3,3.5790980672870398E-3,5.0107372942018603E-3,4.2949176807444501E-3,2.1474588403722298E-3,2.1474588403722298E-3,2.86327845382963E-3,1.43163922691482E-3,1.28847530422334E-2]
[null,0.63,0,0,0,0,0,0,0,0,0,0,0,0,0,0,0,0,0,6.8119891008174395E-4,0,0,0,6.8119891008174395E-4,1.3623978201634901E-3,0,6.8119891008174395E-4,0,1.3623978201634901E-3,0,6.8119891008174395E-4,6.8119891008174395E-4,2.7247956403269801E-3,2.7247956403269801E-3,1.3623978201634901E-3,1.3623978201634901E-3,2.0435967302452301E-3,5.4495912806539499E-3,2.0435967302452301E-3,2.7247956403269801E-3,2.7247956403269801E-3,0,4.0871934604904602E-3,2.7247956403269801E-3,5.4495912806539499E-3,3.4059945504087202E-3,5.4495912806539499E-3,6.1307901907357003E-3,4.7683923705722098E-3,1.02179836512262E-2,6.8119891008174404E-3,3.4059945504087202E-3,6.8119891008174404E-3,8.8555858310626692E-3,8.1743869209809292E-3,1.02179836512262E-2,1.7029972752043598E-2,2.31607629427793E-2,1.5667574931880101E-2,2.5885558583106299E-2,2.17983651226158E-2,4.9046321525885603E-2,6.5395095367847406E-2,8.3787465940054498E-2,0.112397820163488,8.3787465940054498E-2,5.3133514986376001E-2,5.1089918256130802E-2,3.6784741144414199E-2,1.97547683923706E-2,1.63487738419619E-2,2.3841961852860999E-2,1.8392370572207099E-2,6.1307901907357003E-3,1.08991825613079E-2,9.5367847411444093E-3,5.4495912806539499E-3,1.08991825613079E-2,6.1307901907357003E-3,6.8119891008174404E-3,8.1743869209809292E-3,8.8555858310626692E-3,5.4495912806539499E-3,3.4059945504087202E-3,6.1307901907357003E-3,6.1307901907357003E-3,4.7683923705722098E-3,6.8119891008174404E-3,6.8119891008174404E-3,4.0871934604904602E-3,2.0435967302452301E-3,3.4059945504087202E-3,3.4059945504087202E-3,2.0435967302452301E-3,4.7683923705722098E-3,4.0871934604904602E-3,6.8119891008174395E-4,3.4059945504087202E-3,3.4059945504087202E-3,1.3623978201634901E-3,2.7247956403269801E-3,2.0435967302452301E-3,1.7029972752043598E-2]
[null,0.64,0,0,0,0,0,0,0,0,0,0,0,0,0,0,0,0,0,0,1.36612021857923E-3,0,0,0,1.36612021857923E-3,0,6.8306010928961705E-4,1.36612021857923E-3,1.36612021857923E-3,0,1.36612021857923E-3,6.8306010928961705E-4,1.36612021857923E-3,6.8306010928961705E-4,2.7322404371584699E-3,1.36612021857923E-3,4.0983606557377103E-3,1.36612021857923E-3,3.4153005464480899E-3,1.36612021857923E-3,2.7322404371584699E-3,3.4153005464480899E-3,3.4153005464480899E-3,7.5136612021857903E-3,2.7322404371584699E-3,6.8306010928961703E-3,9.5628415300546502E-3,6.8306010928961703E-3,8.8797814207650302E-3,6.8306010928961703E-3,3.4153005464480899E-3,6.1475409836065599E-3,6.1475409836065599E-3,7.5136612021857903E-3,8.8797814207650302E-3,1.0928961748633901E-2,1.7076502732240401E-2,1.16120218579235E-2,1.29781420765027E-2,2.2540983606557399E-2,3.0054644808743199E-2,3.3469945355191301E-2,3.8934426229508198E-2,6.2158469945355198E-2,9.0846994535519102E-2,0.109972677595628,7.9918032786885307E-2,5.87431693989071E-2,4.3032786885245901E-2,2.5273224043715799E-2,2.7322404371584699E-2,1.9808743169398901E-2,1.3661202185792301E-2,7.5136612021857903E-3,9.5628415300546502E-3,8.1967213114754103E-3,1.16120218579235E-2,1.0928961748633901E-2,9.5628415300546502E-3,8.8797814207650302E-3,4.7814207650273199E-3,8.1967213114754103E-3,1.0928961748633901E-2,6.1475409836065599E-3,6.1475409836065599E-3,4.7814207650273199E-3,5.4644808743169399E-3,4.0983606557377103E-3,3.4153005464480899E-3,1.36612021857923E-3,4.7814207650273199E-3,4.7814207650273199E-3,4.0983606557377103E-3,4.7814207650273199E-3,2.7322404371584699E-3,4.7814207650273199E-3,3.4153005464480899E-3,2.7322404371584699E-3,4.7814207650273199E-3,1.36612021857923E-3,6.8306010928961705E-4,2.04918032786885E-3,1.3661202185792301E-2]
[null,0.65,0,0,0,0,0,0,0,0,0,0,0,0,0,0,0,0,0,7.3909830007391005E-4,0,0,0,7.3909830007391005E-4,0,0,0,0,2.9563932002956402E-3,1.4781966001478201E-3,1.4781966001478201E-3,7.3909830007391005E-4,1.4781966001478201E-3,2.9563932002956402E-3,7.3909830007391005E-4,1.4781966001478201E-3,3.69549150036955E-3,1.4781966001478201E-3,2.9563932002956402E-3,2.2172949002217299E-3,2.2172949002217299E-3,3.69549150036955E-3,1.4781966001478201E-3,2.2172949002217299E-3,5.1736881005173697E-3,5.1736881005173697E-3,1.4781966001478201E-3,7.3909830007391E-3,6.6518847006651902E-3,1.1825572801182601E-2,5.9127864005912804E-3,1.3303769401330399E-2,5.9127864005912804E-3,8.1300813008130107E-3,6.6518847006651902E-3,1.47819660014782E-2,1.1825572801182601E-2,1.40428677014043E-2,9.6082779009608304E-3,1.9955654101995599E-2,2.88248337028825E-2,2.6607538802660799E-2,2.80857354028086E-2,3.1781226903178098E-2,6.2084257206208401E-2,8.6474501108647406E-2,0.107908351810791,7.2431633407243207E-2,7.3170731707317097E-2,4.3606799704360703E-2,3.1042128603104201E-2,2.14338507021434E-2,1.2564671101256499E-2,1.2564671101256499E-2,1.0347376201034699E-2,1.8477457501847701E-2,1.10864745011086E-2,1.1825572801182601E-2,7.3909830007391E-3,6.6518847006651902E-3,3.69549150036955E-3,5.1736881005173697E-3,2.9563932002956402E-3,8.1300813008130107E-3,8.8691796008869197E-3,5.9127864005912804E-3,6.6518847006651902E-3,4.4345898004434598E-3,2.9563932002956402E-3,4.4345898004434598E-3,3.69549150036955E-3,4.4345898004434598E-3,4.4345898004434598E-3,2.9563932002956402E-3,2.2172949002217299E-3,4.4345898004434598E-3,5.1736881005173697E-3,2.9563932002956402E-3,2.2172949002217299E-3,3.69549150036955E-3,2.2172949002217299E-3,2.2172949002217299E-3,1.9216555801921699E-2]
[null,0.66,0,0,0,0,0,0,0,0,0,0,0,0,0,0,0,0,0,0,0,0,0,0,0,7.2833211944646795E-4,7.2833211944646795E-4,0,7.2833211944646795E-4,2.1849963583394001E-3,3.6416605972323401E-3,1.45666423889294E-3,1.45666423889294E-3,2.9133284777858701E-3,2.1849963583394001E-3,1.45666423889294E-3,7.2833211944646795E-4,1.45666423889294E-3,2.9133284777858701E-3,0,2.9133284777858701E-3,2.9133284777858701E-3,5.0983248361252701E-3,8.7399854333576107E-3,3.6416605972323401E-3,2.1849963583394001E-3,3.6416605972323401E-3,5.8266569555717402E-3,2.9133284777858701E-3,5.0983248361252701E-3,2.9133284777858701E-3,8.0116533139111407E-3,6.5549890750182102E-3,8.7399854333576107E-3,8.0116533139111407E-3,7.2833211944646802E-3,5.8266569555717402E-3,8.7399854333576107E-3,8.0116533139111407E-3,1.31099781500364E-2,1.82083029861617E-2,2.4763292061179901E-2,3.0589949016751598E-2,3.64166059723234E-2,4.5884923525127498E-2,6.4093226511289195E-2,8.1573197378004406E-2,0.112163146394756,8.3029861616897294E-2,5.8994901675163899E-2,3.8601602330662801E-2,3.5688273852876901E-2,2.0393299344501101E-2,1.6751638747268802E-2,1.6023306627822299E-2,1.31099781500364E-2,9.4683175528040807E-3,1.6023306627822299E-2,7.2833211944646802E-3,8.7399854333576107E-3,1.1653313911143499E-2,5.8266569555717402E-3,1.1653313911143499E-2,7.2833211944646802E-3,5.8266569555717402E-3,2.9133284777858701E-3,3.6416605972323401E-3,5.8266569555717402E-3,5.0983248361252701E-3,4.3699927166788097E-3,4.3699927166788097E-3,4.3699927166788097E-3,4.3699927166788097E-3,5.0983248361252701E-3,2.9133284777858701E-3,3.6416605972323401E-3,4.3699927166788097E-3,2.9133284777858701E-3,2.1849963583394001E-3,2.9133284777858701E-3,2.9133284777858701E-3,7.2833211944646795E-4,1.45666423889294E-2]
[null,0.67,0,0,0,0,0,0,0,0,0,0,0,0,0,0,0,0,0,0,0,0,0,7.0521861777150905E-4,0,7.0521861777150905E-4,0,7.0521861777150905E-4,0,0,0,1.41043723554302E-3,1.41043723554302E-3,2.8208744710860401E-3,7.0521861777150905E-4,2.1156558533145299E-3,7.0521861777150905E-4,3.5260930888575499E-3,7.0521861777150905E-4,2.1156558533145299E-3,1.41043723554302E-3,4.2313117066290597E-3,1.41043723554302E-3,3.5260930888575499E-3,2.8208744710860401E-3,2.1156558533145299E-3,3.5260930888575499E-3,2.1156558533145299E-3,7.0521861777150903E-3,2.8208744710860401E-3,6.3469675599435796E-3,9.1678420310296205E-3,8.4626234132581107E-3,7.7574047954866001E-3,5.6417489421720698E-3,1.05782792665726E-2,1.12834978843441E-2,9.1678420310296205E-3,1.55148095909732E-2,1.41043723554302E-2,1.2693935119887201E-2,2.3977433004231299E-2,1.9040902679830701E-2,3.2440056417489399E-2,3.8787023977432999E-2,3.9492242595204501E-2,5.2891396332863203E-2,8.6741889985895604E-2,0.11212976022567001,7.4753173483779994E-2,5.7827926657263801E-2,4.8660084626234099E-2,3.5966149506347002E-2,2.1861777150916799E-2,1.6925246826516201E-2,1.6925246826516201E-2,1.05782792665726E-2,1.05782792665726E-2,7.0521861777150903E-3,6.3469675599435796E-3,4.93653032440056E-3,7.0521861777150903E-3,7.7574047954866001E-3,7.7574047954866001E-3,6.3469675599435796E-3,9.1678420310296205E-3,5.6417489421720698E-3,5.6417489421720698E-3,2.8208744710860401E-3,4.93653032440056E-3,7.7574047954866001E-3,4.93653032440056E-3,4.2313117066290597E-3,7.0521861777150903E-3,3.5260930888575499E-3,5.6417489421720698E-3,4.93653032440056E-3,2.8208744710860401E-3,3.5260930888575499E-3,2.8208744710860401E-3,2.8208744710860401E-3,1.41043723554302E-3,1.41043723554302E-2]
[null,0.68,0,0,0,0,0,0,0,0,0,0,0,0,0,0,0,0,7.4682598954443598E-4,0,0,0,7.4682598954443598E-4,0,7.4682598954443598E-4,0,7.4682598954443598E-4,2.2404779686333101E-3,0,0,0,2.98730395817774E-3,7.4682598954443598E-4,2.2404779686333101E-3,2.98730395817774E-3,0,2.98730395817774E-3,1.49365197908887E-3,1.49365197908887E-3,2.98730395817774E-3,1.49365197908887E-3,3.7341299477221799E-3,2.2404779686333101E-3,4.4809559372666202E-3,2.98730395817774E-3,2.2404779686333101E-3,3.7341299477221799E-3,5.2277819268110497E-3,3.7341299477221799E-3,5.9746079163554896E-3,3.7341299477221799E-3,7.4682598954443598E-3,8.2150858849887997E-3,6.7214339058999303E-3,3.7341299477221799E-3,6.7214339058999303E-3,8.96191187453323E-3,1.3442867811799901E-2,7.4682598954443598E-3,9.7087378640776708E-3,1.94174757281553E-2,2.0164301717699801E-2,1.6430171769977599E-2,2.0911127707244199E-2,2.9126213592233E-2,2.8379387602688599E-2,4.0328603435399603E-2,6.6467513069454795E-2,7.3188946975354705E-2,0.104555638536221,7.0948469006721401E-2,6.6467513069454795E-2,3.4353995519044098E-2,4.4809559372666202E-2,1.94174757281553E-2,1.4936519790888701E-2,1.3442867811799901E-2,9.7087378640776708E-3,7.4682598954443598E-3,1.3442867811799901E-2,1.2696041822255401E-2,1.0455563853622099E-2,5.9746079163554896E-3,7.4682598954443598E-3,1.0455563853622099E-2,2.2404779686333101E-3,8.96191187453323E-3,6.7214339058999303E-3,5.2277819268110497E-3,8.2150858849887997E-3,8.2150858849887997E-3,2.2404779686333101E-3,4.4809559372666202E-3,3.7341299477221799E-3,8.96191187453323E-3,6.7214339058999303E-3,2.98730395817774E-3,2.98730395817774E-3,2.2404779686333101E-3,2.98730395817774E-3,3.7341299477221799E-3,3.7341299477221799E-3,1.94174757281553E-2]
[null,0.69,0,0,0,0,0,0,0,0,0,0,0,0,0,0,0,0,0,0,0,0,0,0,0,0,1.5243902439024399E-3,7.6219512195121997E-4,0,2.2865853658536601E-3,0,1.5243902439024399E-3,1.5243902439024399E-3,1.5243902439024399E-3,1.5243902439024399E-3,7.6219512195121997E-4,2.2865853658536601E-3,1.5243902439024399E-3,2.2865853658536601E-3,2.2865853658536601E-3,1.5243902439024399E-3,2.2865853658536601E-3,2.2865853658536601E-3,3.8109756097561001E-3,3.0487804878048799E-3,5.3353658536585396E-3,3.8109756097561001E-3,9.9085365853658503E-3,2.2865853658536601E-3,4.5731707317073203E-3,7.6219512195122002E-3,6.85975609756098E-3,1.5243902439024399E-3,1.06707317073171E-2,1.21951219512195E-2,2.2865853658536601E-3,1.5243902439024399E-3,1.21951219512195E-2,1.3719512195122E-2,8.3841463414634203E-3,1.29573170731707E-2,1.4481707317073199E-2,1.3719512195122E-2,2.2103658536585399E-2,1.9817073170731701E-2,3.125E-2,2.51524390243902E-2,3.8109756097561003E-2,6.0975609756097601E-2,8.2317073170731697E-2,0.104420731707317,7.2408536585365793E-2,5.6402439024390197E-2,4.0396341463414601E-2,2.3628048780487802E-2,2.59146341463415E-2,1.9054878048780501E-2,2.1341463414634099E-2,1.29573170731707E-2,1.1432926829268299E-2,1.3719512195122E-2,8.3841463414634203E-3,1.29573170731707E-2,8.3841463414634203E-3,9.9085365853658503E-3,9.1463414634146301E-3,9.9085365853658503E-3,6.0975609756097598E-3,6.0975609756097598E-3,6.85975609756098E-3,6.0975609756097598E-3,5.3353658536585396E-3,9.9085365853658503E-3,4.5731707317073203E-3,6.0975609756097598E-3,3.8109756097561001E-3,4.5731707317073203E-3,1.5243902439024399E-3,7.6219512195121997E-4,7.6219512195121997E-4,3.0487804878048799E-3,1.5243902439024399E-3,1.60060975609756E-2]
[null,0.7,0,0,0,0,0,0,0,0,0,0,0,0,0,0,0,0,0,0,0,0,0,7.3855243722304299E-4,0,0,7.3855243722304299E-4,2.21565731166913E-3,1.4771048744460901E-3,0,7.3855243722304299E-4,2.21565731166913E-3,7.3855243722304299E-4,7.3855243722304299E-4,1.4771048744460901E-3,2.9542097488921698E-3,3.6927621861152101E-3,1.4771048744460901E-3,2.21565731166913E-3,3.6927621861152101E-3,4.4313146233382599E-3,1.4771048744460901E-3,4.4313146233382599E-3,2.9542097488921698E-3,2.9542097488921698E-3,2.9542097488921698E-3,4.4313146233382599E-3,1.4771048744460901E-3,5.9084194977843396E-3,5.9084194977843396E-3,7.3855243722304297E-3,5.1698670605612998E-3,5.1698670605612998E-3,4.4313146233382599E-3,5.9084194977843396E-3,5.1698670605612998E-3,3.6927621861152101E-3,3.6927621861152101E-3,1.4771048744460899E-2,7.3855243722304297E-3,8.8626292466765094E-3,1.2555391432791701E-2,1.6248153618906899E-2,1.4771048744460899E-2,8.1240768094534704E-3,1.92023633677991E-2,3.3973412112260001E-2,3.7666174298375203E-2,4.5790251107828701E-2,5.4652880354505197E-2,6.9423929098965997E-2,9.0841949778434294E-2,9.23190546528804E-2,5.4652880354505197E-2,5.4652880354505197E-2,2.8064992614475599E-2,2.2895125553914299E-2,1.92023633677991E-2,1.4771048744460899E-2,1.6986706056130001E-2,1.10782865583456E-2,7.3855243722304297E-3,7.3855243722304297E-3,1.40324963072378E-2,8.8626292466765094E-3,7.3855243722304297E-3,8.8626292466765094E-3,7.3855243722304297E-3,8.8626292466765094E-3,6.6469719350073899E-3,5.9084194977843396E-3,7.3855243722304297E-3,2.9542097488921698E-3,5.1698670605612998E-3,3.6927621861152101E-3,4.4313146233382599E-3,4.4313146233382599E-3,6.6469719350073899E-3,2.9542097488921698E-3,2.9542097488921698E-3,2.9542097488921698E-3,2.21565731166913E-3,1.9940915805022202E-2]
[null,0.71,0,0,0,0,0,0,0,0,0,0,0,0,0,0,0,0,7.4128984432913299E-4,0,0,7.4128984432913299E-4,0,0,0,7.4128984432913299E-4,0,7.4128984432913299E-4,7.4128984432913299E-4,7.4128984432913299E-4,7.4128984432913299E-4,7.4128984432913299E-4,7.4128984432913299E-4,1.4825796886582701E-3,2.9651593773165302E-3,1.4825796886582701E-3,1.4825796886582701E-3,2.9651593773165302E-3,2.2238695329874002E-3,3.7064492216456598E-3,2.2238695329874002E-3,2.9651593773165302E-3,6.6716085989621896E-3,2.9651593773165302E-3,3.7064492216456598E-3,7.4128984432913299E-4,5.9303187546330604E-3,5.1890289103039304E-3,3.7064492216456598E-3,2.9651593773165302E-3,2.2238695329874002E-3,5.9303187546330604E-3,5.9303187546330604E-3,5.9303187546330604E-3,4.4477390659748003E-3,5.9303187546330604E-3,5.9303187546330604E-3,9.6367679762787307E-3,9.6367679762787307E-3,1.0378057820607901E-2,1.0378057820607901E-2,9.6367679762787307E-3,8.1541882876204601E-3,1.0378057820607901E-2,1.18606375092661E-2,1.5567086730911801E-2,2.37212750185322E-2,2.2238695329873999E-2,3.0392883617494398E-2,4.7442550037064497E-2,5.2631578947368397E-2,7.3387694588584101E-2,9.4143810229799896E-2,7.9318013343217197E-2,5.7079318013343198E-2,3.7805782060785803E-2,3.0392883617494398E-2,2.66864343958488E-2,2.5203854707190498E-2,2.2238695329873999E-2,1.85322461082283E-2,1.6308376575240899E-2,1.6308376575240899E-2,1.1119347664936999E-2,9.6367679762787307E-3,9.6367679762787307E-3,5.1890289103039304E-3,6.6716085989621896E-3,5.1890289103039304E-3,8.1541882876204601E-3,8.1541882876204601E-3,8.8954781319495902E-3,4.4477390659748003E-3,3.7064492216456598E-3,5.9303187546330604E-3,5.1890289103039304E-3,2.9651593773165302E-3,8.1541882876204601E-3,6.6716085989621896E-3,2.9651593773165302E-3,2.2238695329874002E-3,1.4825796886582701E-3,1.7790956263899201E-2]
[null,0.72,0,0,0,0,0,0,0,0,0,0,0,0,0,0,0,0,0,0,0,0,7.4019245003701002E-4,0,7.4019245003701002E-4,0,1.48038490007402E-3,7.4019245003701002E-4,0,7.4019245003701002E-4,7.4019245003701002E-4,1.48038490007402E-3,2.2205773501110301E-3,2.2205773501110301E-3,7.4019245003701002E-4,2.2205773501110301E-3,2.9607698001480401E-3,1.48038490007402E-3,2.2205773501110301E-3,4.4411547002220601E-3,2.9607698001480401E-3,3.7009622501850501E-3,1.48038490007402E-3,7.4019245003701002E-4,2.9607698001480401E-3,2.2205773501110301E-3,2.2205773501110301E-3,1.48038490007402E-3,7.4019245003701002E-3,4.4411547002220601E-3,3.7009622501850501E-3,8.1421169504071102E-3,5.9215396002960802E-3,5.9215396002960802E-3,5.9215396002960802E-3,2.9607698001480401E-3,5.1813471502590702E-3,1.03626943005181E-2,9.6225018504811303E-3,8.1421169504071102E-3,7.4019245003701002E-3,1.03626943005181E-2,5.9215396002960802E-3,1.11028867505551E-2,1.03626943005181E-2,1.18430792005922E-2,1.25832716506292E-2,1.55440414507772E-2,3.2568467801628399E-2,2.8127313101406402E-2,3.1828275351591398E-2,4.36713545521836E-2,8.21613619541081E-2,0.133974833456699,7.1058475203552907E-2,5.5514433752775698E-2,5.1073279052553697E-2,2.8127313101406402E-2,3.1828275351591398E-2,2.2945965951147299E-2,1.18430792005922E-2,1.7764618800888199E-2,1.18430792005922E-2,5.9215396002960802E-3,1.7024426350851201E-2,1.11028867505551E-2,1.4063656550703201E-2,1.25832716506292E-2,4.4411547002220601E-3,5.1813471502590702E-3,5.1813471502590702E-3,8.8823094004441203E-3,2.2205773501110301E-3,1.48038490007402E-3,8.1421169504071102E-3,4.4411547002220601E-3,2.9607698001480401E-3,7.4019245003701002E-4,2.2205773501110301E-3,8.8823094004441203E-3,2.2205773501110301E-3,2.2205773501110301E-3,1.99851961509993E-2]
[null,0.73,0,0,0,0,0,0,0,0,0,0,0,0,0,0,0,0,0,0,0,0,1.4869888475836401E-3,0,1.4869888475836401E-3,0,7.4349442379182198E-4,0,1.4869888475836401E-3,7.4349442379182198E-4,1.4869888475836401E-3,7.4349442379182198E-4,2.23048327137546E-3,0,1.4869888475836401E-3,0,7.4349442379182198E-4,2.9739776951672901E-3,0,2.23048327137546E-3,7.4349442379182198E-4,2.9739776951672901E-3,3.7174721189591098E-3,2.23048327137546E-3,2.23048327137546E-3,2.9739776951672901E-3,4.4609665427509304E-3,2.23048327137546E-3,4.4609665427509304E-3,5.2044609665427496E-3,5.9479553903345698E-3,5.9479553903345698E-3,1.4869888475836401E-3,5.2044609665427496E-3,2.9739776951672901E-3,7.4349442379182196E-3,8.1784386617100406E-3,1.4869888475836401E-3,9.6654275092936792E-3,8.1784386617100406E-3,1.0408921933085499E-2,7.4349442379182196E-3,7.4349442379182196E-3,9.6654275092936792E-3,8.1784386617100406E-3,1.41263940520446E-2,1.93308550185874E-2,2.0817843866170999E-2,1.6356877323420099E-2,2.37918215613383E-2,3.1970260223048302E-2,4.6096654275092901E-2,5.3531598513011203E-2,6.8401486988847598E-2,0.102602230483271,8.8475836431226806E-2,6.3940520446096702E-2,3.8661710037174703E-2,2.3048327137546499E-2,3.4200743494423799E-2,2.4535315985130101E-2,1.41263940520446E-2,1.11524163568773E-2,1.0408921933085499E-2,1.7843866171003701E-2,7.4349442379182196E-3,8.1784386617100406E-3,1.2639405204461E-2,5.9479553903345698E-3,6.6914498141263899E-3,1.11524163568773E-2,5.2044609665427496E-3,6.6914498141263899E-3,7.4349442379182196E-3,4.4609665427509304E-3,8.1784386617100406E-3,4.4609665427509304E-3,5.9479553903345698E-3,2.23048327137546E-3,6.6914498141263899E-3,2.23048327137546E-3,2.9739776951672901E-3,1.93308550185874E-2]
[null,0.74,0,0,0,0,0,0,0,0,0,0,0,0,0,0,0,0,0,0,0,0,0,7.0323488045007001E-4,0,0,7.0323488045007001E-4,0,7.0323488045007001E-4,7.0323488045007001E-4,0,7.0323488045007001E-4,1.40646976090014E-3,1.40646976090014E-3,7.0323488045007001E-4,7.0323488045007001E-4,7.0323488045007001E-4,1.40646976090014E-3,2.1097046413502099E-3,7.0323488045007001E-4,0,2.81293952180028E-3,2.81293952180028E-3,2.1097046413502099E-3,2.1097046413502099E-3,2.1097046413502099E-3,2.81293952180028E-3,3.5161744022503502E-3,7.7355836849507696E-3,3.5161744022503502E-3,7.0323488045007001E-4,3.5161744022503502E-3,5.6258790436005601E-3,4.2194092827004199E-3,4.92264416315049E-3,2.81293952180028E-3,4.92264416315049E-3,9.1420534458509107E-3,7.7355836849507696E-3,8.4388185654008397E-3,7.0323488045007003E-3,5.6258790436005601E-3,4.92264416315049E-3,8.4388185654008397E-3,7.0323488045007003E-3,8.4388185654008397E-3,1.05485232067511E-2,1.26582278481013E-2,1.5471167369901499E-2,2.1800281293952201E-2,2.3206751054852301E-2,2.9535864978902999E-2,4.4303797468354403E-2,4.0787623066104103E-2,8.3684950773558406E-2,0.13994374120956399,9.1420534458509103E-2,6.6104078762306603E-2,4.2897327707454302E-2,3.0239099859353E-2,2.4613220815752498E-2,1.8987341772151899E-2,2.1097046413502098E-2,1.68776371308017E-2,1.05485232067511E-2,1.33614627285513E-2,6.3291139240506302E-3,8.4388185654008397E-3,7.7355836849507696E-3,5.6258790436005601E-3,9.1420534458509107E-3,9.8452883263009904E-3,4.92264416315049E-3,4.2194092827004199E-3,4.2194092827004199E-3,4.2194092827004199E-3,3.5161744022503502E-3,5.6258790436005601E-3,3.5161744022503502E-3,2.1097046413502099E-3,2.1097046413502099E-3,4.2194092827004199E-3,2.0393811533052E-2]
[null,0.75,0,0,0,0,0,0,0,0,0,0,0,0,0,0,0,0,0,0,0,6.3371356147021499E-4,6.3371356147021499E-4,1.26742712294043E-3,0,0,0,0,1.26742712294043E-3,0,1.26742712294043E-3,3.1685678073510798E-3,6.3371356147021499E-4,6.3371356147021499E-4,1.9011406844106501E-3,1.26742712294043E-3,0,1.26742712294043E-3,6.3371356147021499E-4,4.43599493029151E-3,1.9011406844106501E-3,5.7034220532319402E-3,1.26742712294043E-3,1.26742712294043E-3,2.53485424588086E-3,1.9011406844106501E-3,2.53485424588086E-3,6.3371356147021499E-4,1.26742712294043E-3,5.0697084917617199E-3,3.1685678073510798E-3,3.8022813688212902E-3,3.8022813688212902E-3,5.0697084917617199E-3,6.3371356147021501E-3,5.0697084917617199E-3,4.43599493029151E-3,3.8022813688212902E-3,5.0697084917617199E-3,6.9708491761723704E-3,6.9708491761723704E-3,8.87198986058302E-3,2.53485424588086E-3,1.14068441064639E-2,8.87198986058302E-3,9.5057034220532299E-3,7.6045627376425898E-3,8.87198986058302E-3,1.4575411913814999E-2,2.02788339670469E-2,9.5057034220532299E-3,2.02788339670469E-2,3.2953105196451199E-2,4.1825095057034203E-2,4.3092522179974703E-2,7.9214195183776898E-2,0.17553865652725001,9.18884664131812E-2,6.02027883396705E-2,4.0557667934093801E-2,2.4081115335868201E-2,2.4081115335868201E-2,2.4714828897338399E-2,1.01394169835234E-2,1.2040557667934101E-2,1.07731305449937E-2,8.87198986058302E-3,8.2382762991127997E-3,6.3371356147021501E-3,7.6045627376425898E-3,7.6045627376425898E-3,5.0697084917617199E-3,3.8022813688212902E-3,7.6045627376425898E-3,2.53485424588086E-3,7.6045627376425898E-3,4.43599493029151E-3,4.43599493029151E-3,1.9011406844106501E-3,4.43599493029151E-3,4.43599493029151E-3,0,2.4081115335868201E-2]
[null,0.76,0,0,0,0,0,0,0,0,0,0,0,0,0,0,0,0,0,0,0,0,0,0,0,0,1.2026458208057699E-3,0,6.0132291040288605E-4,6.0132291040288605E-4,6.0132291040288605E-4,0,6.0132291040288605E-4,6.0132291040288605E-4,6.0132291040288605E-4,1.2026458208057699E-3,6.0132291040288605E-4,1.80396873120866E-3,1.2026458208057699E-3,4.2092603728202003E-3,1.2026458208057699E-3,3.60793746241732E-3,1.2026458208057699E-3,1.2026458208057699E-3,3.0066145520144302E-3,5.41190619362598E-3,3.60793746241732E-3,6.0132291040288605E-4,1.80396873120866E-3,4.8105832832230902E-3,3.60793746241732E-3,4.8105832832230902E-3,5.41190619362598E-3,3.0066145520144302E-3,3.60793746241732E-3,2.4052916416115499E-3,6.6145520144317502E-3,3.60793746241732E-3,3.60793746241732E-3,1.2026458208057699E-3,6.0132291040288603E-3,5.41190619362598E-3,8.4185207456404093E-3,4.2092603728202003E-3,7.8171978352375195E-3,9.6211665664461803E-3,3.60793746241732E-3,1.20264582080577E-2,6.6145520144317502E-3,1.6235718580877901E-2,1.8039687312086598E-2,2.1647624774503899E-2,1.6235718580877901E-2,2.2248947684906799E-2,3.0066145520144302E-2,5.4720384846662702E-2,8.8995790739627198E-2,0.199639206253758,8.8394467829224305E-2,5.6524353577871299E-2,4.0288634996993401E-2,1.7438364401683702E-2,2.2248947684906799E-2,1.8039687312086598E-2,1.5033072760072199E-2,1.4431749849669301E-2,1.0823812387252E-2,8.4185207456404093E-3,5.41190619362598E-3,1.02224894768491E-2,1.0823812387252E-2,9.0198436560432992E-3,7.21587492483464E-3,5.41190619362598E-3,5.41190619362598E-3,4.2092603728202003E-3,3.0066145520144302E-3,6.0132291040288603E-3,3.0066145520144302E-3,3.0066145520144302E-3,1.2026458208057699E-3,3.0066145520144302E-3,2.1647624774503899E-2]
[null,0.77,0,0,0,0,0,0,0,0,0,0,0,0,0,0,0,0,0,0,0,0,0,0,0,0,0,5.5218111540585296E-4,1.10436223081171E-3,5.5218111540585296E-4,1.10436223081171E-3,5.5218111540585296E-4,0,1.10436223081171E-3,5.5218111540585296E-4,1.10436223081171E-3,1.65654334621756E-3,1.10436223081171E-3,1.65654334621756E-3,5.5218111540585296E-4,3.3130866924351199E-3,5.5218111540585296E-4,1.65654334621756E-3,5.5218111540585296E-4,5.5218111540585296E-4,1.65654334621756E-3,2.2087244616234101E-3,2.76090557702927E-3,1.10436223081171E-3,1.65654334621756E-3,1.65654334621756E-3,1.65654334621756E-3,1.10436223081171E-3,1.65654334621756E-3,1.10436223081171E-3,2.2087244616234101E-3,2.2087244616234101E-3,2.76090557702927E-3,3.8652678078409698E-3,3.8652678078409698E-3,4.9696300386526801E-3,7.1783545002760902E-3,5.5218111540585304E-3,2.2087244616234101E-3,6.6261733848702398E-3,9.3870789618994994E-3,7.7305356156819396E-3,8.8348978464936508E-3,1.1595803423522901E-2,9.9392600773053601E-3,1.1595803423522901E-2,1.54610712313639E-2,1.27001656543346E-2,1.8774157923798999E-2,2.65046935394809E-2,2.7056874654886799E-2,5.6874654886802899E-2,8.5588072887907193E-2,0.22308117062396501,0.103257868580895,5.7979017117614599E-2,3.5891772501380502E-2,3.0369961347321901E-2,2.3191606847045802E-2,1.7669795692987302E-2,1.7117614577581399E-2,1.32523467697405E-2,7.7305356156819396E-3,1.1595803423522901E-2,6.0739922694643799E-3,7.7305356156819396E-3,6.0739922694643799E-3,6.0739922694643799E-3,6.6261733848702398E-3,3.8652678078409698E-3,6.6261733848702398E-3,4.9696300386526801E-3,2.76090557702927E-3,3.3130866924351199E-3,2.2087244616234101E-3,2.76090557702927E-3,2.2087244616234101E-3,1.9326339039204901E-2]
[null,0.78,0,0,0,0,0,0,0,0,0,0,0,0,0,0,0,0,0,0,0,0,4.8995590396864303E-4,0,0,0,0,4.8995590396864303E-4,0,4.8995590396864303E-4,0,0,1.46986771190593E-3,0,1.95982361587457E-3,0,4.8995590396864303E-4,4.8995590396864303E-4,9.7991180793728606E-4,1.46986771190593E-3,0,4.8995590396864303E-4,1.46986771190593E-3,1.95982361587457E-3,2.9397354238118599E-3,9.7991180793728606E-4,2.9397354238118599E-3,1.46986771190593E-3,1.95982361587457E-3,2.9397354238118599E-3,9.7991180793728606E-4,1.46986771190593E-3,1.95982361587457E-3,4.4096031357177901E-3,3.4296913277805001E-3,3.9196472317491399E-3,0,2.4497795198432102E-3,3.4296913277805001E-3,3.4296913277805001E-3,3.9196472317491399E-3,4.4096031357177901E-3,2.4497795198432102E-3,4.8995590396864299E-3,3.4296913277805001E-3,6.3694267515923596E-3,5.8794708476237103E-3,3.4296913277805001E-3,6.3694267515923596E-3,5.8794708476237103E-3,1.02890739833415E-2,9.3091621754042096E-3,1.27388535031847E-2,1.0779029887310099E-2,1.81283684468398E-2,2.0578147966682999E-2,2.5967662910338099E-2,4.5565899069083801E-2,0.10387065164135199,0.27486526212640899,0.109750122488976,5.4875061244488002E-2,3.7236648701616901E-2,2.6947574718275399E-2,1.9108280254777101E-2,1.6168544830965199E-2,7.8392944634982902E-3,1.5188633023027901E-2,6.8593826555610003E-3,6.3694267515923596E-3,6.3694267515923596E-3,5.8794708476237103E-3,7.8392944634982902E-3,2.9397354238118599E-3,7.8392944634982902E-3,3.9196472317491399E-3,2.9397354238118599E-3,1.95982361587457E-3,2.9397354238118599E-3,1.95982361587457E-3,4.8995590396864299E-3,4.4096031357177901E-3,1.5678588926996601E-2]
[null,0.79,0,0,0,0,0,0,0,0,0,0,0,0,0,0,0,0,0,0,0,0,0,0,4.4563279857397502E-4,4.4563279857397502E-4,4.4563279857397502E-4,1.33689839572193E-3,0,4.4563279857397502E-4,0,1.33689839572193E-3,8.9126559714795004E-4,4.4563279857397502E-4,4.4563279857397502E-4,1.33689839572193E-3,1.33689839572193E-3,0,4.4563279857397502E-4,4.4563279857397502E-4,8.9126559714795004E-4,1.7825311942959001E-3,8.9126559714795004E-4,8.9126559714795004E-4,1.7825311942959001E-3,1.33689839572193E-3,2.2281639928698801E-3,3.5650623885918001E-3,1.7825311942959001E-3,2.2281639928698801E-3,2.2281639928698801E-3,1.7825311942959001E-3,8.9126559714795004E-4,8.9126559714795004E-4,2.2281639928698801E-3,4.9019607843137298E-3,2.6737967914438501E-3,3.5650623885918001E-3,3.5650623885918001E-3,2.2281639928698801E-3,4.0106951871657802E-3,3.5650623885918001E-3,3.5650623885918001E-3,2.6737967914438501E-3,5.7932263814616802E-3,2.6737967914438501E-3,4.9019607843137298E-3,4.4563279857397498E-3,5.7932263814616802E-3,6.2388591800356498E-3,7.5757575757575803E-3,6.6844919786096298E-3,1.24777183600713E-2,9.3582887700534804E-3,1.29233511586453E-2,2.0944741532976801E-2,1.9162210338680902E-2,2.8074866310160401E-2,4.67914438502674E-2,0.10071301247771799,0.29590017825311898,0.12522281639928701,4.5454545454545497E-2,2.8520499108734401E-2,2.0944741532976801E-2,1.7825311942958999E-2,1.06951871657754E-2,1.06951871657754E-2,1.4705882352941201E-2,7.1301247771836003E-3,8.0213903743315499E-3,4.9019607843137298E-3,7.1301247771836003E-3,4.9019607843137298E-3,4.4563279857397498E-3,2.2281639928698801E-3,4.0106951871657802E-3,8.9126559714795004E-4,2.6737967914438501E-3,2.2281639928698801E-3,2.6737967914438501E-3,1.7825311942959001E-3,1.64884135472371E-2]
[null,0.8,0,0,0,0,0,0,0,0,0,0,0,0,0,4.0144520272982701E-4,0,0,0,0,4.0144520272982701E-4,0,0,0,0,0,0,0,0,8.0289040545965501E-4,4.0144520272982701E-4,0,4.0144520272982701E-4,4.0144520272982701E-4,0,0,4.0144520272982701E-4,8.0289040545965501E-4,4.0144520272982701E-4,0,4.0144520272982701E-4,1.2043356081894801E-3,8.0289040545965501E-4,8.0289040545965501E-4,1.2043356081894801E-3,1.2043356081894801E-3,3.21156162183862E-3,2.4086712163789601E-3,4.0144520272982701E-4,2.00722601364914E-3,1.2043356081894801E-3,1.60578081091931E-3,2.4086712163789601E-3,2.8101164191087899E-3,1.2043356081894801E-3,2.4086712163789601E-3,8.0289040545965501E-4,1.60578081091931E-3,2.4086712163789601E-3,2.8101164191087899E-3,1.60578081091931E-3,3.6130068245684502E-3,2.00722601364914E-3,4.4158972300281001E-3,3.21156162183862E-3,4.4158972300281001E-3,4.4158972300281001E-3,5.2187876354877604E-3,2.4086712163789601E-3,4.0144520272982704E-3,3.21156162183862E-3,6.42312324367724E-3,7.6274588518667197E-3,8.4303492573263809E-3,9.6346848655158596E-3,8.0289040545965494E-3,1.68606985146528E-2,1.96708149337615E-2,2.6896828582898401E-2,4.0545965475712598E-2,0.10798875953432401,0.34925732637494999,0.13448414291449201,4.0144520272982702E-2,2.60939381774388E-2,2.0875150541951E-2,1.56563629064633E-2,1.24448012846246E-2,8.4303492573263809E-3,4.8173424327579298E-3,9.6346848655158596E-3,4.4158972300281001E-3,3.6130068245684502E-3,4.4158972300281001E-3,4.4158972300281001E-3,1.60578081091931E-3,2.4086712163789601E-3,8.0289040545965501E-4,1.60578081091931E-3,4.0144520272982704E-3,3.21156162183862E-3,2.4086712163789601E-3,1.7262143717382598E-2]
[null,0.81,0,0,0,0,0,0,0,0,0,0,0,0,0,0,0,0,0,0,0,0,0,3.4447123665173998E-4,0,0,0,0,3.4447123665173998E-4,3.4447123665173998E-4,3.4447123665173998E-4,6.8894247330347899E-4,6.8894247330347899E-4,6.8894247330347899E-4,6.8894247330347899E-4,0,6.8894247330347899E-4,0,6.8894247330347899E-4,3.4447123665173998E-4,6.8894247330347899E-4,6.8894247330347899E-4,3.4447123665173998E-4,3.4447123665173998E-4,1.03341370995522E-3,1.7223561832587001E-3,6.8894247330347899E-4,3.4447123665173998E-4,1.7223561832587001E-3,1.03341370995522E-3,1.03341370995522E-3,1.7223561832587001E-3,1.03341370995522E-3,2.7557698932139199E-3,2.7557698932139199E-3,2.06682741991044E-3,6.8894247330347899E-4,1.7223561832587001E-3,6.8894247330347899E-4,1.7223561832587001E-3,1.3778849466069599E-3,4.4781260764726102E-3,1.7223561832587001E-3,2.4112986565621801E-3,3.10024112986566E-3,5.5115397864278302E-3,2.4112986565621801E-3,4.1336548398208696E-3,3.10024112986566E-3,4.4781260764726102E-3,5.5115397864278302E-3,5.1670685497760896E-3,6.8894247330347899E-3,6.2004822597313096E-3,7.2338959696865296E-3,9.9896658629004507E-3,9.6451946262487102E-3,1.3778849466069601E-2,1.3778849466069601E-2,2.1357216672407899E-2,3.4447123665174002E-2,0.109886324491905,0.39717533585945602,0.121253875301412,3.8580778504994799E-2,2.6868756458835699E-2,1.7223561832587001E-2,1.3434378229417799E-2,1.2056493282810899E-2,9.6451946262487102E-3,4.8225973131243499E-3,7.5783672063382702E-3,3.7891836031691399E-3,6.8894247330347899E-3,4.1336548398208696E-3,4.4781260764726102E-3,2.4112986565621801E-3,3.10024112986566E-3,1.3778849466069599E-3,6.8894247330347899E-4,1.03341370995522E-3,1.3778849466069599E-3,1.48122631760248E-2]
[null,0.82,0,0,0,0,0,0,0,0,0,0,0,0,0,0,0,3.5473572188719402E-4,0,0,0,0,0,0,0,3.5473572188719402E-4,0,3.5473572188719402E-4,1.0642071656615799E-3,3.5473572188719402E-4,0,3.5473572188719402E-4,0,7.0947144377438804E-4,3.5473572188719402E-4,7.0947144377438804E-4,3.5473572188719402E-4,1.0642071656615799E-3,1.41894288754878E-3,1.41894288754878E-3,2.1284143313231598E-3,7.0947144377438804E-4,3.5473572188719402E-4,1.41894288754878E-3,3.5473572188719402E-4,1.0642071656615799E-3,7.0947144377438804E-4,2.1284143313231598E-3,1.41894288754878E-3,1.0642071656615799E-3,3.5473572188719402E-4,7.0947144377438804E-4,2.1284143313231598E-3,2.83788577509755E-3,2.4831500532103601E-3,1.0642071656615799E-3,7.0947144377438804E-4,1.41894288754878E-3,1.41894288754878E-3,1.41894288754878E-3,2.4831500532103601E-3,2.83788577509755E-3,2.1284143313231598E-3,3.1926214969847499E-3,1.41894288754878E-3,5.3210358283079101E-3,4.25682866264633E-3,4.6115643845335199E-3,3.5473572188719398E-3,3.9020929407591301E-3,4.9663001064207202E-3,4.25682866264633E-3,4.6115643845335199E-3,4.9663001064207202E-3,6.7399787158566897E-3,7.4494501596310703E-3,1.24157502660518E-2,8.51365732529266E-3,1.3125221709826201E-2,2.0574671869457301E-2,2.4476764810216399E-2,3.6537779354381003E-2,0.11670805250088701,0.37318197942532799,0.12451223838240499,3.8666193685704099E-2,2.0929407591344502E-2,1.7027314650585299E-2,1.0996807378503001E-2,1.34799574317134E-2,7.8041858815182698E-3,8.8683930471798508E-3,7.4494501596310703E-3,5.6757715501951E-3,2.83788577509755E-3,6.0305072720823003E-3,2.4831500532103601E-3,3.1926214969847499E-3,2.83788577509755E-3,3.5473572188719398E-3,1.41894288754878E-3,1.0642071656615799E-3,1.4189428875487801E-2]
[null,0.83,0,0,0,0,0,0,0,0,0,0,0,0,0,0,0,0,0,0,0,0,0,0,0,3.2786885245901601E-4,3.2786885245901601E-4,6.55737704918033E-4,3.2786885245901601E-4,0,0,3.2786885245901601E-4,9.8360655737704896E-4,9.8360655737704896E-4,6.55737704918033E-4,3.2786885245901601E-4,6.55737704918033E-4,3.2786885245901601E-4,6.55737704918033E-4,0,9.8360655737704896E-4,0,1.3114754098360699E-3,9.8360655737704896E-4,9.8360655737704896E-4,3.2786885245901601E-4,6.55737704918033E-4,3.2786885245901601E-4,1.63934426229508E-3,6.55737704918033E-4,1.3114754098360699E-3,3.2786885245901601E-4,3.2786885245901601E-4,1.63934426229508E-3,2.6229508196721298E-3,3.2786885245901601E-4,1.63934426229508E-3,1.63934426229508E-3,1.63934426229508E-3,1.3114754098360699E-3,9.8360655737704896E-4,1.9672131147541001E-3,3.27868852459016E-3,3.27868852459016E-3,3.27868852459016E-3,3.27868852459016E-3,1.63934426229508E-3,3.9344262295082002E-3,1.9672131147541001E-3,1.9672131147541001E-3,2.9508196721311501E-3,3.9344262295082002E-3,3.6065573770491799E-3,6.2295081967213102E-3,4.5901639344262304E-3,5.57377049180328E-3,6.2295081967213102E-3,7.86885245901639E-3,1.3114754098360701E-2,1.24590163934426E-2,1.8032786885245899E-2,2.0655737704917999E-2,3.2459016393442598E-2,0.112786885245902,0.43049180327868902,0.11213114754098399,3.90163934426229E-2,1.8360655737704901E-2,1.54098360655738E-2,1.0163934426229501E-2,9.5081967213114793E-3,6.5573770491803296E-3,6.5573770491803296E-3,6.2295081967213102E-3,3.9344262295082002E-3,4.5901639344262304E-3,2.9508196721311501E-3,2.9508196721311501E-3,1.63934426229508E-3,3.6065573770491799E-3,3.9344262295082002E-3,6.55737704918033E-4,1.8032786885245899E-2]
[null,0.84,0,0,0,0,0,0,0,0,0,0,0,0,0,0,0,0,0,0,0,0,0,0,0,3.66568914956012E-4,0,3.66568914956012E-4,0,3.66568914956012E-4,0,3.66568914956012E-4,0,0,0,3.66568914956012E-4,0,0,3.66568914956012E-4,7.3313782991202303E-4,3.66568914956012E-4,3.66568914956012E-4,1.8328445747800601E-3,1.46627565982405E-3,7.3313782991202303E-4,2.1994134897360702E-3,0,7.3313782991202303E-4,2.9325513196480899E-3,3.66568914956012E-4,0,7.3313782991202303E-4,1.8328445747800601E-3,1.0997067448680401E-3,1.46627565982405E-3,2.9325513196480899E-3,1.0997067448680401E-3,2.5659824046920798E-3,1.46627565982405E-3,1.8328445747800601E-3,1.46627565982405E-3,2.5659824046920798E-3,3.29912023460411E-3,1.46627565982405E-3,2.5659824046920798E-3,4.76539589442815E-3,1.46627565982405E-3,1.8328445747800601E-3,2.9325513196480899E-3,3.6656891495601201E-3,2.5659824046920798E-3,4.0322580645161298E-3,4.76539589442815E-3,6.9648093841642202E-3,3.29912023460411E-3,7.6979472140762499E-3,8.4310850439882692E-3,9.8973607038123201E-3,7.6979472140762499E-3,8.0645161290322596E-3,1.3563049853372399E-2,1.6129032258064498E-2,2.6759530791788898E-2,4.3621700879765399E-2,0.122800586510264,0.35410557184750702,0.12903225806451599,4.3255131964809401E-2,2.27272727272727E-2,1.8695014662756599E-2,1.24633431085044E-2,1.0997067448680399E-2,9.5307917888563104E-3,7.3313782991202402E-3,5.4985337243401797E-3,3.6656891495601201E-3,5.4985337243401797E-3,5.4985337243401797E-3,3.6656891495601201E-3,3.6656891495601201E-3,2.1994134897360702E-3,1.0997067448680401E-3,1.9794721407624599E-2]
[null,0.85,0,0,0,0,0,0,0,0,0,0,0,0,0,0,0,0,0,0,0,0,0,0,0,3.8328861632809503E-4,3.8328861632809503E-4,3.8328861632809503E-4,0,0,3.8328861632809503E-4,7.6657723265619005E-4,0,3.8328861632809503E-4,3.8328861632809503E-4,0,1.1498658489842899E-3,7.6657723265619005E-4,7.6657723265619005E-4,7.6657723265619005E-4,3.8328861632809503E-4,1.1498658489842899E-3,1.1498658489842899E-3,7.6657723265619005E-4,3.8328861632809503E-4,3.8328861632809503E-4,1.1498658489842899E-3,1.9164430816404801E-3,2.2997316979685698E-3,1.9164430816404801E-3,1.1498658489842899E-3,1.9164430816404801E-3,1.1498658489842899E-3,1.1498658489842899E-3,0,3.0663089306247602E-3,1.5331544653123801E-3,3.4495975469528602E-3,1.5331544653123801E-3,4.2161747796090497E-3,1.1498658489842899E-3,2.6830203142966698E-3,3.0663089306247602E-3,1.1498658489842899E-3,3.0663089306247602E-3,3.0663089306247602E-3,1.9164430816404801E-3,2.6830203142966698E-3,4.9827520122652401E-3,3.4495975469528602E-3,2.2997316979685698E-3,3.8328861632809502E-3,3.4495975469528602E-3,5.36604062859333E-3,4.2161747796090497E-3,7.2824837102338103E-3,5.36604062859333E-3,6.8991950939057099E-3,7.6657723265619003E-3,9.5822154082023797E-3,1.1881947106170901E-2,1.64814105021081E-2,2.1464162514373299E-2,1.83978535837486E-2,3.6412418551169001E-2,0.13338443848217699,0.35109237255653503,0.125718666155615,4.1011881947106199E-2,2.33806055960138E-2,1.6864699118436199E-2,1.11153698735148E-2,1.03487926408586E-2,6.8991950939057099E-3,6.1326178612495204E-3,8.0490609428900007E-3,5.36604062859333E-3,4.9827520122652401E-3,4.9827520122652401E-3,3.8328861632809502E-3,4.9827520122652401E-3,1.5331544653123801E-3,1.5331544653123801E-2]
[null,0.86,0,0,0,0,0,0,0,0,0,0,0,0,0,0,0,0,0,0,0,0,0,0,0,0,3.7678975131876403E-4,0,0,7.5357950263752805E-4,0,3.7678975131876403E-4,7.5357950263752805E-4,3.7678975131876403E-4,0,7.5357950263752805E-4,1.13036925395629E-3,3.7678975131876403E-4,1.13036925395629E-3,1.13036925395629E-3,0,1.50715900527506E-3,1.13036925395629E-3,7.5357950263752805E-4,3.7678975131876403E-4,1.13036925395629E-3,1.88394875659382E-3,1.50715900527506E-3,7.5357950263752805E-4,1.50715900527506E-3,1.13036925395629E-3,1.13036925395629E-3,3.01431801055011E-3,2.63752825923135E-3,7.5357950263752805E-4,2.26073850791258E-3,1.50715900527506E-3,3.39110776186888E-3,1.13036925395629E-3,7.5357950263752805E-4,1.13036925395629E-3,2.63752825923135E-3,2.26073850791258E-3,2.63752825923135E-3,4.5214770158251696E-3,2.26073850791258E-3,1.50715900527506E-3,1.50715900527506E-3,5.6518462697814596E-3,4.14468726450641E-3,4.5214770158251696E-3,1.88394875659382E-3,2.63752825923135E-3,3.76789751318764E-3,1.88394875659382E-3,6.7822155237377496E-3,5.2750565184627E-3,3.76789751318764E-3,6.4054257724189901E-3,8.2893745290128096E-3,1.16804822908817E-2,1.09269027882442E-2,1.4318010550112999E-2,2.2984174830444602E-2,2.37377543330821E-2,4.6345139412207997E-2,0.11831198191409199,0.344762622456669,0.12697814619442399,4.33308214016579E-2,2.63752825923135E-2,1.3564431047475499E-2,1.6201959306706901E-2,1.13036925395629E-2,3.76789751318764E-3,6.7822155237377496E-3,7.9125847776940501E-3,4.14468726450641E-3,5.2750565184627E-3,6.0286360211002296E-3,2.63752825923135E-3,3.76789751318764E-3,1.9969856819894501E-2]
[null,0.87,0,0,0,0,0,0,0,0,0,0,0,0,0,0,0,0,0,0,0,0,0,0,0,4.1736227045075099E-4,0,0,0,0,0,8.3472454090150296E-4,8.3472454090150296E-4,0,4.1736227045075099E-4,0,0,1.66944908180301E-3,2.0868113522537601E-3,1.66944908180301E-3,4.1736227045075099E-4,4.1736227045075099E-4,2.5041736227045101E-3,0,1.2520868113522501E-3,2.0868113522537601E-3,8.3472454090150296E-4,1.2520868113522501E-3,1.66944908180301E-3,1.2520868113522501E-3,8.3472454090150296E-4,3.3388981636060101E-3,8.3472454090150296E-4,2.0868113522537601E-3,1.66944908180301E-3,1.66944908180301E-3,1.66944908180301E-3,2.9215358931552601E-3,1.2520868113522501E-3,2.0868113522537601E-3,2.0868113522537601E-3,3.3388981636060101E-3,2.5041736227045101E-3,2.0868113522537601E-3,2.0868113522537601E-3,4.1736227045075097E-3,1.2520868113522501E-3,2.5041736227045101E-3,2.9215358931552601E-3,2.0868113522537601E-3,2.9215358931552601E-3,5.4257095158597697E-3,2.5041736227045101E-3,4.5909849749582602E-3,6.6777963272120202E-3,4.5909849749582602E-3,6.6777963272120202E-3,5.4257095158597697E-3,6.2604340567612698E-3,7.5125208681135203E-3,6.2604340567612698E-3,1.21035058430718E-2,1.1268781302170299E-2,1.25208681135225E-2,1.41903171953255E-2,2.29549248747913E-2,3.5893155258764603E-2,0.1389816360601,0.32262103505843098,0.12646076794657801,4.7579298831385598E-2,2.83806343906511E-2,2.0033388981636101E-2,1.0016694490818E-2,9.1819699499165307E-3,1.41903171953255E-2,8.3472454090150194E-3,5.4257095158597697E-3,4.1736227045075097E-3,3.7562604340567601E-3,3.7562604340567601E-3,3.3388981636060101E-3,2.29549248747913E-2]
[null,0.88,0,0,0,0,0,0,0,0,0,0,0,0,0,0,0,0,0,0,0,0,0,0,0,0,0,0,8.5947571981091504E-4,0,4.2973785990545801E-4,4.2973785990545801E-4,0,4.2973785990545801E-4,4.2973785990545801E-4,8.5947571981091504E-4,4.2973785990545801E-4,4.2973785990545801E-4,1.28921357971637E-3,1.28921357971637E-3,1.28921357971637E-3,8.5947571981091504E-4,4.2973785990545801E-4,1.7189514396218301E-3,1.28921357971637E-3,4.2973785990545801E-4,1.28921357971637E-3,1.7189514396218301E-3,4.2973785990545801E-4,1.28921357971637E-3,1.7189514396218301E-3,1.7189514396218301E-3,2.5784271594327499E-3,1.7189514396218301E-3,4.2973785990545801E-4,2.1486892995272902E-3,1.7189514396218301E-3,1.28921357971637E-3,1.7189514396218301E-3,1.28921357971637E-3,4.7271164589600297E-3,3.0081650193382E-3,2.1486892995272902E-3,2.1486892995272902E-3,1.7189514396218301E-3,3.8676407391491198E-3,3.8676407391491198E-3,2.1486892995272902E-3,3.0081650193382E-3,4.7271164589600297E-3,3.0081650193382E-3,4.7271164589600297E-3,2.5784271594327499E-3,4.7271164589600297E-3,5.5865921787709499E-3,6.0163300386764096E-3,7.7352814782982397E-3,2.1486892995272902E-3,4.7271164589600297E-3,7.30554361839278E-3,8.1650193382037002E-3,1.16029222174474E-2,9.8839707778255303E-3,9.4542329179200697E-3,1.59003008165019E-2,2.0627417275461999E-2,2.27761065749893E-2,4.5981951009884003E-2,0.125483455092394,0.29737859905457698,0.125483455092394,5.1138805328749502E-2,2.7503223033949298E-2,2.4495058014611101E-2,1.8048990116029201E-2,1.0743446497636399E-2,7.30554361839278E-3,7.7352814782982397E-3,6.4460678985818597E-3,3.4379028792436601E-3,8.1650193382037002E-3,6.0163300386764096E-3,2.23463687150838E-2]
[null,0.89,0,0,0,0,0,0,0,0,0,0,0,0,0,0,0,0,0,0,0,0,0,0,0,9.2635479388605802E-4,4.6317739694302901E-4,0,0,0,0,4.6317739694302901E-4,9.2635479388605802E-4,1.3895321908290899E-3,1.3895321908290899E-3,1.3895321908290899E-3,9.2635479388605802E-4,4.6317739694302901E-4,9.2635479388605802E-4,0,0,9.2635479388605802E-4,1.3895321908290899E-3,9.2635479388605802E-4,1.3895321908290899E-3,1.8527095877721199E-3,2.7790643816581798E-3,1.3895321908290899E-3,9.2635479388605802E-4,1.8527095877721199E-3,1.3895321908290899E-3,9.2635479388605802E-4,3.7054191755442299E-3,1.3895321908290899E-3,1.8527095877721199E-3,1.3895321908290899E-3,4.6317739694302901E-4,9.2635479388605802E-4,1.3895321908290899E-3,4.63177396943029E-3,1.8527095877721199E-3,1.3895321908290899E-3,1.3895321908290899E-3,9.2635479388605802E-4,2.7790643816581798E-3,3.2422417786011999E-3,1.8527095877721199E-3,1.8527095877721199E-3,2.7790643816581798E-3,4.16859657248726E-3,4.16859657248726E-3,6.0213061602593801E-3,4.63177396943029E-3,5.09495136637332E-3,4.63177396943029E-3,3.7054191755442299E-3,7.8740157480314994E-3,7.4108383510884702E-3,9.26354793886058E-3,8.8003705419175508E-3,1.20426123205188E-2,7.4108383510884702E-3,9.26354793886058E-3,1.06530801296897E-2,9.7267253358036092E-3,1.6211208893006E-2,1.9453450671607201E-2,2.5937934228809599E-2,5.7897174617878598E-2,0.12922649374710499,0.26308476146364101,0.12505789717461799,5.5118110236220499E-2,2.7790643816581799E-2,2.0379805465493301E-2,1.06530801296897E-2,8.8003705419175508E-3,8.8003705419175508E-3,6.0213061602593801E-3,7.4108383510884702E-3,4.63177396943029E-3,4.16859657248726E-3,3.5664659564613198E-2]
[null,0.9,0,0,0,0,0,0,0,0,0,0,0,0,0,0,0,0,0,0,0,0,0,0,4.8146364949446299E-4,4.8146364949446299E-4,4.8146364949446299E-4,0,9.6292729898892599E-4,4.8146364949446299E-4,0,4.8146364949446299E-4,0,9.6292729898892599E-4,9.6292729898892599E-4,0,1.92585459797785E-3,2.4073182474723199E-3,4.8146364949446299E-4,9.6292729898892599E-4,0,1.92585459797785E-3,1.92585459797785E-3,4.8146364949446299E-4,9.6292729898892599E-4,0,9.6292729898892599E-4,1.92585459797785E-3,1.44439094848339E-3,1.44439094848339E-3,9.6292729898892599E-4,1.92585459797785E-3,9.6292729898892599E-4,1.92585459797785E-3,1.92585459797785E-3,2.8887818969667799E-3,9.6292729898892599E-4,2.8887818969667799E-3,3.85170919595571E-3,1.92585459797785E-3,2.8887818969667799E-3,1.44439094848339E-3,9.6292729898892599E-4,1.92585459797785E-3,3.37024554646124E-3,3.85170919595571E-3,3.85170919595571E-3,4.3331728454501697E-3,1.92585459797785E-3,1.92585459797785E-3,5.7775637939335598E-3,6.74049109292248E-3,3.37024554646124E-3,7.22195474241695E-3,5.7775637939335598E-3,2.8887818969667799E-3,5.2961001444391002E-3,6.74049109292248E-3,5.7775637939335598E-3,7.22195474241695E-3,4.3331728454501697E-3,6.74049109292248E-3,9.1478093403948007E-3,9.1478093403948007E-3,7.7034183919114096E-3,1.0110736639383699E-2,2.1184400577756401E-2,2.1184400577756401E-2,2.5999037072701001E-2,5.29610014443909E-2,0.12662493981704401,0.25999037072700998,0.12951372171401099,5.1998074145402001E-2,2.74434280211844E-2,1.49253731343284E-2,1.39624458353394E-2,1.1555127587867101E-2,9.6292729898892603E-3,1.1555127587867101E-2,8.1848820414058693E-3,4.3331728454501697E-3,3.6109773712084701E-2]
[null,0.91,0,0,0,0,0,0,0,0,0,0,0,0,0,0,0,0,0,0,0,0,5.00751126690035E-4,0,0,0,5.00751126690035E-4,5.00751126690035E-4,1.50225338007011E-3,5.00751126690035E-4,0,0,5.00751126690035E-4,1.00150225338007E-3,1.00150225338007E-3,1.00150225338007E-3,1.50225338007011E-3,1.50225338007011E-3,0,5.00751126690035E-4,1.00150225338007E-3,1.00150225338007E-3,5.00751126690035E-4,5.00751126690035E-4,5.00751126690035E-4,2.5037556334501802E-3,5.00751126690035E-4,2.5037556334501802E-3,5.00751126690035E-4,1.00150225338007E-3,2.00300450676014E-3,1.50225338007011E-3,2.00300450676014E-3,0,0,1.50225338007011E-3,2.5037556334501802E-3,2.5037556334501802E-3,3.00450676014021E-3,2.5037556334501802E-3,1.00150225338007E-3,2.5037556334501802E-3,2.00300450676014E-3,3.00450676014021E-3,2.00300450676014E-3,2.5037556334501802E-3,3.5052578868302502E-3,3.00450676014021E-3,2.5037556334501802E-3,2.5037556334501802E-3,4.00600901352028E-3,4.00600901352028E-3,5.5082623935903902E-3,4.00600901352028E-3,7.5112669003505302E-3,5.00751126690035E-3,4.5067601402103202E-3,4.00600901352028E-3,7.5112669003505302E-3,6.5097646469704602E-3,7.01051577366049E-3,6.00901352028042E-3,9.01352028042063E-3,7.01051577366049E-3,8.01201802704056E-3,1.1016524787180799E-2,1.8527791687531301E-2,1.9529293940911401E-2,1.8527791687531301E-2,4.3064596895342998E-2,5.1577366049073599E-2,0.13219829744616901,0.247871807711567,0.108162243365048,5.0575863795693503E-2,2.2533800701051598E-2,2.6539809714571899E-2,1.3520280420630901E-2,1.6024036054081099E-2,1.30195292939409E-2,3.00450676014021E-3,4.5067601402103202E-3,4.7070605908863299E-2]
[null,0.92,0,0,0,0,0,0,0,0,0,0,0,0,0,0,0,0,0,0,0,0,0,0,0,0,0,0,0,5.7471264367816102E-4,0,5.7471264367816102E-4,0,5.7471264367816102E-4,5.7471264367816102E-4,0,1.1494252873563201E-3,3.4482758620689698E-3,0,5.7471264367816102E-4,1.7241379310344799E-3,1.1494252873563201E-3,1.1494252873563201E-3,5.7471264367816102E-4,2.2988505747126402E-3,0,5.7471264367816102E-4,1.1494252873563201E-3,1.7241379310344799E-3,1.7241379310344799E-3,1.1494252873563201E-3,5.7471264367816102E-4,1.7241379310344799E-3,1.1494252873563201E-3,1.7241379310344799E-3,3.4482758620689698E-3,2.2988505747126402E-3,1.1494252873563201E-3,2.8735632183907998E-3,2.2988505747126402E-3,1.7241379310344799E-3,2.8735632183907998E-3,3.4482758620689698E-3,2.8735632183907998E-3,3.4482758620689698E-3,2.8735632183907998E-3,2.8735632183907998E-3,4.0229885057471299E-3,3.4482758620689698E-3,1.7241379310344799E-3,4.5977011494252899E-3,5.1724137931034499E-3,5.1724137931034499E-3,4.5977011494252899E-3,6.32183908045977E-3,2.8735632183907998E-3,2.2988505747126402E-3,4.0229885057471299E-3,8.6206896551724102E-3,6.32183908045977E-3,8.6206896551724102E-3,7.4712643678160901E-3,7.4712643678160901E-3,9.1954022988505694E-3,1.0919540229885101E-2,1.3218390804597699E-2,1.1494252873563199E-2,1.55172413793103E-2,1.8390804597701101E-2,1.9540229885057499E-2,3.2758620689655203E-2,5.1724137931034503E-2,0.133333333333333,0.21034482758620701,0.12873563218390799,5.7471264367816098E-2,2.8160919540229899E-2,2.1264367816091999E-2,1.89655172413793E-2,1.37931034482759E-2,1.3218390804597699E-2,5.74712643678161E-3,4.5402298850574702E-2]
[null,0.93,0,0,0,0,0,0,0,0,0,0,0,0,0,0,0,0,0,0,0,0,0,0,0,0,0,5.5066079295154201E-4,5.5066079295154201E-4,0,0,0,0,5.5066079295154201E-4,1.1013215859030799E-3,0,1.6519823788546299E-3,5.5066079295154201E-4,0,5.5066079295154201E-4,5.5066079295154201E-4,1.1013215859030799E-3,5.5066079295154201E-4,0,5.5066079295154201E-4,1.1013215859030799E-3,1.1013215859030799E-3,1.1013215859030799E-3,1.6519823788546299E-3,1.1013215859030799E-3,0,1.1013215859030799E-3,1.6519823788546299E-3,1.1013215859030799E-3,2.2026431718061702E-3,2.7533039647577098E-3,1.6519823788546299E-3,2.7533039647577098E-3,2.7533039647577098E-3,3.3039647577092499E-3,1.6519823788546299E-3,2.2026431718061702E-3,3.3039647577092499E-3,2.2026431718061702E-3,1.6519823788546299E-3,3.8546255506607899E-3,1.1013215859030799E-3,5.5066079295154201E-4,4.4052863436123404E-3,5.5066079295154201E-4,2.7533039647577098E-3,4.4052863436123404E-3,3.8546255506607899E-3,3.3039647577092499E-3,3.8546255506607899E-3,1.6519823788546299E-3,4.9559471365638796E-3,4.9559471365638796E-3,3.8546255506607899E-3,8.2599118942731295E-3,5.5066079295154197E-3,4.4052863436123404E-3,4.9559471365638796E-3,7.1585903083700398E-3,6.6079295154184998E-3,7.7092511013215903E-3,8.8105726872246704E-3,9.3612334801762096E-3,1.43171806167401E-2,1.48678414096916E-2,2.25770925110132E-2,3.2488986784141E-2,4.62555066079295E-2,0.11894273127753301,0.25110132158590298,0.15143171806167399,5.3964757709251097E-2,4.1850220264317201E-2,1.9273127753304E-2,1.3766519823788501E-2,8.2599118942731295E-3,7.7092511013215903E-3,5.1762114537444899E-2]
[null,0.94,0,0,0,0,0,0,0,0,0,0,0,0,0,0,0,0,0,0,0,0,0,0,0,0,0,0,0,0,0,0,0,0,0,0,0,1.03199174406605E-3,5.1599587203302402E-4,2.06398348813209E-3,1.03199174406605E-3,5.1599587203302402E-4,1.03199174406605E-3,2.06398348813209E-3,2.06398348813209E-3,2.06398348813209E-3,1.03199174406605E-3,1.03199174406605E-3,5.1599587203302402E-4,1.03199174406605E-3,1.54798761609907E-3,5.1599587203302402E-4,1.03199174406605E-3,1.54798761609907E-3,1.03199174406605E-3,1.54798761609907E-3,1.54798761609907E-3,2.06398348813209E-3,2.57997936016512E-3,1.03199174406605E-3,2.06398348813209E-3,1.54798761609907E-3,2.57997936016512E-3,2.57997936016512E-3,2.57997936016512E-3,2.57997936016512E-3,2.57997936016512E-3,2.06398348813209E-3,3.09597523219814E-3,4.1279669762641904E-3,4.1279669762641904E-3,3.09597523219814E-3,4.1279669762641904E-3,6.1919504643962904E-3,2.57997936016512E-3,4.1279669762641904E-3,3.09597523219814E-3,7.2239422084623304E-3,4.1279669762641904E-3,3.09597523219814E-3,4.1279669762641904E-3,2.57997936016512E-3,4.1279669762641904E-3,6.70794633642931E-3,3.61197110423117E-3,8.2559339525283808E-3,1.13519091847265E-2,7.7399380804953604E-3,1.0319917440660501E-2,1.59958720330237E-2,1.3931888544891601E-2,2.2703818369453E-2,2.8379772961816301E-2,4.69556243550052E-2,0.124355005159959,0.277089783281734,0.14138286893704899,4.9019607843137303E-2,2.4767801857585099E-2,1.65118679050568E-2,1.23839009287926E-2,1.23839009287926E-2,5.7275541795665602E-2]
[null,0.95,0,0,0,0,0,0,0,0,0,0,0,0,0,0,0,0,0,0,0,5.4229934924078104E-4,0,0,0,0,0,0,0,0,0,5.4229934924078104E-4,0,5.4229934924078104E-4,1.0845986984815599E-3,0,0,0,0,5.4229934924078104E-4,0,5.4229934924078104E-4,5.4229934924078104E-4,1.0845986984815599E-3,5.4229934924078104E-4,2.1691973969631198E-3,0,1.0845986984815599E-3,5.4229934924078104E-4,1.6268980477223401E-3,1.6268980477223401E-3,5.4229934924078104E-4,0,2.1691973969631198E-3,0,0,1.6268980477223401E-3,1.6268980477223401E-3,5.4229934924078104E-4,1.6268980477223401E-3,5.4229934924078104E-4,2.7114967462039002E-3,4.33839479392625E-3,2.1691973969631198E-3,1.0845986984815599E-3,3.2537960954446901E-3,3.7960954446854701E-3,1.6268980477223401E-3,1.6268980477223401E-3,1.6268980477223401E-3,2.1691973969631198E-3,4.88069414316703E-3,1.6268980477223401E-3,1.6268980477223401E-3,4.88069414316703E-3,3.2537960954446901E-3,5.4229934924078099E-3,3.7960954446854701E-3,5.9652928416485899E-3,4.88069414316703E-3,4.88069414316703E-3,4.33839479392625E-3,4.88069414316703E-3,7.0498915401301498E-3,5.4229934924078099E-3,4.33839479392625E-3,2.7114967462039002E-3,7.0498915401301498E-3,6.5075921908893698E-3,1.6268980477223399E-2,1.03036876355748E-2,1.57266811279826E-2,1.5184381778741899E-2,3.3080260303687603E-2,4.6095444685466398E-2,0.13611713665943601,0.29013015184381802,0.11984815618221301,5.4772234273318898E-2,3.1453362255965303E-2,1.89804772234273E-2,1.5184381778741899E-2,6.7245119305856804E-2]
[null,0.96,0,0,0,0,0,0,0,0,0,0,0,0,0,0,0,0,0,0,0,0,0,0,0,0,0,6.4766839378238301E-4,0,0,0,0,0,0,0,0,6.4766839378238301E-4,1.94300518134715E-3,0,0,0,0,6.4766839378238301E-4,0,0,6.4766839378238301E-4,2.5906735751295299E-3,6.4766839378238301E-4,6.4766839378238301E-4,1.2953367875647699E-3,1.94300518134715E-3,6.4766839378238301E-4,1.94300518134715E-3,6.4766839378238301E-4,1.94300518134715E-3,1.94300518134715E-3,2.5906735751295299E-3,1.2953367875647699E-3,1.94300518134715E-3,3.2383419689119199E-3,6.4766839378238301E-4,2.5906735751295299E-3,3.2383419689119199E-3,1.2953367875647699E-3,3.2383419689119199E-3,3.2383419689119199E-3,1.94300518134715E-3,6.4766839378238301E-4,3.8860103626943E-3,5.8290155440414498E-3,3.2383419689119199E-3,3.8860103626943E-3,4.5336787564766801E-3,3.2383419689119199E-3,4.5336787564766801E-3,3.8860103626943E-3,3.2383419689119199E-3,3.8860103626943E-3,3.8860103626943E-3,1.94300518134715E-3,5.1813471502590702E-3,3.2383419689119199E-3,3.2383419689119199E-3,9.0673575129533706E-3,8.4196891191709797E-3,5.8290155440414498E-3,9.0673575129533706E-3,1.16580310880829E-2,1.2305699481865299E-2,7.1243523316062204E-3,1.2953367875647701E-2,1.9430051813471499E-2,2.0077720207253898E-2,2.59067357512953E-2,3.9507772020725397E-2,5.2461139896373098E-2,0.12888601036269401,0.210492227979275,0.12823834196891201,5.6994818652849701E-2,3.8860103626942998E-2,2.2020725388601E-2,7.8367875647668395E-2]
[null,0.97,0,0,0,0,0,0,0,0,0,0,0,0,0,0,0,0,0,0,0,0,0,0,0,0,0,0,0,0,0,0,6.8259385665529E-4,6.8259385665529E-4,0,0,0,1.36518771331058E-3,6.8259385665529E-4,6.8259385665529E-4,0,1.36518771331058E-3,6.8259385665529E-4,6.8259385665529E-4,6.8259385665529E-4,1.36518771331058E-3,6.8259385665529E-4,6.8259385665529E-4,1.36518771331058E-3,2.0477815699658699E-3,2.0477815699658699E-3,1.36518771331058E-3,2.0477815699658699E-3,2.0477815699658699E-3,3.4129692832764501E-3,3.4129692832764501E-3,6.8259385665529E-4,2.0477815699658699E-3,1.36518771331058E-3,3.4129692832764501E-3,0,2.0477815699658699E-3,3.4129692832764501E-3,4.7781569965870303E-3,2.0477815699658699E-3,2.73037542662116E-3,4.0955631399317398E-3,5.46075085324232E-3,3.4129692832764501E-3,2.73037542662116E-3,5.46075085324232E-3,2.73037542662116E-3,4.7781569965870303E-3,3.4129692832764501E-3,2.0477815699658699E-3,4.0955631399317398E-3,2.73037542662116E-3,5.46075085324232E-3,4.7781569965870303E-3,5.46075085324232E-3,7.5085324232081899E-3,4.7781569965870303E-3,4.0955631399317398E-3,7.5085324232081899E-3,6.1433447098976097E-3,7.5085324232081899E-3,4.7781569965870303E-3,5.46075085324232E-3,5.46075085324232E-3,1.43344709897611E-2,1.22866894197952E-2,1.9112627986348101E-2,2.0477815699658699E-2,2.1160409556314E-2,2.0477815699658699E-2,4.3686006825938602E-2,5.8020477815699703E-2,0.111945392491468,0.185665529010239,0.13583617747440299,6.3481228668942E-2,2.66211604095563E-2,0.10648464163822501]
[null,0.98,0,0,0,0,0,0,0,0,0,0,0,0,0,0,0,0,0,0,0,0,0,0,0,0,0,0,0,0,0,0,7.1890726096333598E-4,7.1890726096333598E-4,0,0,0,7.1890726096333598E-4,0,7.1890726096333598E-4,1.43781452192667E-3,0,2.1567217828900101E-3,0,0,7.1890726096333598E-4,3.5945363048166799E-3,7.1890726096333598E-4,7.1890726096333598E-4,2.1567217828900101E-3,7.1890726096333598E-4,2.1567217828900101E-3,2.1567217828900101E-3,2.1567217828900101E-3,2.87562904385334E-3,0,2.87562904385334E-3,1.43781452192667E-3,7.1890726096333598E-4,2.1567217828900101E-3,2.1567217828900101E-3,2.1567217828900101E-3,7.1890726096333598E-4,2.1567217828900101E-3,3.5945363048166799E-3,3.5945363048166799E-3,2.1567217828900101E-3,2.1567217828900101E-3,2.1567217828900101E-3,3.5945363048166799E-3,3.5945363048166799E-3,2.1567217828900101E-3,1.43781452192667E-3,4.3134435657800098E-3,5.7512580877066904E-3,7.1890726096333598E-4,5.7512580877066904E-3,2.1567217828900101E-3,4.3134435657800098E-3,3.5945363048166799E-3,7.1890726096333598E-4,5.7512580877066904E-3,7.1890726096333598E-3,6.4701653486700199E-3,4.3134435657800098E-3,4.3134435657800098E-3,7.1890726096333598E-3,6.4701653486700199E-3,6.4701653486700199E-3,9.3457943925233603E-3,7.9079798705966892E-3,1.15025161754134E-2,7.9079798705966892E-3,1.509705248023E-2,2.6599568655643401E-2,2.1567217828900101E-2,3.6664270309130102E-2,5.7512580877066899E-2,0.1294033069734,0.17685118619698101,0.136592379583034,7.4047447879223599E-2,0.15025161754133701]
[null,0.99,0,0,0,0,0,0,0,0,0,0,0,0,0,0,0,0,0,0,0,0,0,0,0,0,0,0,0,0,0,0,0,0,0,0,0,0,0,6.8965517241379305E-4,0,6.8965517241379305E-4,6.8965517241379305E-4,0,1.37931034482759E-3,0,2.0689655172413798E-3,0,6.8965517241379305E-4,0,1.37931034482759E-3,2.75862068965517E-3,0,2.0689655172413798E-3,6.8965517241379305E-4,1.37931034482759E-3,1.37931034482759E-3,1.37931034482759E-3,6.8965517241379305E-4,6.8965517241379305E-4,5.5172413793103401E-3,6.8965517241379305E-4,1.37931034482759E-3,1.37931034482759E-3,3.4482758620689698E-3,4.1379310344827596E-3,2.75862068965517E-3,2.75862068965517E-3,2.75862068965517E-3,1.37931034482759E-3,4.1379310344827596E-3,1.37931034482759E-3,2.75862068965517E-3,2.75862068965517E-3,3.4482758620689698E-3,2.75862068965517E-3,4.1379310344827596E-3,6.8965517241379301E-3,6.8965517241379305E-4,4.1379310344827596E-3,6.2068965517241403E-3,1.37931034482759E-3,2.75862068965517E-3,3.4482758620689698E-3,6.8965517241379301E-3,3.4482758620689698E-3,6.8965517241379301E-3,6.2068965517241403E-3,1.1034482758620699E-2,8.9655172413793099E-3,6.8965517241379301E-3,8.2758620689655192E-3,1.51724137931034E-2,1.1034482758620699E-2,1.24137931034483E-2,1.5862068965517201E-2,2.7586206896551699E-2,4.13793103448276E-2,0.06,0.116551724137931,0.248965517241379,0.12827586206896599,0.17241379310344801]
[null,1,0,0,0,0,0,0,0,0,0,0,0,0,0,0,0,0,0,0,0,0,0,0,0,0,0,0,0,0,0,0,0,0,0,0,7.3964497041420095E-4,0,0,7.3964497041420095E-4,7.3964497041420095E-4,0,0,7.3964497041420095E-4,7.3964497041420095E-4,0,7.3964497041420095E-4,2.2189349112426001E-3,7.3964497041420095E-4,1.4792899408283999E-3,0,1.4792899408283999E-3,1.4792899408283999E-3,2.2189349112426001E-3,7.3964497041420095E-4,3.6982248520710101E-3,0,2.2189349112426001E-3,7.3964497041420095E-4,7.3964497041420095E-4,0,7.3964497041420095E-4,1.4792899408283999E-3,2.2189349112426001E-3,0,2.9585798816567999E-3,2.2189349112426001E-3,3.6982248520710101E-3,2.2189349112426001E-3,5.9171597633136102E-3,4.4378698224852098E-3,1.4792899408283999E-3,4.4378698224852098E-3,2.2189349112426001E-3,4.4378698224852098E-3,0,2.9585798816567999E-3,4.4378698224852098E-3,2.2189349112426001E-3,4.4378698224852098E-3,2.2189349112426001E-3,2.2189349112426001E-3,2.2189349112426001E-3,3.6982248520710101E-3,5.1775147928994096E-3,2.2189349112426001E-3,5.1775147928994096E-3,5.1775147928994096E-3,1.4792899408283999E-3,1.4792899408283999E-3,8.1360946745562095E-3,5.9171597633136102E-3,9.6153846153846194E-3,1.18343195266272E-2,1.4053254437869801E-2,1.4792899408284E-2,2.07100591715976E-2,2.5147928994082799E-2,3.4023668639053303E-2,5.2514792899408302E-2,0.13239644970414199,0.247781065088757,0.31730769230769201]
[null,"Clear",0,0,0,0,0,0,0,0,0,0,0,0,0,0,0,0,0,0,0,0,0,0,0,0,0,2.9643682931167401E-5,0,0,2.9643682931167401E-5,0,0,5.9287365862334701E-5,0,5.9287365862334701E-5,2.9643682931167401E-5,0,8.8931048793502095E-5,2.9643682931167401E-5,8.8931048793502095E-5,2.9643682931167401E-5,5.9287365862334701E-5,2.3714946344933899E-4,8.8931048793502095E-5,2.0750578051817201E-4,1.4821841465583699E-4,2.0750578051817201E-4,1.4821841465583699E-4,2.66793146380506E-4,8.8931048793502095E-5,2.66793146380506E-4,2.0750578051817201E-4,2.3714946344933899E-4,3.8536787810517599E-4,4.7429892689867799E-4,2.66793146380506E-4,3.55724195174008E-4,3.8536787810517599E-4,5.6322997569217999E-4,5.03942609829845E-4,4.4465524396751098E-4,5.3358629276101298E-4,5.92873658623347E-4,6.5216102448568199E-4,3.8536787810517599E-4,8.0037943914151898E-4,7.1144839034801698E-4,8.8931048793502098E-4,5.92873658623347E-4,7.4109207327918399E-4,7.7073575621035197E-4,8.3002312207268599E-4,1.0671725855220301E-3,8.8931048793502098E-4,1.00788521965969E-3,9.1895417086618799E-4,1.00788521965969E-3,1.1857473172466901E-3,1.0375289025908599E-3,1.3932530977648701E-3,1.12645995138436E-3,1.00788521965969E-3,1.66004624414537E-3,1.66004624414537E-3,1.7193336100077099E-3,1.6304025612142101E-3,1.5414715124207E-3,1.8675520246635401E-3,1.7193336100077099E-3,2.4604256832868902E-3,2.2232762198375498E-3,2.8457935613920701E-3,2.4011383174245599E-3,2.9050809272544E-3,3.2608051224284102E-3,3.1718740736349101E-3,3.88332246398293E-3,5.5433687081282998E-3,5.8694492203711403E-3,7.2923460010671697E-3,1.1827829489535801E-2,0.91038714649908103]

{"sheet":"appliances","index":3,"n_rows":84,"n_cols":28,"rows_kept":84,"cut":false,"hidden":false,"merged":[]}
[null,"Appliance Model Configuration"]
[null,null,null,null,null,"Calibration",null,1,"(Note: Use Solver to vary this value such that the average total in cell AA47 is set to the required value.)"]
[null,null,null,null,null,"Mean active occupancy",null,0.45865001003832001,"(The overall average active occupancy for a dwelling.)"]
[]
[]
[]
[null,"Appliance category","Appliance type","Dwelling","Proportion","Appliance Demand Configuration",null,null,null,null,null,null,null,null,null,"Proportion of",null,"Mean time"]
[null,null,null,"configuration","of dwellings",null,null,null,null,null,null,null,null,null,null,"time when",null,"between",null,null,null,null,null,null,null,null,"Overall average","Appliance"]
[null,null,null,null,"with",null,null,null,null,null,null,"Mean cycle",null,"Time not","Active","starts can","Minutes in year","start events",null,null,null,"Average",null,null,null,null,"per dwelling taking","mean"]
[null,null,null,"Has appliance?","appliance","Base","Calibrated","Mean","Mean cycle","Standby","Delay restart","energy","Time running","running","occupancy","occur due to","when event","given",null,null,"Activity use","activity","Calibration","Energy used","Energy used","Total","ownership into","power"]
[null,null,null,null,null,"cycles/y","cycles/y","cycle length","power","Power","after cycle","demand","in a year","in a year","dependent","occupancy","can start","occupancy","Lambda","Short name","profile","probability","scalar","when on","on standby","energy","account","factor"]
[null,null,null,null,null,"(n)","(n)","(m)","(W)","(W)","(m)","(kWh)","(m)","(m)",null,null,"(m)","(m)",null,null,null,null,null,"(kWh/y)","(kWh/y)","(kWh/y)","(kWh/y)"]
[null,"Cold","Chest freezer","NO",0.16300000000000001,6115.7593285101466,{"$f":"$H$2*F13","v":6115.7593285101466},14,190,0,{"$f":"4*H13","v":56},{"$f":"(H13*I13)/(60*1000)","v":4.4333333333333336E-2},{"$f":"G13*H13","v":85620.630599142052},{"$f":"(365*24*60)-M13","v":439979.36940085795},"No",{"$f":"IF(O13=\"YES\",$H$3,1)","v":1},{"$f":"((365*24*60)*P13)-(M13+(G13*K13))","v":97496.847004289739},{"$f":"Q13/G13","v":15.941903820476343},{"$f":"1/R13","v":6.2727765219331252E-2},"CHEST_FREEZER","LEVEL",1,{"$f":"S13/V13","v":6.2727765219331252E-2},{"$f":"G13*L13","v":271.13199689728316},{"$f":"((365*24*60)-M13)*J13/(60*1000)","v":0},{"$f":"X13+Y13","v":271.13199689728316},{"$f":"Z13*E13","v":44.194515494257153},0.8]
[null,null,"Fridge freezer","YES",0.65100000000000002,6115.7593285101466,{"$f":"$H$2*F14","v":6115.7593285101466},22,190,0,{"$f":"2*H14","v":44},6.9666666666666668E-2,134546.70522722322,{"$f":"(365*24*60)-M14","v":391053.29477277678},"No",1,{"$f":"((365*24*60)*P14)-(M14+(G14*K14))","v":121959.88431833033},{"$f":"Q14/G14","v":19.941903820476345},{"$f":"1/R14","v":5.0145663573665428E-2},"FRIDGE_FREEZER","LEVEL",1,{"$f":"S14/V14","v":5.0145663573665428E-2},{"$f":"G14*L14","v":426.06456655287354},{"$f":"((365*24*60)-M14)*J14/(60*1000)","v":0},{"$f":"X14+Y14","v":426.06456655287354},277.36803282592069,0.8]
[null,null,"Refrigerator","YES",0.43,6115.7593285101466,6115.7593285101466,18,110,0,{"$f":"2*H15","v":36},3.3000000000000002E-2,110083.66791318264,{"$f":"(365*24*60)-M15","v":415516.33208681736},"No",1,195348.99626045208,31.941903820476345,3.1306837739551091E-2,"FRIDGE","LEVEL",1,3.1306837739551091E-2,201.82005784083483,0,201.82005784083483,86.78262487155898,0.8]
[null,null,"Upright freezer","YES",0.29099999999999998,6115.7593285101466,6115.7593285101466,20,155,0,{"$f":"2*H16","v":40},5.1666666666666666E-2,122315.18657020293,{"$f":"(365*24*60)-M16","v":403284.81342979707},"No",1,{"$f":"((365*24*60)*P16)-(M16+(G16*K16))","v":158654.4402893912},25.941903820476345,3.8547672018222678E-2,"UPRIGHT_FREEZER","LEVEL",1,3.8547672018222678E-2,{"$f":"G16*L16","v":315.98089863969091},0,315.98089863969091,91.950441504150049,0.8]
[null,"Consumer Electronics + ICT","Answer machine","YES",0.9,1.0000000000000001E-5,1.0000000000000001E-5,0,0,1,0,0,0,{"$f":"(365*24*60)-M17","v":525600},"Yes",0.45865001003832001,241066.44527614099,24106644527.614098,4.1482338981458108E-11,"ANSWER_MACHINE","ACTIVE_OCC",1,4.1482338981458108E-11,0,8.76,8.76,7.8840000000000003,1]
[null,null,"Cassette / CD Player","YES",0.9,1212.7628580967942,1212.7628580967942,60,15,2,0,1.4999999999999999E-2,72765.771485807651,{"$f":"(365*24*60)-M18","v":452834.22851419233},"Yes",0.45865001003832001,168300.67379033333,138.77459444499311,7.2059299038079753E-3,"CD_PLAYER","ACTIVE_OCC",1,7.2059299038079753E-3,18.191442871451912,15.094474283806411,33.285917155258325,29.957325439732493,1]
[null,null,"Clock","YES",0.9,1.0000000000000001E-5,1.0000000000000001E-5,0,0,2,0,0,{"$f":"G19*H19","v":0},525600,"No",1,525600,52559999999.999992,1.9025875190258754E-11,"CLOCK","LEVEL",1,1.9025875190258754E-11,0,17.52,17.52,15.768000000000001,1]
[null,null,"Cordless telephone","YES",0.9,1.0000000000000001E-5,1.0000000000000001E-5,0,0,1,0,0,0,525600,"Yes",0.45865001003832001,241066.44527614099,24106644527.614098,4.1482338981458108E-11,"PHONE","ACTIVE_OCC",1,4.1482338981458108E-11,0,8.76,8.76,7.8840000000000003,1]
[null,null,"Hi-Fi","YES",0.9,109.4255449998425,109.4255449998425,60,100,9,0,0.1,6565.5326999905501,519034.46730000945,"Yes",0.45865001003832001,234500.91257615044,2143.0179998325616,4.6663163822148582E-4,"HIFI","ACTIVE_OCC",1,4.6663163822148582E-4,10.942554499984251,77.855170095001412,88.797724594985667,79.917952135487099,1]
[null,null,"Iron","YES",0.9,35.459469210774678,35.459469210774678,30,1000,0,0,0.5,1063.7840763232402,524536.21592367673,"Yes",0.45865001003832001,240002.66119981775,6768.3658707133382,1.4774615011977878E-4,"IRON","ACT_IRON",1.8464057565467505E-2,8.0018246041488605E-3,17.729734605387339,0,17.729734605387339,15.956761144848606,1]
[null,null,"Vacuum","YES",0.93700000000000006,110.36759791853621,110.36759791853621,20,2000,0,0,0.66666666666666663,2207.3519583707239,523392.64804162929,"Yes",0.45865001003832001,238859.09331777028,2164.2139343657309,4.6206152918661038E-4,"VACUUM","ACT_HOUSECLEAN",6.6462402697566564E-2,6.952224271656194E-3,73.578398612357461,0,73.578398612357461,68.942959499778951,1]
[null,null,"Fax","NO",0.2,197.12358834843343,197.12358834843343,31,37,3,0,{"$f":"(H24*I24)/(60*1000)","v":1.9116666666666667E-2},6110.8312388014365,519489.16876119858,"Yes",0.45865001003832001,234955.61403733955,1191.9203379254373,8.3898224418296383E-4,"FAX","ACTIVE_OCC",1,8.3898224418296383E-4,3.7683459305942191,25.97445843805993,29.742804368654149,5.9485608737308304,0.9]
[null,null,"Personal computer","YES",0.70799999999999996,449.23798477601161,449.23798477601161,300,140.69999999999999,5,0,0.70350000000000001,134771.39543280349,390828.60456719651,"Yes",0.45865001003832001,106295.0498433375,236.61189268386514,4.2263302518613906E-3,"PC","ACTIVE_OCC",1,4.2263302518613906E-3,316.03892228992419,32.569050380599705,348.60797267052391,246.81444465073091,0.9]
[null,null,"Printer","NO",0.66500000000000004,654.87595801136911,654.87595801136911,4,335.2,4,0,2.2346666666666667E-2,2619.5038320454764,522980.49616795452,"Yes",0.45865001003832001,238446.94144409552,364.11008608130322,2.7464221350262377E-3,"PRINTER","ACTIVE_OCC",1,2.7464221350262377E-3,14.634294741694061,34.865366411196966,49.499661152891029,32.917274666672533,0.9]
[null,null,"TV 1","YES",0.97699999999999998,1464.2665373768289,1464.2665373768289,73,124,3,0,0.15086666666666668,106891.4572285085,418708.54277149151,"Yes",0.45865001003832001,134174.98804763251,91.632899217926052,1.0913110995448795E-2,"TV1","ACT_TV",0.33975356210711299,3.2120666896814622E-2,220.90901160558425,20.935427138574578,241.84443874415882,236.28201665304317,0.9]
[null,null,"TV 2","YES",0.57999999999999996,1464.2665373768291,1464.2665373768291,73,124,3,0,0.15086666666666668,106891.45722850853,418708.54277149145,"Yes",0.45865001003832001,134174.98804763245,91.632899217925996,1.09131109954488E-2,"TV2","ACT_TV",0.33975356210711299,3.2120666896814636E-2,220.90901160558431,20.935427138574571,241.84443874415888,140.26977447161215,0.9]
[null,null,"TV 3","NO",0.18,1521.4959662521808,1521.4959662521808,73,124,2,0,0.15086666666666668,111069.20553640919,414530.79446359084,"Yes",0.45865001003832001,129997.2397397318,85.440410374499393,1.1704063634723139E-2,"TV3","ACT_TV",0.33975356210711299,3.4448685577086718E-2,229.5430247752457,13.817693148786361,243.36071792403206,43.804929226325768,0.9]
[null,null,"VCR / DVD","YES",0.89600000000000002,1464.2665373768289,1464.2665373768289,73,33.55219735291432,2,0,4.0821840112712428E-2,106891.4572285085,418708.54277149151,"Yes",0.45865001003832001,134174.98804763251,91.632899217926052,1.0913110995448795E-2,"VCR_DVD","ACT_TV",0.33975356210711299,3.2120666896814622E-2,59.774054471191967,13.956951425716383,73.731005896908357,66.062981283629895,1]
[null,null,"TV Receiver box","YES",{"$f":"0.46+0.34+0.134","v":0.93400000000000005},1464.2665373768289,1464.2665373768289,73,26.823742372673486,15,0,3.2635553220086072E-2,106891.4572285085,418708.54277149151,"Yes",0.45865001003832001,134174.98804763251,91.632899217926052,1.0913110995448795E-2,"RECEIVER","ACT_TV",0.33975356210711299,3.2120666896814622E-2,47.787148508952647,104.67713569287288,152.46428420182554,142.40164144450506,1]
[null,"Cooking","Hob","YES",0.46300000000000002,417.90200729867883,417.90200729867883,16,2400,1,0,0.64,6686.4321167788612,518913.56788322114,"Yes",0.45865001003832001,234380.01315936213,560.84921600256484,1.7830104268085967E-3,"HOB","ACT_COOKING",0.14425825237799811,1.2359850458583102E-2,267.45728467115447,8.6485594647203516,276.1058441358748,127.83700583491004,1]
[null,null,"Oven","YES",0.61599999999999999,219.79280100850326,219.79280100850326,27,2125,3,0,0.95625000000000004,5934.4056272295884,519665.5943727704,"Yes",0.45865001003832001,235132.03964891139,1069.7895407403025,9.347632986839565E-4,"OVEN","ACT_COOKING",0.14425825237799811,6.4797908145636466E-3,210.17686596438125,25.983279718638521,236.16014568301978,145.47464974074018,1]
[null,null,"Microwave","YES",0.85899999999999999,94.619322407248035,94.619322407248035,30,1250,2,0,0.625,2838.5796722174409,522761.42032778257,"Yes",0.45865001003832001,238227.86560392356,2517.7507040113283,3.971799107857585E-4,"MICROWAVE","ACT_COOKING",0.14425825237799811,2.7532560823281911E-3,59.137076504530022,17.425380677592752,76.56245718212277,65.767150719443464,1]
[null,null,"Kettle","YES",0.97499999999999998,1519.8228661664216,1519.8228661664216,3,2000,1,0,0.1,4559.4685984992648,521040.53140150075,"Yes",0.45865001003832001,236506.97667764174,155.61482982171691,6.4261227618580379E-3,"KETTLE","ACTIVE_OCC",1,6.4261227618580379E-3,151.98228661664217,8.6840088566916798,160.66629547333386,156.64963808650052,1]
[null,null,"Small cooking (group)","YES",1,292.32622404105638,292.32622404105638,3,1000,2,0,0.05,876.97867212316919,524723.02132787684,"Yes",0.45865001003832001,240189.46660401783,821.64871588901281,1.2170651285178648E-3,"SMALL_COOKING","ACT_COOKING",0.14425825237799811,8.4367106106956295E-3,14.61631120205282,17.490767377595894,32.107078579648714,32.107078579648714,1]
[null,"Wet","Dish washer","NO",0.33500000000000002,241.47639572683093,241.47639572683093,60,1130.6122448979593,0,0,1.1306122448979594,14488.583743609855,511111.41625639016,"Yes",0.45865001003832001,226577.86153253113,938.30231667382634,1.0657545891444506E-3,"DISH_WASHER","ACT_COOKING",0.14425825237799811,7.3878240695157398E-3,273.01616986258034,0,273.01616986258034,91.460416903964415,0.8]
[null,null,"Tumble dryer","YES",0.41599999999999998,122.07291573827781,122.07291573827781,60,2500,1,0,2.5,7324.3749442966691,518275.62505570333,"Yes",0.45865001003832001,233742.07033184433,1914.7742062046198,5.2225478949925665E-4,"TUMBLE_DRYER","ACT_LAUNDRY",1.7697722839512747E-2,2.9509716828271641E-2,305.18228934569453,8.6379270842617224,313.82021642995625,130.5492100348618,0.8]
[null,null,"Washing machine","YES",0.78100000000000003,195.90659586554477,195.90659586554477,138,405.54347826086956,1,0,0.93274999999999997,27035.110229445178,498564.88977055484,"Yes",0.45865001003832001,214031.33504669581,1092.5172483400736,9.1531735679172064E-4,"WASHING_MACHINE","ACT_LAUNDRY",1.7697722839512747E-2,5.1719498892147935E-2,182.73187729358688,8.3094148295092474,191.04129212309613,149.20324914813807,0.8]
[null,null,"Washer dryer","NO",0.153,195.90659586554477,195.90659586554477,198,792.0347860576635,1,0,2.6137147939902894,38789.505981377864,486810.49401862215,"Yes",0.45865001003832001,202276.93929476314,1032.5172483400736,9.6850682311375429E-4,"WASHER_DRYER","ACT_LAUNDRY",1.7697722839512747E-2,5.4724940146052101E-2,512.04396785405129,8.113508233643703,520.15747608769504,79.584093841417342,0.8]
[null,"Water heating","DESWH","NO",0.17,2684.9968455895232,2684.9968455895232,20,3000,0,0,1,53699.936911790464,471900.06308820954,"Yes",0.45865001003832001,187366.50836435053,69.782766662138101,1.4330185629377863E-2,"DESWH","ACTIVE_OCC",1,1.4330185629377863E-2,2684.9968455895232,0,2684.9968455895232,456.44946375021897,1]
[null,null,"E-INST","NO",0.01,7208.6328354414363,7208.6328354414363,5,3000,0,0,0.25,36043.164177207182,489556.83582279284,"Yes",0.45865001003832001,205023.2810989338,28.44135438427816,3.5160069611620923E-2,"E_INST","ACTIVE_OCC",1,3.5160069611620923E-2,1802.1582088603591,0,1802.1582088603591,18.021582088603591,1]
[null,null,"Electric shower","YES",0.67,290.3955056878134,290.3955056878134,3,9000,0,0,0.45,871.18651706344019,524728.81348293659,"Yes",0.45865001003832001,240195.25875907755,827.13146055812899,1.208997659604464E-3,"ELEC_SHOWER","ACT_WASHDRESS",0.12514407112909459,9.6608464843476356E-3,130.67797755951602,0,130.67797755951602,87.554244964875735,1]
[null,"Electric Space Heating","Storage heaters","NO",2.7699999999999999E-2,227.2087838085352,227.2087838085352,360,10200,0,0,61.2,81795.162171072676,443804.83782892732,"No",1,443804.83782892732,1953.2908472540119,5.1195652782883136E-4,"STORAGE_HEATER","CUSTOM",0.62248981865352115,8.2243357640165223E-4,13905.177569082354,0,13905.177569082354,385.17341866358117,1]
[null,null,"Other electric space heating","NO",2.5999999999999999E-2,365.67577623611385,365.67577623611385,240,2000,0,0,8,87762.186296667322,437837.81370333268,"Yes",0.45865001003832001,153304.25897947367,419.23547837220252,2.3852943073491206E-3,"ELEC_SPACE_HEATING","ACTIVE_OCC",1,2.3852943073491206E-3,2925.4062098889108,0,2925.4062098889108,76.060561457111675,1]
[null,"Lighting","Lighting","YES",1,null,null,null,null,null,null,null,null,null,null,null,null,null,null,null,null,null,null,null,null,715,715,1]
[null,null,null,null,null,"TOTAL",null,null,null,null,null,null,null,null,null,null,null,null,null,null,null,null,null,null,null,null,{"$f":"SUM(AA13:AA46)","v":4358}]
[]
[]
[null,"Data and information references: note that the energy related numbers assumed for this model are based upon input or derived from the following sources:"]
[]
[1,"UK Market Transformation Programme, Department for Environment, Food and Rural Affairs, Smith Square, London, UK, http://www.mtprog.com/.  Crown Copyright."]
[null,"BN DW Shower: Actions to improve shower desidn and efficiency - Briefing Note relating to policy scenario objectives in Policy Brief (Version 2.0), 2006"]
[null,"BNXS30: Vacuum cleaners - UK market, technologies, energy use, test methods and waste (Version 1.7), 2006"]
[null,"BNW06: Assumptions underlying the energy projections for domestic tumble dryers (Version 3.1), 2006"]
[null,"BNCK07: Comparing energy use in microwave ovens with traditional electric fuelled methods (Version 1.1), 2006"]
[null,"BNCK06: Trends in kettle type and usage and possible impact on energy consumption (Version 2.1), 2006"]
[null,"BNXS36: Estimated UK standby electricity consumption in 2006 (Version 2.2), 2006"]
[null,"Policy brief: Improving the energy performance of domestic cold appliance, 2008"]
[null,"BNW07: Assumptions underlying the energy projections for domestic dishwashers (Version 3.1), 2006"]
[null,"BNWAT24: Performance and efficiency: reviewing and defining showers (Version 1.0), 2008"]
[null,"BNW05: Assumptions underlying the energy projections for domestic washing machines (Version 3.1), 2006"]
[null,"BNTV01: Televisions: Future Stock and Energy Trends (Version 3.1), 2005"]
[null,"BNDA3: Digital TV adapters in the UK - rationale/assumptions for projecting future energy consumption (Version 1.1), 2005"]
[null,"Policy brief: Improving the energy performance of consumer electronics products, 2008"]
[null,"Policy brief: Improving the energy performance of information and communication technology products, 2008"]
[]
[2,"  UK Department of Energy and Climate Change, Energy Consumption in the UK, Domestic data tables, A National Statistics Publication. "]
[null,"Energy consumption in the UK, Domestic Energy Consumption in the UK"]
[null,"http://www.decc.gov.uk/en/content/cms/statistics/publications/ecuk/ecuk.aspx"]
[null,"Table 3.6: Domestic energy consumption by end use"]
[null,"Table 3.7: Domestic energy consumption by end use and fuel"]
[null,"Table 3.10: Total electricity consumption by household domestic appliances"]
[null,"Table 3.12: Percentage of households owning domestic appliances"]
[null,"Table 3.14: Households with central heating by type in Great Britain"]
[]
[3," T. Fawcett, K. Lane, B. Boardman, et al., Lower Carbon Futures for European Households, Environmental Change Institute (ECI), University of Oxford, UK. 2000"]
[4," 40% House, B. Boardman et al., Environmental Change Institute, University of Oxford, 2005."]
[5,"Office for National Statistics, Social Trends No. 37 (2007 Edition), Table 2.1 Households by Size, Crown Copyright 2007"]
[6,"UK Ofcom, Southwark Bridge Road, London, http://www.ofcom.org.uk/research/. "]
[7,"The Energy Saving Trust, Domestic heating by electricity (2006 edition), CE185, 2006."]
[8,"J. Paatero, P. Lund, A model for generating household electricity load profiles, International Journal of Energy Research 30 (5) (2006) 273–290."]
[9,"M. Newborough, p. Augood, Demand-side management opportunities for the UK domestic sector, IEE Proceedings - Generation, Transmission and Distribution, Vol. 146, No. 3, May 1999"]
[10,"G. Wood, M. Newborough, Dynamic energy-consumption indicators for domestic appliances: environment, behaviour and design, Energy and Buildings, Volume 35, Issue 8, September 2003, Pages 821-841, ISSN 0378-7788, DOI: 10.1016/S0378-7788(02)00241-4."]

{"sheet":"appliance_sim_data","index":4,"n_rows":1453,"n_cols":40,"rows_kept":1453,"cut":false,"hidden":false,"merged":[]}
["Appliance simulation output sheet"]
[]
[]
[]
[]
[]
[]
[null,null,"Active","Total dwelling","Total lighting ","Total appliance"]
["Minute",null,"occupant","power","power","power",null,"Appliance power demand "]
["of day","Time","count","demand","demand","demand",null,"CHEST_FREEZER","FRIDGE_FREEZER","FRIDGE","UPRIGHT_FREEZER","ANSWER_MACHINE","CD_PLAYER","CLOCK","PHONE","HIFI","IRON","VACUUM","FAX","PC","PRINTER","TV1","TV2","TV3","VCR_DVD","RECEIVER","HOB","OVEN","MICROWAVE","KETTLE","SMALL_COOKING","DISH_WASHER","TUMBLE_DRYER","WASHING_MACHINE","WASHER_DRYER","DESWH","E_INST","ELEC_SHOWER","STORAGE_HEATER","ELEC_SPACE_HEATING"]
[null,null,null,"(W)","(W)","(W)",null,"(W)","(W)","(W)","(W)","(W)","(W)","(W)","(W)","(W)","(W)","(W)","(W)","(W)","(W)","(W)","(W)","(W)","(W)","(W)","(W)","(W)","(W)","(W)","(W)","(W)","(W)","(W)","(W)","(W)","(W)","(W)","(W)","(W)"]
[1,"00:00:00",{"$f":"INDIRECT(\"occ_sim_data!C\"&(ROUNDDOWN((A12-1)/10,0)+11))","v":0},{"$f":"E12+F12","v":54},{"$f":"IF(appliances!$D$46=\"YES\",light_sim_data!B12,0)","v":0},{"$f":"SUM(H12:AN12)","v":54},null,0,0,0,0,1,2,2,1,9,0,0,0,5,0,3,3,0,2,15,1,3,2,1,2,0,1,1,0,0,0,0,0,0]
[2,"00:01:00",{"$f":"INDIRECT(\"occ_sim_data!C\"&(ROUNDDOWN((A13-1)/10,0)+11))","v":0},{"$f":"E13+F13","v":54},{"$f":"IF(appliances!$D$46=\"YES\",light_sim_data!B13,0)","v":0},{"$f":"SUM(H13:AN13)","v":54},null,0,0,0,0,1,2,2,1,9,0,0,0,5,0,3,3,0,2,15,1,3,2,1,2,0,1,1,0,0,0,0,0,0]
[3,"00:02:00",0,54,{"$f":"IF(appliances!$D$46=\"YES\",light_sim_data!B14,0)","v":0},54,null,0,0,0,0,1,2,2,1,9,0,0,0,5,0,3,3,0,2,15,1,3,2,1,2,0,1,1,0,0,0,0,0,0]
[4,"00:03:00",0,54,{"$f":"IF(appliances!$D$46=\"YES\",light_sim_data!B15,0)","v":0},54,null,0,0,0,0,1,2,2,1,9,0,0,0,5,0,3,3,0,2,15,1,3,2,1,2,0,1,1,0,0,0,0,0,0]
[5,"00:04:00",0,54,{"$f":"IF(appliances!$D$46=\"YES\",light_sim_data!B16,0)","v":0},54,null,0,0,0,0,1,2,2,1,9,0,0,0,5,0,3,3,0,2,15,1,3,2,1,2,0,1,1,0,0,0,0,0,0]
[6,"00:05:00",0,54,{"$f":"IF(appliances!$D$46=\"YES\",light_sim_data!B17,0)","v":0},54,null,0,0,0,0,1,2,2,1,9,0,0,0,5,0,3,3,0,2,15,1,3,2,1,2,0,1,1,0,0,0,0,0,0]
[7,"00:06:00",0,54,{"$f":"IF(appliances!$D$46=\"YES\",light_sim_data!B18,0)","v":0},54,null,0,0,0,0,1,2,2,1,9,0,0,0,5,0,3,3,0,2,15,1,3,2,1,2,0,1,1,0,0,0,0,0,0]
[8,"00:07:00",0,54,{"$f":"IF(appliances!$D$46=\"YES\",light_sim_data!B19,0)","v":0},54,null,0,0,0,0,1,2,2,1,9,0,0,0,5,0,3,3,0,2,15,1,3,2,1,2,0,1,1,0,0,0,0,0,0]
[9,"00:08:00",0,54,{"$f":"IF(appliances!$D$46=\"YES\",light_sim_data!B20,0)","v":0},54,null,0,0,0,0,1,2,2,1,9,0,0,0,5,0,3,3,0,2,15,1,3,2,1,2,0,1,1,0,0,0,0,0,0]
[10,"00:09:00",0,54,{"$f":"IF(appliances!$D$46=\"YES\",light_sim_data!B21,0)","v":0},54,null,0,0,0,0,1,2,2,1,9,0,0,0,5,0,3,3,0,2,15,1,3,2,1,2,0,1,1,0,0,0,0,0,0]
[11,"00:10:00",0,54,{"$f":"IF(appliances!$D$46=\"YES\",light_sim_data!B22,0)","v":0},54,null,0,0,0,0,1,2,2,1,9,0,0,0,5,0,3,3,0,2,15,1,3,2,1,2,0,1,1,0,0,0,0,0,0]
[12,"00:11:00",0,54,{"$f":"IF(appliances!$D$46=\"YES\",light_sim_data!B23,0)","v":0},54,null,0,0,0,0,1,2,2,1,9,0,0,0,5,0,3,3,0,2,15,1,3,2,1,2,0,1,1,0,0,0,0,0,0]
[13,"00:12:00",0,54,{"$f":"IF(appliances!$D$46=\"YES\",light_sim_data!B24,0)","v":0},54,null,0,0,0,0,1,2,2,1,9,0,0,0,5,0,3,3,0,2,15,1,3,2,1,2,0,1,1,0,0,0,0,0,0]
[14,"00:13:00",0,54,{"$f":"IF(appliances!$D$46=\"YES\",light_sim_data!B25,0)","v":0},54,null,0,0,0,0,1,2,2,1,9,0,0,0,5,0,3,3,0,2,15,1,3,2,1,2,0,1,1,0,0,0,0,0,0]
[15,"00:14:00",0,54,{"$f":"IF(appliances!$D$46=\"YES\",light_sim_data!B26,0)","v":0},54,null,0,0,0,0,1,2,2,1,9,0,0,0,5,0,3,3,0,2,15,1,3,2,1,2,0,1,1,0,0,0,0,0,0]
[16,"00:15:00",0,54,{"$f":"IF(appliances!$D$46=\"YES\",light_sim_data!B27,0)","v":0},54,null,0,0,0,0,1,2,2,1,9,0,0,0,5,0,3,3,0,2,15,1,3,2,1,2,0,1,1,0,0,0,0,0,0]
[17,"00:16:00",0,54,{"$f":"IF(appliances!$D$46=\"YES\",light_sim_data!B28,0)","v":0},54,null,0,0,0,0,1,2,2,1,9,0,0,0,5,0,3,3,0,2,15,1,3,2,1,2,0,1,1,0,0,0,0,0,0]
[18,"00:17:00",0,54,{"$f":"IF(appliances!$D$46=\"YES\",light_sim_data!B29,0)","v":0},54,null,0,0,0,0,1,2,2,1,9,0,0,0,5,0,3,3,0,2,15,1,3,2,1,2,0,1,1,0,0,0,0,0,0]
[19,"00:18:00",0,54,{"$f":"IF(appliances!$D$46=\"YES\",light_sim_data!B30,0)","v":0},54,null,0,0,0,0,1,2,2,1,9,0,0,0,5,0,3,3,0,2,15,1,3,2,1,2,0,1,1,0,0,0,0,0,0]
[20,"00:19:00",0,54,{"$f":"IF(appliances!$D$46=\"YES\",light_sim_data!B31,0)","v":0},54,null,0,0,0,0,1,2,2,1,9,0,0,0,5,0,3,3,0,2,15,1,3,2,1,2,0,1,1,0,0,0,0,0,0]
[21,"00:20:00",0,54,{"$f":"IF(appliances!$D$46=\"YES\",light_sim_data!B32,0)","v":0},54,null,0,0,0,0,1,2,2,1,9,0,0,0,5,0,3,3,0,2,15,1,3,2,1,2,0,1,1,0,0,0,0,0,0]
[22,"00:21:00",0,54,{"$f":"IF(appliances!$D$46=\"YES\",light_sim_data!B33,0)","v":0},54,null,0,0,0,0,1,2,2,1,9,0,0,0,5,0,3,3,0,2,15,1,3,2,1,2,0,1,1,0,0,0,0,0,0]
[23,"00:22:00",0,54,{"$f":"IF(appliances!$D$46=\"YES\",light_sim_data!B34,0)","v":0},54,null,0,0,0,0,1,2,2,1,9,0,0,0,5,0,3,3,0,2,15,1,3,2,1,2,0,1,1,0,0,0,0,0,0]
[24,"00:23:00",0,54,{"$f":"IF(appliances!$D$46=\"YES\",light_sim_data!B35,0)","v":0},54,null,0,0,0,0,1,2,2,1,9,0,0,0,5,0,3,3,0,2,15,1,3,2,1,2,0,1,1,0,0,0,0,0,0]
[25,"00:24:00",0,54,{"$f":"IF(appliances!$D$46=\"YES\",light_sim_data!B36,0)","v":0},54,null,0,0,0,0,1,2,2,1,9,0,0,0,5,0,3,3,0,2,15,1,3,2,1,2,0,1,1,0,0,0,0,0,0]
[26,"00:25:00",0,54,{"$f":"IF(appliances!$D$46=\"YES\",light_sim_data!B37,0)","v":0},54,null,0,0,0,0,1,2,2,1,9,0,0,0,5,0,3,3,0,2,15,1,3,2,1,2,0,1,1,0,0,0,0,0,0]
[27,"00:26:00",0,54,{"$f":"IF(appliances!$D$46=\"YES\",light_sim_data!B38,0)","v":0},54,null,0,0,0,0,1,2,2,1,9,0,0,0,5,0,3,3,0,2,15,1,3,2,1,2,0,1,1,0,0,0,0,0,0]
[28,"00:27:00",0,54,{"$f":"IF(appliances!$D$46=\"YES\",light_sim_data!B39,0)","v":0},54,null,0,0,0,0,1,2,2,1,9,0,0,0,5,0,3,3,0,2,15,1,3,2,1,2,0,1,1,0,0,0,0,0,0]
[29,"00:28:00",0,54,{"$f":"IF(appliances!$D$46=\"YES\",light_sim_data!B40,0)","v":0},54,null,0,0,0,0,1,2,2,1,9,0,0,0,5,0,3,3,0,2,15,1,3,2,1,2,0,1,1,0,0,0,0,0,0]
[30,"00:29:00",0,54,{"$f":"IF(appliances!$D$46=\"YES\",light_sim_data!B41,0)","v":0},54,null,0,0,0,0,1,2,2,1,9,0,0,0,5,0,3,3,0,2,15,1,3,2,1,2,0,1,1,0,0,0,0,0,0]
[31,"00:30:00",0,54,{"$f":"IF(appliances!$D$46=\"YES\",light_sim_data!B42,0)","v":0},54,null,0,0,0,0,1,2,2,1,9,0,0,0,5,0,3,3,0,2,15,1,3,2,1,2,0,1,1,0,0,0,0,0,0]
[32,"00:31:00",0,54,{"$f":"IF(appliances!$D$46=\"YES\",light_sim_data!B43,0)","v":0},54,null,0,0,0,0,1,2,2,1,9,0,0,0,5,0,3,3,0,2,15,1,3,2,1,2,0,1,1,0,0,0,0,0,0]
[33,"00:32:00",0,54,{"$f":"IF(appliances!$D$46=\"YES\",light_sim_data!B44,0)","v":0},54,null,0,0,0,0,1,2,2,1,9,0,0,0,5,0,3,3,0,2,15,1,3,2,1,2,0,1,1,0,0,0,0,0,0]
[34,"00:33:00",0,54,{"$f":"IF(appliances!$D$46=\"YES\",light_sim_data!B45,0)","v":0},54,null,0,0,0,0,1,2,2,1,9,0,0,0,5,0,3,3,0,2,15,1,3,2,1,2,0,1,1,0,0,0,0,0,0]
[35,"00:34:00",0,54,{"$f":"IF(appliances!$D$46=\"YES\",light_sim_data!B46,0)","v":0},54,null,0,0,0,0,1,2,2,1,9,0,0,0,5,0,3,3,0,2,15,1,3,2,1,2,0,1,1,0,0,0,0,0,0]
[36,"00:35:00",0,54,{"$f":"IF(appliances!$D$46=\"YES\",light_sim_data!B47,0)","v":0},54,null,0,0,0,0,1,2,2,1,9,0,0,0,5,0,3,3,0,2,15,1,3,2,1,2,0,1,1,0,0,0,0,0,0]
[37,"00:36:00",0,54,{"$f":"IF(appliances!$D$46=\"YES\",light_sim_data!B48,0)","v":0},54,null,0,0,0,0,1,2,2,1,9,0,0,0,5,0,3,3,0,2,15,1,3,2,1,2,0,1,1,0,0,0,0,0,0]
[38,"00:37:00",0,54,{"$f":"IF(appliances!$D$46=\"YES\",light_sim_data!B49,0)","v":0},54,null,0,0,0,0,1,2,2,1,9,0,0,0,5,0,3,3,0,2,15,1,3,2,1,2,0,1,1,0,0,0,0,0,0]
[39,"00:38:00",0,54,{"$f":"IF(appliances!$D$46=\"YES\",light_sim_data!B50,0)","v":0},54,null,0,0,0,0,1,2,2,1,9,0,0,0,5,0,3,3,0,2,15,1,3,2,1,2,0,1,1,0,0,0,0,0,0]
[40,"00:39:00",0,54,{"$f":"IF(appliances!$D$46=\"YES\",light_sim_data!B51,0)","v":0},54,null,0,0,0,0,1,2,2,1,9,0,0,0,5,0,3,3,0,2,15,1,3,2,1,2,0,1,1,0,0,0,0,0,0]
[41,"00:40:00",0,54,{"$f":"IF(appliances!$D$46=\"YES\",light_sim_data!B52,0)","v":0},54,null,0,0,0,0,1,2,2,1,9,0,0,0,5,0,3,3,0,2,15,1,3,2,1,2,0,1,1,0,0,0,0,0,0]
[42,"00:41:00",0,54,{"$f":"IF(appliances!$D$46=\"YES\",light_sim_data!B53,0)","v":0},54,null,0,0,0,0,1,2,2,1,9,0,0,0,5,0,3,3,0,2,15,1,3,2,1,2,0,1,1,0,0,0,0,0,0]
[43,"00:42:00",0,54,{"$f":"IF(appliances!$D$46=\"YES\",light_sim_data!B54,0)","v":0},54,null,0,0,0,0,1,2,2,1,9,0,0,0,5,0,3,3,0,2,15,1,3,2,1,2,0,1,1,0,0,0,0,0,0]
[44,"00:43:00",0,54,{"$f":"IF(appliances!$D$46=\"YES\",light_sim_data!B55,0)","v":0},54,null,0,0,0,0,1,2,2,1,9,0,0,0,5,0,3,3,0,2,15,1,3,2,1,2,0,1,1,0,0,0,0,0,0]
[45,"00:44:00",0,54,{"$f":"IF(appliances!$D$46=\"YES\",light_sim_data!B56,0)","v":0},54,null,0,0,0,0,1,2,2,1,9,0,0,0,5,0,3,3,0,2,15,1,3,2,1,2,0,1,1,0,0,0,0,0,0]
[46,"00:45:00",0,163,{"$f":"IF(appliances!$D$46=\"YES\",light_sim_data!B57,0)","v":0},163,null,0,0,109,0,1,2,2,1,9,0,0,0,5,0,3,3,0,2,15,1,3,2,1,2,0,1,1,0,0,0,0,0,0]
[47,"00:46:00",0,163,{"$f":"IF(appliances!$D$46=\"YES\",light_sim_data!B58,0)","v":0},163,null,0,0,109,0,1,2,2,1,9,0,0,0,5,0,3,3,0,2,15,1,3,2,1,2,0,1,1,0,0,0,0,0,0]
[48,"00:47:00",0,163,{"$f":"IF(appliances!$D$46=\"YES\",light_sim_data!B59,0)","v":0},163,null,0,0,109,0,1,2,2,1,9,0,0,0,5,0,3,3,0,2,15,1,3,2,1,2,0,1,1,0,0,0,0,0,0]
[49,"00:48:00",0,163,{"$f":"IF(appliances!$D$46=\"YES\",light_sim_data!B60,0)","v":0},163,null,0,0,109,0,1,2,2,1,9,0,0,0,5,0,3,3,0,2,15,1,3,2,1,2,0,1,1,0,0,0,0,0,0]
[50,"00:49:00",0,163,{"$f":"IF(appliances!$D$46=\"YES\",light_sim_data!B61,0)","v":0},163,null,0,0,109,0,1,2,2,1,9,0,0,0,5,0,3,3,0,2,15,1,3,2,1,2,0,1,1,0,0,0,0,0,0]
[51,"00:50:00",0,163,{"$f":"IF(appliances!$D$46=\"YES\",light_sim_data!B62,0)","v":0},163,null,0,0,109,0,1,2,2,1,9,0,0,0,5,0,3,3,0,2,15,1,3,2,1,2,0,1,1,0,0,0,0,0,0]
[52,"00:51:00",0,163,{"$f":"IF(appliances!$D$46=\"YES\",light_sim_data!B63,0)","v":0},163,null,0,0,109,0,1,2,2,1,9,0,0,0,5,0,3,3,0,2,15,1,3,2,1,2,0,1,1,0,0,0,0,0,0]
[53,"00:52:00",0,163,{"$f":"IF(appliances!$D$46=\"YES\",light_sim_data!B64,0)","v":0},163,null,0,0,109,0,1,2,2,1,9,0,0,0,5,0,3,3,0,2,15,1,3,2,1,2,0,1,1,0,0,0,0,0,0]
[54,"00:53:00",0,163,{"$f":"IF(appliances!$D$46=\"YES\",light_sim_data!B65,0)","v":0},163,null,0,0,109,0,1,2,2,1,9,0,0,0,5,0,3,3,0,2,15,1,3,2,1,2,0,1,1,0,0,0,0,0,0]
[55,"00:54:00",0,163,{"$f":"IF(appliances!$D$46=\"YES\",light_sim_data!B66,0)","v":0},163,null,0,0,109,0,1,2,2,1,9,0,0,0,5,0,3,3,0,2,15,1,3,2,1,2,0,1,1,0,0,0,0,0,0]
[56,"00:55:00",0,163,{"$f":"IF(appliances!$D$46=\"YES\",light_sim_data!B67,0)","v":0},163,null,0,0,109,0,1,2,2,1,9,0,0,0,5,0,3,3,0,2,15,1,3,2,1,2,0,1,1,0,0,0,0,0,0]
[57,"00:56:00",0,163,{"$f":"IF(appliances!$D$46=\"YES\",light_sim_data!B68,0)","v":0},163,null,0,0,109,0,1,2,2,1,9,0,0,0,5,0,3,3,0,2,15,1,3,2,1,2,0,1,1,0,0,0,0,0,0]
[58,"00:57:00",0,163,{"$f":"IF(appliances!$D$46=\"YES\",light_sim_data!B69,0)","v":0},163,null,0,0,109,0,1,2,2,1,9,0,0,0,5,0,3,3,0,2,15,1,3,2,1,2,0,1,1,0,0,0,0,0,0]
[59,"00:58:00",0,163,{"$f":"IF(appliances!$D$46=\"YES\",light_sim_data!B70,0)","v":0},163,null,0,0,109,0,1,2,2,1,9,0,0,0,5,0,3,3,0,2,15,1,3,2,1,2,0,1,1,0,0,0,0,0,0]
[60,"00:59:00",0,163,{"$f":"IF(appliances!$D$46=\"YES\",light_sim_data!B71,0)","v":0},163,null,0,0,109,0,1,2,2,1,9,0,0,0,5,0,3,3,0,2,15,1,3,2,1,2,0,1,1,0,0,0,0,0,0]
[61,"01:00:00",0,163,{"$f":"IF(appliances!$D$46=\"YES\",light_sim_data!B72,0)","v":0},163,null,0,0,109,0,1,2,2,1,9,0,0,0,5,0,3,3,0,2,15,1,3,2,1,2,0,1,1,0,0,0,0,0,0]
[62,"01:01:00",0,163,{"$f":"IF(appliances!$D$46=\"YES\",light_sim_data!B73,0)","v":0},163,null,0,0,109,0,1,2,2,1,9,0,0,0,5,0,3,3,0,2,15,1,3,2,1,2,0,1,1,0,0,0,0,0,0]
[63,"01:02:00",0,163,{"$f":"IF(appliances!$D$46=\"YES\",light_sim_data!B74,0)","v":0},163,null,0,0,109,0,1,2,2,1,9,0,0,0,5,0,3,3,0,2,15,1,3,2,1,2,0,1,1,0,0,0,0,0,0]
[64,"01:03:00",0,54,{"$f":"IF(appliances!$D$46=\"YES\",light_sim_data!B75,0)","v":0},54,null,0,0,0,0,1,2,2,1,9,0,0,0,5,0,3,3,0,2,15,1,3,2,1,2,0,1,1,0,0,0,0,0,0]
[65,"01:04:00",0,54,{"$f":"IF(appliances!$D$46=\"YES\",light_sim_data!B76,0)","v":0},54,null,0,0,0,0,1,2,2,1,9,0,0,0,5,0,3,3,0,2,15,1,3,2,1,2,0,1,1,0,0,0,0,0,0]
[66,"01:05:00",{"$f":"INDIRECT(\"occ_sim_data!C\"&(ROUNDDOWN((A77-1)/10,0)+11))","v":0},{"$f":"E77+F77","v":54},{"$f":"IF(appliances!$D$46=\"YES\",light_sim_data!B77,0)","v":0},{"$f":"SUM(H77:AN77)","v":54},null,0,0,0,0,1,2,2,1,9,0,0,0,5,0,3,3,0,2,15,1,3,2,1,2,0,1,1,0,0,0,0,0,0]
[67,"01:06:00",0,54,{"$f":"IF(appliances!$D$46=\"YES\",light_sim_data!B78,0)","v":0},54,null,0,0,0,0,1,2,2,1,9,0,0,0,5,0,3,3,0,2,15,1,3,2,1,2,0,1,1,0,0,0,0,0,0]
[68,"01:07:00",0,54,{"$f":"IF(appliances!$D$46=\"YES\",light_sim_data!B79,0)","v":0},54,null,0,0,0,0,1,2,2,1,9,0,0,0,5,0,3,3,0,2,15,1,3,2,1,2,0,1,1,0,0,0,0,0,0]
[69,"01:08:00",0,54,{"$f":"IF(appliances!$D$46=\"YES\",light_sim_data!B80,0)","v":0},54,null,0,0,0,0,1,2,2,1,9,0,0,0,5,0,3,3,0,2,15,1,3,2,1,2,0,1,1,0,0,0,0,0,0]
[70,"01:09:00",0,232,{"$f":"IF(appliances!$D$46=\"YES\",light_sim_data!B81,0)","v":0},232,null,0,178,0,0,1,2,2,1,9,0,0,0,5,0,3,3,0,2,15,1,3,2,1,2,0,1,1,0,0,0,0,0,0]
[71,"01:10:00",0,232,{"$f":"IF(appliances!$D$46=\"YES\",light_sim_data!B82,0)","v":0},232,null,0,178,0,0,1,2,2,1,9,0,0,0,5,0,3,3,0,2,15,1,3,2,1,2,0,1,1,0,0,0,0,0,0]
[72,"01:11:00",0,232,{"$f":"IF(appliances!$D$46=\"YES\",light_sim_data!B83,0)","v":0},232,null,0,178,0,0,1,2,2,1,9,0,0,0,5,0,3,3,0,2,15,1,3,2,1,2,0,1,1,0,0,0,0,0,0]
[73,"01:12:00",0,232,{"$f":"IF(appliances!$D$46=\"YES\",light_sim_data!B84,0)","v":0},232,null,0,178,0,0,1,2,2,1,9,0,0,0,5,0,3,3,0,2,15,1,3,2,1,2,0,1,1,0,0,0,0,0,0]
[74,"01:13:00",0,368,{"$f":"IF(appliances!$D$46=\"YES\",light_sim_data!B85,0)","v":0},368,null,0,178,0,136,1,2,2,1,9,0,0,0,5,0,3,3,0,2,15,1,3,2,1,2,0,1,1,0,0,0,0,0,0]
[75,"01:14:00",0,368,{"$f":"IF(appliances!$D$46=\"YES\",light_sim_data!B86,0)","v":0},368,null,0,178,0,136,1,2,2,1,9,0,0,0,5,0,3,3,0,2,15,1,3,2,1,2,0,1,1,0,0,0,0,0,0]
[76,"01:15:00",0,368,{"$f":"IF(appliances!$D$46=\"YES\",light_sim_data!B87,0)","v":0},368,null,0,178,0,136,1,2,2,1,9,0,0,0,5,0,3,3,0,2,15,1,3,2,1,2,0,1,1,0,0,0,0,0,0]
[77,"01:16:00",0,368,{"$f":"IF(appliances!$D$46=\"YES\",light_sim_data!B88,0)","v":0},368,null,0,178,0,136,1,2,2,1,9,0,0,0,5,0,3,3,0,2,15,1,3,2,1,2,0,1,1,0,0,0,0,0,0]
[78,"01:17:00",0,368,{"$f":"IF(appliances!$D$46=\"YES\",light_sim_data!B89,0)","v":0},368,null,0,178,0,136,1,2,2,1,9,0,0,0,5,0,3,3,0,2,15,1,3,2,1,2,0,1,1,0,0,0,0,0,0]
[79,"01:18:00",0,368,{"$f":"IF(appliances!$D$46=\"YES\",light_sim_data!B90,0)","v":0},368,null,0,178,0,136,1,2,2,1,9,0,0,0,5,0,3,3,0,2,15,1,3,2,1,2,0,1,1,0,0,0,0,0,0]
[80,"01:19:00",0,368,{"$f":"IF(appliances!$D$46=\"YES\",light_sim_data!B91,0)","v":0},368,null,0,178,0,136,1,2,2,1,9,0,0,0,5,0,3,3,0,2,15,1,3,2,1,2,0,1,1,0,0,0,0,0,0]
[81,"01:20:00",0,368,{"$f":"IF(appliances!$D$46=\"YES\",light_sim_data!B92,0)","v":0},368,null,0,178,0,136,1,2,2,1,9,0,0,0,5,0,3,3,0,2,15,1,3,2,1,2,0,1,1,0,0,0,0,0,0]
[82,"01:21:00",0,368,{"$f":"IF(appliances!$D$46=\"YES\",light_sim_data!B93,0)","v":0},368,null,0,178,0,136,1,2,2,1,9,0,0,0,5,0,3,3,0,2,15,1,3,2,1,2,0,1,1,0,0,0,0,0,0]
[83,"01:22:00",0,368,{"$f":"IF(appliances!$D$46=\"YES\",light_sim_data!B94,0)","v":0},368,null,0,178,0,136,1,2,2,1,9,0,0,0,5,0,3,3,0,2,15,1,3,2,1,2,0,1,1,0,0,0,0,0,0]
[84,"01:23:00",0,368,{"$f":"IF(appliances!$D$46=\"YES\",light_sim_data!B95,0)","v":0},368,null,0,178,0,136,1,2,2,1,9,0,0,0,5,0,3,3,0,2,15,1,3,2,1,2,0,1,1,0,0,0,0,0,0]
[85,"01:24:00",0,368,{"$f":"IF(appliances!$D$46=\"YES\",light_sim_data!B96,0)","v":0},368,null,0,178,0,136,1,2,2,1,9,0,0,0,5,0,3,3,0,2,15,1,3,2,1,2,0,1,1,0,0,0,0,0,0]
[86,"01:25:00",0,368,{"$f":"IF(appliances!$D$46=\"YES\",light_sim_data!B97,0)","v":0},368,null,0,178,0,136,1,2,2,1,9,0,0,0,5,0,3,3,0,2,15,1,3,2,1,2,0,1,1,0,0,0,0,0,0]
[87,"01:26:00",0,368,{"$f":"IF(appliances!$D$46=\"YES\",light_sim_data!B98,0)","v":0},368,null,0,178,0,136,1,2,2,1,9,0,0,0,5,0,3,3,0,2,15,1,3,2,1,2,0,1,1,0,0,0,0,0,0]
[88,"01:27:00",0,368,{"$f":"IF(appliances!$D$46=\"YES\",light_sim_data!B99,0)","v":0},368,null,0,178,0,136,1,2,2,1,9,0,0,0,5,0,3,3,0,2,15,1,3,2,1,2,0,1,1,0,0,0,0,0,0]
[89,"01:28:00",0,368,{"$f":"IF(appliances!$D$46=\"YES\",light_sim_data!B100,0)","v":0},368,null,0,178,0,136,1,2,2,1,9,0,0,0,5,0,3,3,0,2,15,1,3,2,1,2,0,1,1,0,0,0,0,0,0]
[90,"01:29:00",0,368,{"$f":"IF(appliances!$D$46=\"YES\",light_sim_data!B101,0)","v":0},368,null,0,178,0,136,1,2,2,1,9,0,0,0,5,0,3,3,0,2,15,1,3,2,1,2,0,1,1,0,0,0,0,0,0]
[91,"01:30:00",0,368,{"$f":"IF(appliances!$D$46=\"YES\",light_sim_data!B102,0)","v":0},368,null,0,178,0,136,1,2,2,1,9,0,0,0,5,0,3,3,0,2,15,1,3,2,1,2,0,1,1,0,0,0,0,0,0]
[92,"01:31:00",0,190,{"$f":"IF(appliances!$D$46=\"YES\",light_sim_data!B103,0)","v":0},190,null,0,0,0,136,1,2,2,1,9,0,0,0,5,0,3,3,0,2,15,1,3,2,1,2,0,1,1,0,0,0,0,0,0]
[93,"01:32:00",0,190,{"$f":"IF(appliances!$D$46=\"YES\",light_sim_data!B104,0)","v":0},190,null,0,0,0,136,1,2,2,1,9,0,0,0,5,0,3,3,0,2,15,1,3,2,1,2,0,1,1,0,0,0,0,0,0]
[94,"01:33:00",0,54,{"$f":"IF(appliances!$D$46=\"YES\",light_sim_data!B105,0)","v":0},54,null,0,0,0,0,1,2,2,1,9,0,0,0,5,0,3,3,0,2,15,1,3,2,1,2,0,1,1,0,0,0,0,0,0]
[95,"01:34:00",0,54,{"$f":"IF(appliances!$D$46=\"YES\",light_sim_data!B106,0)","v":0},54,null,0,0,0,0,1,2,2,1,9,0,0,0,5,0,3,3,0,2,15,1,3,2,1,2,0,1,1,0,0,0,0,0,0]
[96,"01:35:00",0,54,{"$f":"IF(appliances!$D$46=\"YES\",light_sim_data!B107,0)","v":0},54,null,0,0,0,0,1,2,2,1,9,0,0,0,5,0,3,3,0,2,15,1,3,2,1,2,0,1,1,0,0,0,0,0,0]
[97,"01:36:00",0,54,{"$f":"IF(appliances!$D$46=\"YES\",light_sim_data!B108,0)","v":0},54,null,0,0,0,0,1,2,2,1,9,0,0,0,5,0,3,3,0,2,15,1,3,2,1,2,0,1,1,0,0,0,0,0,0]
[98,"01:37:00",0,54,{"$f":"IF(appliances!$D$46=\"YES\",light_sim_data!B109,0)","v":0},54,null,0,0,0,0,1,2,2,1,9,0,0,0,5,0,3,3,0,2,15,1,3,2,1,2,0,1,1,0,0,0,0,0,0]
[99,"01:38:00",0,54,{"$f":"IF(appliances!$D$46=\"YES\",light_sim_data!B110,0)","v":0},54,null,0,0,0,0,1,2,2,1,9,0,0,0,5,0,3,3,0,2,15,1,3,2,1,2,0,1,1,0,0,0,0,0,0]
[100,"01:39:00",0,54,{"$f":"IF(appliances!$D$46=\"YES\",light_sim_data!B111,0)","v":0},54,null,0,0,0,0,1,2,2,1,9,0,0,0,5,0,3,3,0,2,15,1,3,2,1,2,0,1,1,0,0,0,0,0,0]
[101,"01:40:00",0,54,{"$f":"IF(appliances!$D$46=\"YES\",light_sim_data!B112,0)","v":0},54,null,0,0,0,0,1,2,2,1,9,0,0,0,5,0,3,3,0,2,15,1,3,2,1,2,0,1,1,0,0,0,0,0,0]
[102,"01:41:00",0,54,{"$f":"IF(appliances!$D$46=\"YES\",light_sim_data!B113,0)","v":0},54,null,0,0,0,0,1,2,2,1,9,0,0,0,5,0,3,3,0,2,15,1,3,2,1,2,0,1,1,0,0,0,0,0,0]
[103,"01:42:00",0,54,{"$f":"IF(appliances!$D$46=\"YES\",light_sim_data!B114,0)","v":0},54,null,0,0,0,0,1,2,2,1,9,0,0,0,5,0,3,3,0,2,15,1,3,2,1,2,0,1,1,0,0,0,0,0,0]
[104,"01:43:00",0,54,{"$f":"IF(appliances!$D$46=\"YES\",light_sim_data!B115,0)","v":0},54,null,0,0,0,0,1,2,2,1,9,0,0,0,5,0,3,3,0,2,15,1,3,2,1,2,0,1,1,0,0,0,0,0,0]
[105,"01:44:00",0,54,{"$f":"IF(appliances!$D$46=\"YES\",light_sim_data!B116,0)","v":0},54,null,0,0,0,0,1,2,2,1,9,0,0,0,5,0,3,3,0,2,15,1,3,2,1,2,0,1,1,0,0,0,0,0,0]
[106,"01:45:00",0,54,{"$f":"IF(appliances!$D$46=\"YES\",light_sim_data!B117,0)","v":0},54,null,0,0,0,0,1,2,2,1,9,0,0,0,5,0,3,3,0,2,15,1,3,2,1,2,0,1,1,0,0,0,0,0,0]
[107,"01:46:00",0,54,{"$f":"IF(appliances!$D$46=\"YES\",light_sim_data!B118,0)","v":0},54,null,0,0,0,0,1,2,2,1,9,0,0,0,5,0,3,3,0,2,15,1,3,2,1,2,0,1,1,0,0,0,0,0,0]
[108,"01:47:00",0,54,{"$f":"IF(appliances!$D$46=\"YES\",light_sim_data!B119,0)","v":0},54,null,0,0,0,0,1,2,2,1,9,0,0,0,5,0,3,3,0,2,15,1,3,2,1,2,0,1,1,0,0,0,0,0,0]
[109,"01:48:00",0,163,{"$f":"IF(appliances!$D$46=\"YES\",light_sim_data!B120,0)","v":0},163,null,0,0,109,0,1,2,2,1,9,0,0,0,5,0,3,3,0,2,15,1,3,2,1,2,0,1,1,0,0,0,0,0,0]
[110,"01:49:00",0,163,{"$f":"IF(appliances!$D$46=\"YES\",light_sim_data!B121,0)","v":0},163,null,0,0,109,0,1,2,2,1,9,0,0,0,5,0,3,3,0,2,15,1,3,2,1,2,0,1,1,0,0,0,0,0,0]
[111,"01:50:00",0,163,{"$f":"IF(appliances!$D$46=\"YES\",light_sim_data!B122,0)","v":0},163,null,0,0,109,0,1,2,2,1,9,0,0,0,5,0,3,3,0,2,15,1,3,2,1,2,0,1,1,0,0,0,0,0,0]
[112,"01:51:00",0,163,{"$f":"IF(appliances!$D$46=\"YES\",light_sim_data!B123,0)","v":0},163,null,0,0,109,0,1,2,2,1,9,0,0,0,5,0,3,3,0,2,15,1,3,2,1,2,0,1,1,0,0,0,0,0,0]
[113,"01:52:00",0,163,{"$f":"IF(appliances!$D$46=\"YES\",light_sim_data!B124,0)","v":0},163,null,0,0,109,0,1,2,2,1,9,0,0,0,5,0,3,3,0,2,15,1,3,2,1,2,0,1,1,0,0,0,0,0,0]
[114,"01:53:00",0,163,{"$f":"IF(appliances!$D$46=\"YES\",light_sim_data!B125,0)","v":0},163,null,0,0,109,0,1,2,2,1,9,0,0,0,5,0,3,3,0,2,15,1,3,2,1,2,0,1,1,0,0,0,0,0,0]
[115,"01:54:00",0,163,{"$f":"IF(appliances!$D$46=\"YES\",light_sim_data!B126,0)","v":0},163,null,0,0,109,0,1,2,2,1,9,0,0,0,5,0,3,3,0,2,15,1,3,2,1,2,0,1,1,0,0,0,0,0,0]
[116,"01:55:00",0,163,{"$f":"IF(appliances!$D$46=\"YES\",light_sim_data!B127,0)","v":0},163,null,0,0,109,0,1,2,2,1,9,0,0,0,5,0,3,3,0,2,15,1,3,2,1,2,0,1,1,0,0,0,0,0,0]
[117,"01:56:00",0,163,{"$f":"IF(appliances!$D$46=\"YES\",light_sim_data!B128,0)","v":0},163,null,0,0,109,0,1,2,2,1,9,0,0,0,5,0,3,3,0,2,15,1,3,2,1,2,0,1,1,0,0,0,0,0,0]
[118,"01:57:00",0,163,{"$f":"IF(appliances!$D$46=\"YES\",light_sim_data!B129,0)","v":0},163,null,0,0,109,0,1,2,2,1,9,0,0,0,5,0,3,3,0,2,15,1,3,2,1,2,0,1,1,0,0,0,0,0,0]
[119,"01:58:00",0,163,{"$f":"IF(appliances!$D$46=\"YES\",light_sim_data!B130,0)","v":0},163,null,0,0,109,0,1,2,2,1,9,0,0,0,5,0,3,3,0,2,15,1,3,2,1,2,0,1,1,0,0,0,0,0,0]
[120,"01:59:00",0,163,{"$f":"IF(appliances!$D$46=\"YES\",light_sim_data!B131,0)","v":0},163,null,0,0,109,0,1,2,2,1,9,0,0,0,5,0,3,3,0,2,15,1,3,2,1,2,0,1,1,0,0,0,0,0,0]
[121,"02:00:00",0,163,{"$f":"IF(appliances!$D$46=\"YES\",light_sim_data!B132,0)","v":0},163,null,0,0,109,0,1,2,2,1,9,0,0,0,5,0,3,3,0,2,15,1,3,2,1,2,0,1,1,0,0,0,0,0,0]
[122,"02:01:00",0,163,{"$f":"IF(appliances!$D$46=\"YES\",light_sim_data!B133,0)","v":0},163,null,0,0,109,0,1,2,2,1,9,0,0,0,5,0,3,3,0,2,15,1,3,2,1,2,0,1,1,0,0,0,0,0,0]
[123,"02:02:00",0,163,{"$f":"IF(appliances!$D$46=\"YES\",light_sim_data!B134,0)","v":0},163,null,0,0,109,0,1,2,2,1,9,0,0,0,5,0,3,3,0,2,15,1,3,2,1,2,0,1,1,0,0,0,0,0,0]
[124,"02:03:00",0,163,{"$f":"IF(appliances!$D$46=\"YES\",light_sim_data!B135,0)","v":0},163,null,0,0,109,0,1,2,2,1,9,0,0,0,5,0,3,3,0,2,15,1,3,2,1,2,0,1,1,0,0,0,0,0,0]
[125,"02:04:00",0,163,{"$f":"IF(appliances!$D$46=\"YES\",light_sim_data!B136,0)","v":0},163,null,0,0,109,0,1,2,2,1,9,0,0,0,5,0,3,3,0,2,15,1,3,2,1,2,0,1,1,0,0,0,0,0,0]
[126,"02:05:00",0,163,{"$f":"IF(appliances!$D$46=\"YES\",light_sim_data!B137,0)","v":0},163,null,0,0,109,0,1,2,2,1,9,0,0,0,5,0,3,3,0,2,15,1,3,2,1,2,0,1,1,0,0,0,0,0,0]
[127,"02:06:00",0,54,{"$f":"IF(appliances!$D$46=\"YES\",light_sim_data!B138,0)","v":0},54,null,0,0,0,0,1,2,2,1,9,0,0,0,5,0,3,3,0,2,15,1,3,2,1,2,0,1,1,0,0,0,0,0,0]
[128,"02:07:00",0,54,{"$f":"IF(appliances!$D$46=\"YES\",light_sim_data!B139,0)","v":0},54,null,0,0,0,0,1,2,2,1,9,0,0,0,5,0,3,3,0,2,15,1,3,2,1,2,0,1,1,0,0,0,0,0,0]
[129,"02:08:00",0,54,{"$f":"IF(appliances!$D$46=\"YES\",light_sim_data!B140,0)","v":0},54,null,0,0,0,0,1,2,2,1,9,0,0,0,5,0,3,3,0,2,15,1,3,2,1,2,0,1,1,0,0,0,0,0,0]
[130,"02:09:00",{"$f":"INDIRECT(\"occ_sim_data!C\"&(ROUNDDOWN((A141-1)/10,0)+11))","v":0},{"$f":"E141+F141","v":54},{"$f":"IF(appliances!$D$46=\"YES\",light_sim_data!B141,0)","v":0},{"$f":"SUM(H141:AN141)","v":54},null,0,0,0,0,1,2,2,1,9,0,0,0,5,0,3,3,0,2,15,1,3,2,1,2,0,1,1,0,0,0,0,0,0]
[131,"02:10:00",0,54,{"$f":"IF(appliances!$D$46=\"YES\",light_sim_data!B142,0)","v":0},54,null,0,0,0,0,1,2,2,1,9,0,0,0,5,0,3,3,0,2,15,1,3,2,1,2,0,1,1,0,0,0,0,0,0]
[132,"02:11:00",0,54,{"$f":"IF(appliances!$D$46=\"YES\",light_sim_data!B143,0)","v":0},54,null,0,0,0,0,1,2,2,1,9,0,0,0,5,0,3,3,0,2,15,1,3,2,1,2,0,1,1,0,0,0,0,0,0]
[133,"02:12:00",0,54,{"$f":"IF(appliances!$D$46=\"YES\",light_sim_data!B144,0)","v":0},54,null,0,0,0,0,1,2,2,1,9,0,0,0,5,0,3,3,0,2,15,1,3,2,1,2,0,1,1,0,0,0,0,0,0]
[134,"02:13:00",0,54,{"$f":"IF(appliances!$D$46=\"YES\",light_sim_data!B145,0)","v":0},54,null,0,0,0,0,1,2,2,1,9,0,0,0,5,0,3,3,0,2,15,1,3,2,1,2,0,1,1,0,0,0,0,0,0]
[135,"02:14:00",0,54,{"$f":"IF(appliances!$D$46=\"YES\",light_sim_data!B146,0)","v":0},54,null,0,0,0,0,1,2,2,1,9,0,0,0,5,0,3,3,0,2,15,1,3,2,1,2,0,1,1,0,0,0,0,0,0]
[136,"02:15:00",0,54,{"$f":"IF(appliances!$D$46=\"YES\",light_sim_data!B147,0)","v":0},54,null,0,0,0,0,1,2,2,1,9,0,0,0,5,0,3,3,0,2,15,1,3,2,1,2,0,1,1,0,0,0,0,0,0]
[137,"02:16:00",0,54,{"$f":"IF(appliances!$D$46=\"YES\",light_sim_data!B148,0)","v":0},54,null,0,0,0,0,1,2,2,1,9,0,0,0,5,0,3,3,0,2,15,1,3,2,1,2,0,1,1,0,0,0,0,0,0]
[138,"02:17:00",0,54,{"$f":"IF(appliances!$D$46=\"YES\",light_sim_data!B149,0)","v":0},54,null,0,0,0,0,1,2,2,1,9,0,0,0,5,0,3,3,0,2,15,1,3,2,1,2,0,1,1,0,0,0,0,0,0]
[139,"02:18:00",0,54,{"$f":"IF(appliances!$D$46=\"YES\",light_sim_data!B150,0)","v":0},54,null,0,0,0,0,1,2,2,1,9,0,0,0,5,0,3,3,0,2,15,1,3,2,1,2,0,1,1,0,0,0,0,0,0]
[140,"02:19:00",0,54,{"$f":"IF(appliances!$D$46=\"YES\",light_sim_data!B151,0)","v":0},54,null,0,0,0,0,1,2,2,1,9,0,0,0,5,0,3,3,0,2,15,1,3,2,1,2,0,1,1,0,0,0,0,0,0]
[141,"02:20:00",0,54,{"$f":"IF(appliances!$D$46=\"YES\",light_sim_data!B152,0)","v":0},54,null,0,0,0,0,1,2,2,1,9,0,0,0,5,0,3,3,0,2,15,1,3,2,1,2,0,1,1,0,0,0,0,0,0]
[142,"02:21:00",0,54,{"$f":"IF(appliances!$D$46=\"YES\",light_sim_data!B153,0)","v":0},54,null,0,0,0,0,1,2,2,1,9,0,0,0,5,0,3,3,0,2,15,1,3,2,1,2,0,1,1,0,0,0,0,0,0]
[143,"02:22:00",0,54,{"$f":"IF(appliances!$D$46=\"YES\",light_sim_data!B154,0)","v":0},54,null,0,0,0,0,1,2,2,1,9,0,0,0,5,0,3,3,0,2,15,1,3,2,1,2,0,1,1,0,0,0,0,0,0]
[144,"02:23:00",0,54,{"$f":"IF(appliances!$D$46=\"YES\",light_sim_data!B155,0)","v":0},54,null,0,0,0,0,1,2,2,1,9,0,0,0,5,0,3,3,0,2,15,1,3,2,1,2,0,1,1,0,0,0,0,0,0]
[145,"02:24:00",0,54,{"$f":"IF(appliances!$D$46=\"YES\",light_sim_data!B156,0)","v":0},54,null,0,0,0,0,1,2,2,1,9,0,0,0,5,0,3,3,0,2,15,1,3,2,1,2,0,1,1,0,0,0,0,0,0]
[146,"02:25:00",0,54,{"$f":"IF(appliances!$D$46=\"YES\",light_sim_data!B157,0)","v":0},54,null,0,0,0,0,1,2,2,1,9,0,0,0,5,0,3,3,0,2,15,1,3,2,1,2,0,1,1,0,0,0,0,0,0]
[147,"02:26:00",0,54,{"$f":"IF(appliances!$D$46=\"YES\",light_sim_data!B158,0)","v":0},54,null,0,0,0,0,1,2,2,1,9,0,0,0,5,0,3,3,0,2,15,1,3,2,1,2,0,1,1,0,0,0,0,0,0]
[148,"02:27:00",0,54,{"$f":"IF(appliances!$D$46=\"YES\",light_sim_data!B159,0)","v":0},54,null,0,0,0,0,1,2,2,1,9,0,0,0,5,0,3,3,0,2,15,1,3,2,1,2,0,1,1,0,0,0,0,0,0]
[149,"02:28:00",0,54,{"$f":"IF(appliances!$D$46=\"YES\",light_sim_data!B160,0)","v":0},54,null,0,0,0,0,1,2,2,1,9,0,0,0,5,0,3,3,0,2,15,1,3,2,1,2,0,1,1,0,0,0,0,0,0]
[150,"02:29:00",0,54,{"$f":"IF(appliances!$D$46=\"YES\",light_sim_data!B161,0)","v":0},54,null,0,0,0,0,1,2,2,1,9,0,0,0,5,0,3,3,0,2,15,1,3,2,1,2,0,1,1,0,0,0,0,0,0]
[151,"02:30:00",0,54,{"$f":"IF(appliances!$D$46=\"YES\",light_sim_data!B162,0)","v":0},54,null,0,0,0,0,1,2,2,1,9,0,0,0,5,0,3,3,0,2,15,1,3,2,1,2,0,1,1,0,0,0,0,0,0]
[152,"02:31:00",0,54,{"$f":"IF(appliances!$D$46=\"YES\",light_sim_data!B163,0)","v":0},54,null,0,0,0,0,1,2,2,1,9,0,0,0,5,0,3,3,0,2,15,1,3,2,1,2,0,1,1,0,0,0,0,0,0]
[153,"02:32:00",0,54,{"$f":"IF(appliances!$D$46=\"YES\",light_sim_data!B164,0)","v":0},54,null,0,0,0,0,1,2,2,1,9,0,0,0,5,0,3,3,0,2,15,1,3,2,1,2,0,1,1,0,0,0,0,0,0]
[154,"02:33:00",0,54,{"$f":"IF(appliances!$D$46=\"YES\",light_sim_data!B165,0)","v":0},54,null,0,0,0,0,1,2,2,1,9,0,0,0,5,0,3,3,0,2,15,1,3,2,1,2,0,1,1,0,0,0,0,0,0]
[155,"02:34:00",0,54,{"$f":"IF(appliances!$D$46=\"YES\",light_sim_data!B166,0)","v":0},54,null,0,0,0,0,1,2,2,1,9,0,0,0,5,0,3,3,0,2,15,1,3,2,1,2,0,1,1,0,0,0,0,0,0]
[156,"02:35:00",0,54,{"$f":"IF(appliances!$D$46=\"YES\",light_sim_data!B167,0)","v":0},54,null,0,0,0,0,1,2,2,1,9,0,0,0,5,0,3,3,0,2,15,1,3,2,1,2,0,1,1,0,0,0,0,0,0]
[157,"02:36:00",0,54,{"$f":"IF(appliances!$D$46=\"YES\",light_sim_data!B168,0)","v":0},54,null,0,0,0,0,1,2,2,1,9,0,0,0,5,0,3,3,0,2,15,1,3,2,1,2,0,1,1,0,0,0,0,0,0]
[158,"02:37:00",0,54,{"$f":"IF(appliances!$D$46=\"YES\",light_sim_data!B169,0)","v":0},54,null,0,0,0,0,1,2,2,1,9,0,0,0,5,0,3,3,0,2,15,1,3,2,1,2,0,1,1,0,0,0,0,0,0]
[159,"02:38:00",0,54,{"$f":"IF(appliances!$D$46=\"YES\",light_sim_data!B170,0)","v":0},54,null,0,0,0,0,1,2,2,1,9,0,0,0,5,0,3,3,0,2,15,1,3,2,1,2,0,1,1,0,0,0,0,0,0]
[160,"02:39:00",0,54,{"$f":"IF(appliances!$D$46=\"YES\",light_sim_data!B171,0)","v":0},54,null,0,0,0,0,1,2,2,1,9,0,0,0,5,0,3,3,0,2,15,1,3,2,1,2,0,1,1,0,0,0,0,0,0]
[161,"02:40:00",0,54,{"$f":"IF(appliances!$D$46=\"YES\",light_sim_data!B172,0)","v":0},54,null,0,0,0,0,1,2,2,1,9,0,0,0,5,0,3,3,0,2,15,1,3,2,1,2,0,1,1,0,0,0,0,0,0]
[162,"02:41:00",0,54,{"$f":"IF(appliances!$D$46=\"YES\",light_sim_data!B173,0)","v":0},54,null,0,0,0,0,1,2,2,1,9,0,0,0,5,0,3,3,0,2,15,1,3,2,1,2,0,1,1,0,0,0,0,0,0]
[163,"02:42:00",0,54,{"$f":"IF(appliances!$D$46=\"YES\",light_sim_data!B174,0)","v":0},54,null,0,0,0,0,1,2,2,1,9,0,0,0,5,0,3,3,0,2,15,1,3,2,1,2,0,1,1,0,0,0,0,0,0]
[164,"02:43:00",0,54,{"$f":"IF(appliances!$D$46=\"YES\",light_sim_data!B175,0)","v":0},54,null,0,0,0,0,1,2,2,1,9,0,0,0,5,0,3,3,0,2,15,1,3,2,1,2,0,1,1,0,0,0,0,0,0]
[165,"02:44:00",0,54,{"$f":"IF(appliances!$D$46=\"YES\",light_sim_data!B176,0)","v":0},54,null,0,0,0,0,1,2,2,1,9,0,0,0,5,0,3,3,0,2,15,1,3,2,1,2,0,1,1,0,0,0,0,0,0]
[166,"02:45:00",0,54,{"$f":"IF(appliances!$D$46=\"YES\",light_sim_data!B177,0)","v":0},54,null,0,0,0,0,1,2,2,1,9,0,0,0,5,0,3,3,0,2,15,1,3,2,1,2,0,1,1,0,0,0,0,0,0]
[167,"02:46:00",0,54,{"$f":"IF(appliances!$D$46=\"YES\",light_sim_data!B178,0)","v":0},54,null,0,0,0,0,1,2,2,1,9,0,0,0,5,0,3,3,0,2,15,1,3,2,1,2,0,1,1,0,0,0,0,0,0]
[168,"02:47:00",0,54,{"$f":"IF(appliances!$D$46=\"YES\",light_sim_data!B179,0)","v":0},54,null,0,0,0,0,1,2,2,1,9,0,0,0,5,0,3,3,0,2,15,1,3,2,1,2,0,1,1,0,0,0,0,0,0]
[169,"02:48:00",0,54,{"$f":"IF(appliances!$D$46=\"YES\",light_sim_data!B180,0)","v":0},54,null,0,0,0,0,1,2,2,1,9,0,0,0,5,0,3,3,0,2,15,1,3,2,1,2,0,1,1,0,0,0,0,0,0]
[170,"02:49:00",0,54,{"$f":"IF(appliances!$D$46=\"YES\",light_sim_data!B181,0)","v":0},54,null,0,0,0,0,1,2,2,1,9,0,0,0,5,0,3,3,0,2,15,1,3,2,1,2,0,1,1,0,0,0,0,0,0]
[171,"02:50:00",0,54,{"$f":"IF(appliances!$D$46=\"YES\",light_sim_data!B182,0)","v":0},54,null,0,0,0,0,1,2,2,1,9,0,0,0,5,0,3,3,0,2,15,1,3,2,1,2,0,1,1,0,0,0,0,0,0]
[172,"02:51:00",0,54,{"$f":"IF(appliances!$D$46=\"YES\",light_sim_data!B183,0)","v":0},54,null,0,0,0,0,1,2,2,1,9,0,0,0,5,0,3,3,0,2,15,1,3,2,1,2,0,1,1,0,0,0,0,0,0]
[173,"02:52:00",0,54,{"$f":"IF(appliances!$D$46=\"YES\",light_sim_data!B184,0)","v":0},54,null,0,0,0,0,1,2,2,1,9,0,0,0,5,0,3,3,0,2,15,1,3,2,1,2,0,1,1,0,0,0,0,0,0]
[174,"02:53:00",0,54,{"$f":"IF(appliances!$D$46=\"YES\",light_sim_data!B185,0)","v":0},54,null,0,0,0,0,1,2,2,1,9,0,0,0,5,0,3,3,0,2,15,1,3,2,1,2,0,1,1,0,0,0,0,0,0]
[175,"02:54:00",0,54,{"$f":"IF(appliances!$D$46=\"YES\",light_sim_data!B186,0)","v":0},54,null,0,0,0,0,1,2,2,1,9,0,0,0,5,0,3,3,0,2,15,1,3,2,1,2,0,1,1,0,0,0,0,0,0]
[176,"02:55:00",0,54,{"$f":"IF(appliances!$D$46=\"YES\",light_sim_data!B187,0)","v":0},54,null,0,0,0,0,1,2,2,1,9,0,0,0,5,0,3,3,0,2,15,1,3,2,1,2,0,1,1,0,0,0,0,0,0]
[177,"02:56:00",0,232,{"$f":"IF(appliances!$D$46=\"YES\",light_sim_data!B188,0)","v":0},232,null,0,178,0,0,1,2,2,1,9,0,0,0,5,0,3,3,0,2,15,1,3,2,1,2,0,1,1,0,0,0,0,0,0]
[178,"02:57:00",0,232,{"$f":"IF(appliances!$D$46=\"YES\",light_sim_data!B189,0)","v":0},232,null,0,178,0,0,1,2,2,1,9,0,0,0,5,0,3,3,0,2,15,1,3,2,1,2,0,1,1,0,0,0,0,0,0]
[179,"02:58:00",0,232,{"$f":"IF(appliances!$D$46=\"YES\",light_sim_data!B190,0)","v":0},232,null,0,178,0,0,1,2,2,1,9,0,0,0,5,0,3,3,0,2,15,1,3,2,1,2,0,1,1,0,0,0,0,0,0]
[180,"02:59:00",0,232,{"$f":"IF(appliances!$D$46=\"YES\",light_sim_data!B191,0)","v":0},232,null,0,178,0,0,1,2,2,1,9,0,0,0,5,0,3,3,0,2,15,1,3,2,1,2,0,1,1,0,0,0,0,0,0]
[181,"03:00:00",0,232,{"$f":"IF(appliances!$D$46=\"YES\",light_sim_data!B192,0)","v":0},232,null,0,178,0,0,1,2,2,1,9,0,0,0,5,0,3,3,0,2,15,1,3,2,1,2,0,1,1,0,0,0,0,0,0]
[182,"03:01:00",0,232,{"$f":"IF(appliances!$D$46=\"YES\",light_sim_data!B193,0)","v":0},232,null,0,178,0,0,1,2,2,1,9,0,0,0,5,0,3,3,0,2,15,1,3,2,1,2,0,1,1,0,0,0,0,0,0]
[183,"03:02:00",0,232,{"$f":"IF(appliances!$D$46=\"YES\",light_sim_data!B194,0)","v":0},232,null,0,178,0,0,1,2,2,1,9,0,0,0,5,0,3,3,0,2,15,1,3,2,1,2,0,1,1,0,0,0,0,0,0]
[184,"03:03:00",0,232,{"$f":"IF(appliances!$D$46=\"YES\",light_sim_data!B195,0)","v":0},232,null,0,178,0,0,1,2,2,1,9,0,0,0,5,0,3,3,0,2,15,1,3,2,1,2,0,1,1,0,0,0,0,0,0]
[185,"03:04:00",0,232,{"$f":"IF(appliances!$D$46=\"YES\",light_sim_data!B196,0)","v":0},232,null,0,178,0,0,1,2,2,1,9,0,0,0,5,0,3,3,0,2,15,1,3,2,1,2,0,1,1,0,0,0,0,0,0]
[186,"03:05:00",0,232,{"$f":"IF(appliances!$D$46=\"YES\",light_sim_data!B197,0)","v":0},232,null,0,178,0,0,1,2,2,1,9,0,0,0,5,0,3,3,0,2,15,1,3,2,1,2,0,1,1,0,0,0,0,0,0]
[187,"03:06:00",0,232,{"$f":"IF(appliances!$D$46=\"YES\",light_sim_data!B198,0)","v":0},232,null,0,178,0,0,1,2,2,1,9,0,0,0,5,0,3,3,0,2,15,1,3,2,1,2,0,1,1,0,0,0,0,0,0]
[188,"03:07:00",0,232,{"$f":"IF(appliances!$D$46=\"YES\",light_sim_data!B199,0)","v":0},232,null,0,178,0,0,1,2,2,1,9,0,0,0,5,0,3,3,0,2,15,1,3,2,1,2,0,1,1,0,0,0,0,0,0]
[189,"03:08:00",0,232,{"$f":"IF(appliances!$D$46=\"YES\",light_sim_data!B200,0)","v":0},232,null,0,178,0,0,1,2,2,1,9,0,0,0,5,0,3,3,0,2,15,1,3,2,1,2,0,1,1,0,0,0,0,0,0]
[190,"03:09:00",0,232,{"$f":"IF(appliances!$D$46=\"YES\",light_sim_data!B201,0)","v":0},232,null,0,178,0,0,1,2,2,1,9,0,0,0,5,0,3,3,0,2,15,1,3,2,1,2,0,1,1,0,0,0,0,0,0]
[191,"03:10:00",0,232,{"$f":"IF(appliances!$D$46=\"YES\",light_sim_data!B202,0)","v":0},232,null,0,178,0,0,1,2,2,1,9,0,0,0,5,0,3,3,0,2,15,1,3,2,1,2,0,1,1,0,0,0,0,0,0]
[192,"03:11:00",0,232,{"$f":"IF(appliances!$D$46=\"YES\",light_sim_data!B203,0)","v":0},232,null,0,178,0,0,1,2,2,1,9,0,0,0,5,0,3,3,0,2,15,1,3,2,1,2,0,1,1,0,0,0,0,0,0]
[193,"03:12:00",0,232,{"$f":"IF(appliances!$D$46=\"YES\",light_sim_data!B204,0)","v":0},232,null,0,178,0,0,1,2,2,1,9,0,0,0,5,0,3,3,0,2,15,1,3,2,1,2,0,1,1,0,0,0,0,0,0]
[194,"03:13:00",{"$f":"INDIRECT(\"occ_sim_data!C\"&(ROUNDDOWN((A205-1)/10,0)+11))","v":0},{"$f":"E205+F205","v":232},{"$f":"IF(appliances!$D$46=\"YES\",light_sim_data!B205,0)","v":0},{"$f":"SUM(H205:AN205)","v":232},null,0,178,0,0,1,2,2,1,9,0,0,0,5,0,3,3,0,2,15,1,3,2,1,2,0,1,1,0,0,0,0,0,0]
[195,"03:14:00",0,232,{"$f":"IF(appliances!$D$46=\"YES\",light_sim_data!B206,0)","v":0},232,null,0,178,0,0,1,2,2,1,9,0,0,0,5,0,3,3,0,2,15,1,3,2,1,2,0,1,1,0,0,0,0,0,0]
[196,"03:15:00",0,232,{"$f":"IF(appliances!$D$46=\"YES\",light_sim_data!B207,0)","v":0},232,null,0,178,0,0,1,2,2,1,9,0,0,0,5,0,3,3,0,2,15,1,3,2,1,2,0,1,1,0,0,0,0,0,0]
[197,"03:16:00",0,232,{"$f":"IF(appliances!$D$46=\"YES\",light_sim_data!B208,0)","v":0},232,null,0,178,0,0,1,2,2,1,9,0,0,0,5,0,3,3,0,2,15,1,3,2,1,2,0,1,1,0,0,0,0,0,0]
[198,"03:17:00",0,232,{"$f":"IF(appliances!$D$46=\"YES\",light_sim_data!B209,0)","v":0},232,null,0,178,0,0,1,2,2,1,9,0,0,0,5,0,3,3,0,2,15,1,3,2,1,2,0,1,1,0,0,0,0,0,0]
[199,"03:18:00",0,54,{"$f":"IF(appliances!$D$46=\"YES\",light_sim_data!B210,0)","v":0},54,null,0,0,0,0,1,2,2,1,9,0,0,0,5,0,3,3,0,2,15,1,3,2,1,2,0,1,1,0,0,0,0,0,0]
[200,"03:19:00",0,190,{"$f":"IF(appliances!$D$46=\"YES\",light_sim_data!B211,0)","v":0},190,null,0,0,0,136,1,2,2,1,9,0,0,0,5,0,3,3,0,2,15,1,3,2,1,2,0,1,1,0,0,0,0,0,0]
[201,"03:20:00",0,190,{"$f":"IF(appliances!$D$46=\"YES\",light_sim_data!B212,0)","v":0},190,null,0,0,0,136,1,2,2,1,9,0,0,0,5,0,3,3,0,2,15,1,3,2,1,2,0,1,1,0,0,0,0,0,0]
[202,"03:21:00",0,190,{"$f":"IF(appliances!$D$46=\"YES\",light_sim_data!B213,0)","v":0},190,null,0,0,0,136,1,2,2,1,9,0,0,0,5,0,3,3,0,2,15,1,3,2,1,2,0,1,1,0,0,0,0,0,0]
[203,"03:22:00",0,190,{"$f":"IF(appliances!$D$46=\"YES\",light_sim_data!B214,0)","v":0},190,null,0,0,0,136,1,2,2,1,9,0,0,0,5,0,3,3,0,2,15,1,3,2,1,2,0,1,1,0,0,0,0,0,0]
[204,"03:23:00",0,190,{"$f":"IF(appliances!$D$46=\"YES\",light_sim_data!B215,0)","v":0},190,null,0,0,0,136,1,2,2,1,9,0,0,0,5,0,3,3,0,2,15,1,3,2,1,2,0,1,1,0,0,0,0,0,0]
[205,"03:24:00",0,190,{"$f":"IF(appliances!$D$46=\"YES\",light_sim_data!B216,0)","v":0},190,null,0,0,0,136,1,2,2,1,9,0,0,0,5,0,3,3,0,2,15,1,3,2,1,2,0,1,1,0,0,0,0,0,0]
[206,"03:25:00",0,190,{"$f":"IF(appliances!$D$46=\"YES\",light_sim_data!B217,0)","v":0},190,null,0,0,0,136,1,2,2,1,9,0,0,0,5,0,3,3,0,2,15,1,3,2,1,2,0,1,1,0,0,0,0,0,0]
[207,"03:26:00",0,190,{"$f":"IF(appliances!$D$46=\"YES\",light_sim_data!B218,0)","v":0},190,null,0,0,0,136,1,2,2,1,9,0,0,0,5,0,3,3,0,2,15,1,3,2,1,2,0,1,1,0,0,0,0,0,0]
[208,"03:27:00",0,190,{"$f":"IF(appliances!$D$46=\"YES\",light_sim_data!B219,0)","v":0},190,null,0,0,0,136,1,2,2,1,9,0,0,0,5,0,3,3,0,2,15,1,3,2,1,2,0,1,1,0,0,0,0,0,0]
[209,"03:28:00",0,190,{"$f":"IF(appliances!$D$46=\"YES\",light_sim_data!B220,0)","v":0},190,null,0,0,0,136,1,2,2,1,9,0,0,0,5,0,3,3,0,2,15,1,3,2,1,2,0,1,1,0,0,0,0,0,0]
[210,"03:29:00",0,190,{"$f":"IF(appliances!$D$46=\"YES\",light_sim_data!B221,0)","v":0},190,null,0,0,0,136,1,2,2,1,9,0,0,0,5,0,3,3,0,2,15,1,3,2,1,2,0,1,1,0,0,0,0,0,0]
[211,"03:30:00",0,190,{"$f":"IF(appliances!$D$46=\"YES\",light_sim_data!B222,0)","v":0},190,null,0,0,0,136,1,2,2,1,9,0,0,0,5,0,3,3,0,2,15,1,3,2,1,2,0,1,1,0,0,0,0,0,0]
[212,"03:31:00",0,190,{"$f":"IF(appliances!$D$46=\"YES\",light_sim_data!B223,0)","v":0},190,null,0,0,0,136,1,2,2,1,9,0,0,0,5,0,3,3,0,2,15,1,3,2,1,2,0,1,1,0,0,0,0,0,0]
[213,"03:32:00",0,190,{"$f":"IF(appliances!$D$46=\"YES\",light_sim_data!B224,0)","v":0},190,null,0,0,0,136,1,2,2,1,9,0,0,0,5,0,3,3,0,2,15,1,3,2,1,2,0,1,1,0,0,0,0,0,0]
[214,"03:33:00",0,190,{"$f":"IF(appliances!$D$46=\"YES\",light_sim_data!B225,0)","v":0},190,null,0,0,0,136,1,2,2,1,9,0,0,0,5,0,3,3,0,2,15,1,3,2,1,2,0,1,1,0,0,0,0,0,0]
[215,"03:34:00",0,190,{"$f":"IF(appliances!$D$46=\"YES\",light_sim_data!B226,0)","v":0},190,null,0,0,0,136,1,2,2,1,9,0,0,0,5,0,3,3,0,2,15,1,3,2,1,2,0,1,1,0,0,0,0,0,0]
[216,"03:35:00",0,190,{"$f":"IF(appliances!$D$46=\"YES\",light_sim_data!B227,0)","v":0},190,null,0,0,0,136,1,2,2,1,9,0,0,0,5,0,3,3,0,2,15,1,3,2,1,2,0,1,1,0,0,0,0,0,0]
[217,"03:36:00",0,190,{"$f":"IF(appliances!$D$46=\"YES\",light_sim_data!B228,0)","v":0},190,null,0,0,0,136,1,2,2,1,9,0,0,0,5,0,3,3,0,2,15,1,3,2,1,2,0,1,1,0,0,0,0,0,0]
[218,"03:37:00",0,190,{"$f":"IF(appliances!$D$46=\"YES\",light_sim_data!B229,0)","v":0},190,null,0,0,0,136,1,2,2,1,9,0,0,0,5,0,3,3,0,2,15,1,3,2,1,2,0,1,1,0,0,0,0,0,0]
[219,"03:38:00",0,190,{"$f":"IF(appliances!$D$46=\"YES\",light_sim_data!B230,0)","v":0},190,null,0,0,0,136,1,2,2,1,9,0,0,0,5,0,3,3,0,2,15,1,3,2,1,2,0,1,1,0,0,0,0,0,0]
[220,"03:39:00",0,54,{"$f":"IF(appliances!$D$46=\"YES\",light_sim_data!B231,0)","v":0},54,null,0,0,0,0,1,2,2,1,9,0,0,0,5,0,3,3,0,2,15,1,3,2,1,2,0,1,1,0,0,0,0,0,0]
[221,"03:40:00",0,54,{"$f":"IF(appliances!$D$46=\"YES\",light_sim_data!B232,0)","v":0},54,null,0,0,0,0,1,2,2,1,9,0,0,0,5,0,3,3,0,2,15,1,3,2,1,2,0,1,1,0,0,0,0,0,0]
[222,"03:41:00",0,54,{"$f":"IF(appliances!$D$46=\"YES\",light_sim_data!B233,0)","v":0},54,null,0,0,0,0,1,2,2,1,9,0,0,0,5,0,3,3,0,2,15,1,3,2,1,2,0,1,1,0,0,0,0,0,0]
[223,"03:42:00",0,54,{"$f":"IF(appliances!$D$46=\"YES\",light_sim_data!B234,0)","v":0},54,null,0,0,0,0,1,2,2,1,9,0,0,0,5,0,3,3,0,2,15,1,3,2,1,2,0,1,1,0,0,0,0,0,0]
[224,"03:43:00",0,54,{"$f":"IF(appliances!$D$46=\"YES\",light_sim_data!B235,0)","v":0},54,null,0,0,0,0,1,2,2,1,9,0,0,0,5,0,3,3,0,2,15,1,3,2,1,2,0,1,1,0,0,0,0,0,0]
[225,"03:44:00",0,54,{"$f":"IF(appliances!$D$46=\"YES\",light_sim_data!B236,0)","v":0},54,null,0,0,0,0,1,2,2,1,9,0,0,0,5,0,3,3,0,2,15,1,3,2,1,2,0,1,1,0,0,0,0,0,0]
[226,"03:45:00",0,54,{"$f":"IF(appliances!$D$46=\"YES\",light_sim_data!B237,0)","v":0},54,null,0,0,0,0,1,2,2,1,9,0,0,0,5,0,3,3,0,2,15,1,3,2,1,2,0,1,1,0,0,0,0,0,0]
[227,"03:46:00",0,54,{"$f":"IF(appliances!$D$46=\"YES\",light_sim_data!B238,0)","v":0},54,null,0,0,0,0,1,2,2,1,9,0,0,0,5,0,3,3,0,2,15,1,3,2,1,2,0,1,1,0,0,0,0,0,0]
[228,"03:47:00",0,54,{"$f":"IF(appliances!$D$46=\"YES\",light_sim_data!B239,0)","v":0},54,null,0,0,0,0,1,2,2,1,9,0,0,0,5,0,3,3,0,2,15,1,3,2,1,2,0,1,1,0,0,0,0,0,0]
[229,"03:48:00",0,54,{"$f":"IF(appliances!$D$46=\"YES\",light_sim_data!B240,0)","v":0},54,null,0,0,0,0,1,2,2,1,9,0,0,0,5,0,3,3,0,2,15,1,3,2,1,2,0,1,1,0,0,0,0,0,0]
[230,"03:49:00",0,54,{"$f":"IF(appliances!$D$46=\"YES\",light_sim_data!B241,0)","v":0},54,null,0,0,0,0,1,2,2,1,9,0,0,0,5,0,3,3,0,2,15,1,3,2,1,2,0,1,1,0,0,0,0,0,0]
[231,"03:50:00",0,54,{"$f":"IF(appliances!$D$46=\"YES\",light_sim_data!B242,0)","v":0},54,null,0,0,0,0,1,2,2,1,9,0,0,0,5,0,3,3,0,2,15,1,3,2,1,2,0,1,1,0,0,0,0,0,0]
[232,"03:51:00",0,54,{"$f":"IF(appliances!$D$46=\"YES\",light_sim_data!B243,0)","v":0},54,null,0,0,0,0,1,2,2,1,9,0,0,0,5,0,3,3,0,2,15,1,3,2,1,2,0,1,1,0,0,0,0,0,0]
[233,"03:52:00",0,54,{"$f":"IF(appliances!$D$46=\"YES\",light_sim_data!B244,0)","v":0},54,null,0,0,0,0,1,2,2,1,9,0,0,0,5,0,3,3,0,2,15,1,3,2,1,2,0,1,1,0,0,0,0,0,0]
[234,"03:53:00",0,54,{"$f":"IF(appliances!$D$46=\"YES\",light_sim_data!B245,0)","v":0},54,null,0,0,0,0,1,2,2,1,9,0,0,0,5,0,3,3,0,2,15,1,3,2,1,2,0,1,1,0,0,0,0,0,0]
[235,"03:54:00",0,54,{"$f":"IF(appliances!$D$46=\"YES\",light_sim_data!B246,0)","v":0},54,null,0,0,0,0,1,2,2,1,9,0,0,0,5,0,3,3,0,2,15,1,3,2,1,2,0,1,1,0,0,0,0,0,0]
[236,"03:55:00",0,54,{"$f":"IF(appliances!$D$46=\"YES\",light_sim_data!B247,0)","v":0},54,null,0,0,0,0,1,2,2,1,9,0,0,0,5,0,3,3,0,2,15,1,3,2,1,2,0,1,1,0,0,0,0,0,0]
[237,"03:56:00",0,54,{"$f":"IF(appliances!$D$46=\"YES\",light_sim_data!B248,0)","v":0},54,null,0,0,0,0,1,2,2,1,9,0,0,0,5,0,3,3,0,2,15,1,3,2,1,2,0,1,1,0,0,0,0,0,0]
[238,"03:57:00",0,54,{"$f":"IF(appliances!$D$46=\"YES\",light_sim_data!B249,0)","v":0},54,null,0,0,0,0,1,2,2,1,9,0,0,0,5,0,3,3,0,2,15,1,3,2,1,2,0,1,1,0,0,0,0,0,0]
[239,"03:58:00",0,54,{"$f":"IF(appliances!$D$46=\"YES\",light_sim_data!B250,0)","v":0},54,null,0,0,0,0,1,2,2,1,9,0,0,0,5,0,3,3,0,2,15,1,3,2,1,2,0,1,1,0,0,0,0,0,0]
[240,"03:59:00",0,54,{"$f":"IF(appliances!$D$46=\"YES\",light_sim_data!B251,0)","v":0},54,null,0,0,0,0,1,2,2,1,9,0,0,0,5,0,3,3,0,2,15,1,3,2,1,2,0,1,1,0,0,0,0,0,0]
[241,"04:00:00",0,54,{"$f":"IF(appliances!$D$46=\"YES\",light_sim_data!B252,0)","v":0},54,null,0,0,0,0,1,2,2,1,9,0,0,0,5,0,3,3,0,2,15,1,3,2,1,2,0,1,1,0,0,0,0,0,0]
[242,"04:01:00",0,54,{"$f":"IF(appliances!$D$46=\"YES\",light_sim_data!B253,0)","v":0},54,null,0,0,0,0,1,2,2,1,9,0,0,0,5,0,3,3,0,2,15,1,3,2,1,2,0,1,1,0,0,0,0,0,0]
[243,"04:02:00",0,54,{"$f":"IF(appliances!$D$46=\"YES\",light_sim_data!B254,0)","v":0},54,null,0,0,0,0,1,2,2,1,9,0,0,0,5,0,3,3,0,2,15,1,3,2,1,2,0,1,1,0,0,0,0,0,0]
[244,"04:03:00",0,54,{"$f":"IF(appliances!$D$46=\"YES\",light_sim_data!B255,0)","v":0},54,null,0,0,0,0,1,2,2,1,9,0,0,0,5,0,3,3,0,2,15,1,3,2,1,2,0,1,1,0,0,0,0,0,0]
[245,"04:04:00",0,54,{"$f":"IF(appliances!$D$46=\"YES\",light_sim_data!B256,0)","v":0},54,null,0,0,0,0,1,2,2,1,9,0,0,0,5,0,3,3,0,2,15,1,3,2,1,2,0,1,1,0,0,0,0,0,0]
[246,"04:05:00",0,54,{"$f":"IF(appliances!$D$46=\"YES\",light_sim_data!B257,0)","v":0},54,null,0,0,0,0,1,2,2,1,9,0,0,0,5,0,3,3,0,2,15,1,3,2,1,2,0,1,1,0,0,0,0,0,0]
[247,"04:06:00",0,54,{"$f":"IF(appliances!$D$46=\"YES\",light_sim_data!B258,0)","v":0},54,null,0,0,0,0,1,2,2,1,9,0,0,0,5,0,3,3,0,2,15,1,3,2,1,2,0,1,1,0,0,0,0,0,0]
[248,"04:07:00",0,232,{"$f":"IF(appliances!$D$46=\"YES\",light_sim_data!B259,0)","v":0},232,null,0,178,0,0,1,2,2,1,9,0,0,0,5,0,3,3,0,2,15,1,3,2,1,2,0,1,1,0,0,0,0,0,0]
[249,"04:08:00",0,232,{"$f":"IF(appliances!$D$46=\"YES\",light_sim_data!B260,0)","v":0},232,null,0,178,0,0,1,2,2,1,9,0,0,0,5,0,3,3,0,2,15,1,3,2,1,2,0,1,1,0,0,0,0,0,0]
[250,"04:09:00",0,232,{"$f":"IF(appliances!$D$46=\"YES\",light_sim_data!B261,0)","v":0},232,null,0,178,0,0,1,2,2,1,9,0,0,0,5,0,3,3,0,2,15,1,3,2,1,2,0,1,1,0,0,0,0,0,0]
[251,"04:10:00",0,232,{"$f":"IF(appliances!$D$46=\"YES\",light_sim_data!B262,0)","v":0},232,null,0,178,0,0,1,2,2,1,9,0,0,0,5,0,3,3,0,2,15,1,3,2,1,2,0,1,1,0,0,0,0,0,0]
[252,"04:11:00",0,232,{"$f":"IF(appliances!$D$46=\"YES\",light_sim_data!B263,0)","v":0},232,null,0,178,0,0,1,2,2,1,9,0,0,0,5,0,3,3,0,2,15,1,3,2,1,2,0,1,1,0,0,0,0,0,0]
[253,"04:12:00",0,232,{"$f":"IF(appliances!$D$46=\"YES\",light_sim_data!B264,0)","v":0},232,null,0,178,0,0,1,2,2,1,9,0,0,0,5,0,3,3,0,2,15,1,3,2,1,2,0,1,1,0,0,0,0,0,0]
[254,"04:13:00",0,341,{"$f":"IF(appliances!$D$46=\"YES\",light_sim_data!B265,0)","v":0},341,null,0,178,109,0,1,2,2,1,9,0,0,0,5,0,3,3,0,2,15,1,3,2,1,2,0,1,1,0,0,0,0,0,0]
[255,"04:14:00",0,341,{"$f":"IF(appliances!$D$46=\"YES\",light_sim_data!B266,0)","v":0},341,null,0,178,109,0,1,2,2,1,9,0,0,0,5,0,3,3,0,2,15,1,3,2,1,2,0,1,1,0,0,0,0,0,0]
[256,"04:15:00",0,341,{"$f":"IF(appliances!$D$46=\"YES\",light_sim_data!B267,0)","v":0},341,null,0,178,109,0,1,2,2,1,9,0,0,0,5,0,3,3,0,2,15,1,3,2,1,2,0,1,1,0,0,0,0,0,0]
[257,"04:16:00",0,341,{"$f":"IF(appliances!$D$46=\"YES\",light_sim_data!B268,0)","v":0},341,null,0,178,109,0,1,2,2,1,9,0,0,0,5,0,3,3,0,2,15,1,3,2,1,2,0,1,1,0,0,0,0,0,0]
[258,"04:17:00",{"$f":"INDIRECT(\"occ_sim_data!C\"&(ROUNDDOWN((A269-1)/10,0)+11))","v":0},{"$f":"E269+F269","v":341},{"$f":"IF(appliances!$D$46=\"YES\",light_sim_data!B269,0)","v":0},{"$f":"SUM(H269:AN269)","v":341},null,0,178,109,0,1,2,2,1,9,0,0,0,5,0,3,3,0,2,15,1,3,2,1,2,0,1,1,0,0,0,0,0,0]
[259,"04:18:00",0,341,{"$f":"IF(appliances!$D$46=\"YES\",light_sim_data!B270,0)","v":0},341,null,0,178,109,0,1,2,2,1,9,0,0,0,5,0,3,3,0,2,15,1,3,2,1,2,0,1,1,0,0,0,0,0,0]
[260,"04:19:00",0,341,{"$f":"IF(appliances!$D$46=\"YES\",light_sim_data!B271,0)","v":0},341,null,0,178,109,0,1,2,2,1,9,0,0,0,5,0,3,3,0,2,15,1,3,2,1,2,0,1,1,0,0,0,0,0,0]
[261,"04:20:00",0,341,{"$f":"IF(appliances!$D$46=\"YES\",light_sim_data!B272,0)","v":0},341,null,0,178,109,0,1,2,2,1,9,0,0,0,5,0,3,3,0,2,15,1,3,2,1,2,0,1,1,0,0,0,0,0,0]
[262,"04:21:00",0,341,{"$f":"IF(appliances!$D$46=\"YES\",light_sim_data!B273,0)","v":0},341,null,0,178,109,0,1,2,2,1,9,0,0,0,5,0,3,3,0,2,15,1,3,2,1,2,0,1,1,0,0,0,0,0,0]
[263,"04:22:00",0,341,{"$f":"IF(appliances!$D$46=\"YES\",light_sim_data!B274,0)","v":0},341,null,0,178,109,0,1,2,2,1,9,0,0,0,5,0,3,3,0,2,15,1,3,2,1,2,0,1,1,0,0,0,0,0,0]
[264,"04:23:00",0,341,{"$f":"IF(appliances!$D$46=\"YES\",light_sim_data!B275,0)","v":0},341,null,0,178,109,0,1,2,2,1,9,0,0,0,5,0,3,3,0,2,15,1,3,2,1,2,0,1,1,0,0,0,0,0,0]
[265,"04:24:00",0,477,{"$f":"IF(appliances!$D$46=\"YES\",light_sim_data!B276,0)","v":0},477,null,0,178,109,136,1,2,2,1,9,0,0,0,5,0,3,3,0,2,15,1,3,2,1,2,0,1,1,0,0,0,0,0,0]
[266,"04:25:00",0,477,{"$f":"IF(appliances!$D$46=\"YES\",light_sim_data!B277,0)","v":0},477,null,0,178,109,136,1,2,2,1,9,0,0,0,5,0,3,3,0,2,15,1,3,2,1,2,0,1,1,0,0,0,0,0,0]
[267,"04:26:00",0,477,{"$f":"IF(appliances!$D$46=\"YES\",light_sim_data!B278,0)","v":0},477,null,0,178,109,136,1,2,2,1,9,0,0,0,5,0,3,3,0,2,15,1,3,2,1,2,0,1,1,0,0,0,0,0,0]
[268,"04:27:00",0,477,{"$f":"IF(appliances!$D$46=\"YES\",light_sim_data!B279,0)","v":0},477,null,0,178,109,136,1,2,2,1,9,0,0,0,5,0,3,3,0,2,15,1,3,2,1,2,0,1,1,0,0,0,0,0,0]
[269,"04:28:00",0,477,{"$f":"IF(appliances!$D$46=\"YES\",light_sim_data!B280,0)","v":0},477,null,0,178,109,136,1,2,2,1,9,0,0,0,5,0,3,3,0,2,15,1,3,2,1,2,0,1,1,0,0,0,0,0,0]
[270,"04:29:00",0,299,{"$f":"IF(appliances!$D$46=\"YES\",light_sim_data!B281,0)","v":0},299,null,0,0,109,136,1,2,2,1,9,0,0,0,5,0,3,3,0,2,15,1,3,2,1,2,0,1,1,0,0,0,0,0,0]
[271,"04:30:00",0,299,{"$f":"IF(appliances!$D$46=\"YES\",light_sim_data!B282,0)","v":0},299,null,0,0,109,136,1,2,2,1,9,0,0,0,5,0,3,3,0,2,15,1,3,2,1,2,0,1,1,0,0,0,0,0,0]
[272,"04:31:00",0,190,{"$f":"IF(appliances!$D$46=\"YES\",light_sim_data!B283,0)","v":0},190,null,0,0,0,136,1,2,2,1,9,0,0,0,5,0,3,3,0,2,15,1,3,2,1,2,0,1,1,0,0,0,0,0,0]
[273,"04:32:00",0,190,{"$f":"IF(appliances!$D$46=\"YES\",light_sim_data!B284,0)","v":0},190,null,0,0,0,136,1,2,2,1,9,0,0,0,5,0,3,3,0,2,15,1,3,2,1,2,0,1,1,0,0,0,0,0,0]
[274,"04:33:00",0,190,{"$f":"IF(appliances!$D$46=\"YES\",light_sim_data!B285,0)","v":0},190,null,0,0,0,136,1,2,2,1,9,0,0,0,5,0,3,3,0,2,15,1,3,2,1,2,0,1,1,0,0,0,0,0,0]
[275,"04:34:00",0,190,{"$f":"IF(appliances!$D$46=\"YES\",light_sim_data!B286,0)","v":0},190,null,0,0,0,136,1,2,2,1,9,0,0,0,5,0,3,3,0,2,15,1,3,2,1,2,0,1,1,0,0,0,0,0,0]
[276,"04:35:00",0,190,{"$f":"IF(appliances!$D$46=\"YES\",light_sim_data!B287,0)","v":0},190,null,0,0,0,136,1,2,2,1,9,0,0,0,5,0,3,3,0,2,15,1,3,2,1,2,0,1,1,0,0,0,0,0,0]
[277,"04:36:00",0,190,{"$f":"IF(appliances!$D$46=\"YES\",light_sim_data!B288,0)","v":0},190,null,0,0,0,136,1,2,2,1,9,0,0,0,5,0,3,3,0,2,15,1,3,2,1,2,0,1,1,0,0,0,0,0,0]
[278,"04:37:00",0,190,{"$f":"IF(appliances!$D$46=\"YES\",light_sim_data!B289,0)","v":0},190,null,0,0,0,136,1,2,2,1,9,0,0,0,5,0,3,3,0,2,15,1,3,2,1,2,0,1,1,0,0,0,0,0,0]
[279,"04:38:00",0,190,{"$f":"IF(appliances!$D$46=\"YES\",light_sim_data!B290,0)","v":0},190,null,0,0,0,136,1,2,2,1,9,0,0,0,5,0,3,3,0,2,15,1,3,2,1,2,0,1,1,0,0,0,0,0,0]
[280,"04:39:00",0,190,{"$f":"IF(appliances!$D$46=\"YES\",light_sim_data!B291,0)","v":0},190,null,0,0,0,136,1,2,2,1,9,0,0,0,5,0,3,3,0,2,15,1,3,2,1,2,0,1,1,0,0,0,0,0,0]
[281,"04:40:00",0,190,{"$f":"IF(appliances!$D$46=\"YES\",light_sim_data!B292,0)","v":0},190,null,0,0,0,136,1,2,2,1,9,0,0,0,5,0,3,3,0,2,15,1,3,2,1,2,0,1,1,0,0,0,0,0,0]
[282,"04:41:00",0,190,{"$f":"IF(appliances!$D$46=\"YES\",light_sim_data!B293,0)","v":0},190,null,0,0,0,136,1,2,2,1,9,0,0,0,5,0,3,3,0,2,15,1,3,2,1,2,0,1,1,0,0,0,0,0,0]
[283,"04:42:00",0,190,{"$f":"IF(appliances!$D$46=\"YES\",light_sim_data!B294,0)","v":0},190,null,0,0,0,136,1,2,2,1,9,0,0,0,5,0,3,3,0,2,15,1,3,2,1,2,0,1,1,0,0,0,0,0,0]
[284,"04:43:00",0,190,{"$f":"IF(appliances!$D$46=\"YES\",light_sim_data!B295,0)","v":0},190,null,0,0,0,136,1,2,2,1,9,0,0,0,5,0,3,3,0,2,15,1,3,2,1,2,0,1,1,0,0,0,0,0,0]
[285,"04:44:00",0,54,{"$f":"IF(appliances!$D$46=\"YES\",light_sim_data!B296,0)","v":0},54,null,0,0,0,0,1,2,2,1,9,0,0,0,5,0,3,3,0,2,15,1,3,2,1,2,0,1,1,0,0,0,0,0,0]
[286,"04:45:00",0,54,{"$f":"IF(appliances!$D$46=\"YES\",light_sim_data!B297,0)","v":0},54,null,0,0,0,0,1,2,2,1,9,0,0,0,5,0,3,3,0,2,15,1,3,2,1,2,0,1,1,0,0,0,0,0,0]
[287,"04:46:00",0,54,{"$f":"IF(appliances!$D$46=\"YES\",light_sim_data!B298,0)","v":0},54,null,0,0,0,0,1,2,2,1,9,0,0,0,5,0,3,3,0,2,15,1,3,2,1,2,0,1,1,0,0,0,0,0,0]
[288,"04:47:00",0,54,{"$f":"IF(appliances!$D$46=\"YES\",light_sim_data!B299,0)","v":0},54,null,0,0,0,0,1,2,2,1,9,0,0,0,5,0,3,3,0,2,15,1,3,2,1,2,0,1,1,0,0,0,0,0,0]
[289,"04:48:00",0,54,{"$f":"IF(appliances!$D$46=\"YES\",light_sim_data!B300,0)","v":0},54,null,0,0,0,0,1,2,2,1,9,0,0,0,5,0,3,3,0,2,15,1,3,2,1,2,0,1,1,0,0,0,0,0,0]
[290,"04:49:00",0,54,{"$f":"IF(appliances!$D$46=\"YES\",light_sim_data!B301,0)","v":0},54,null,0,0,0,0,1,2,2,1,9,0,0,0,5,0,3,3,0,2,15,1,3,2,1,2,0,1,1,0,0,0,0,0,0]
[291,"04:50:00",0,54,{"$f":"IF(appliances!$D$46=\"YES\",light_sim_data!B302,0)","v":0},54,null,0,0,0,0,1,2,2,1,9,0,0,0,5,0,3,3,0,2,15,1,3,2,1,2,0,1,1,0,0,0,0,0,0]
[292,"04:51:00",0,54,{"$f":"IF(appliances!$D$46=\"YES\",light_sim_data!B303,0)","v":0},54,null,0,0,0,0,1,2,2,1,9,0,0,0,5,0,3,3,0,2,15,1,3,2,1,2,0,1,1,0,0,0,0,0,0]
[293,"04:52:00",0,54,{"$f":"IF(appliances!$D$46=\"YES\",light_sim_data!B304,0)","v":0},54,null,0,0,0,0,1,2,2,1,9,0,0,0,5,0,3,3,0,2,15,1,3,2,1,2,0,1,1,0,0,0,0,0,0]
[294,"04:53:00",0,54,{"$f":"IF(appliances!$D$46=\"YES\",light_sim_data!B305,0)","v":0},54,null,0,0,0,0,1,2,2,1,9,0,0,0,5,0,3,3,0,2,15,1,3,2,1,2,0,1,1,0,0,0,0,0,0]
[295,"04:54:00",0,54,{"$f":"IF(appliances!$D$46=\"YES\",light_sim_data!B306,0)","v":0},54,null,0,0,0,0,1,2,2,1,9,0,0,0,5,0,3,3,0,2,15,1,3,2,1,2,0,1,1,0,0,0,0,0,0]
[296,"04:55:00",0,54,{"$f":"IF(appliances!$D$46=\"YES\",light_sim_data!B307,0)","v":0},54,null,0,0,0,0,1,2,2,1,9,0,0,0,5,0,3,3,0,2,15,1,3,2,1,2,0,1,1,0,0,0,0,0,0]
[297,"04:56:00",0,54,{"$f":"IF(appliances!$D$46=\"YES\",light_sim_data!B308,0)","v":0},54,null,0,0,0,0,1,2,2,1,9,0,0,0,5,0,3,3,0,2,15,1,3,2,1,2,0,1,1,0,0,0,0,0,0]
[298,"04:57:00",0,54,{"$f":"IF(appliances!$D$46=\"YES\",light_sim_data!B309,0)","v":0},54,null,0,0,0,0,1,2,2,1,9,0,0,0,5,0,3,3,0,2,15,1,3,2,1,2,0,1,1,0,0,0,0,0,0]
[299,"04:58:00",0,54,{"$f":"IF(appliances!$D$46=\"YES\",light_sim_data!B310,0)","v":0},54,null,0,0,0,0,1,2,2,1,9,0,0,0,5,0,3,3,0,2,15,1,3,2,1,2,0,1,1,0,0,0,0,0,0]
[300,"04:59:00",0,54,{"$f":"IF(appliances!$D$46=\"YES\",light_sim_data!B311,0)","v":0},54,null,0,0,0,0,1,2,2,1,9,0,0,0,5,0,3,3,0,2,15,1,3,2,1,2,0,1,1,0,0,0,0,0,0]
[301,"05:00:00",0,54,{"$f":"IF(appliances!$D$46=\"YES\",light_sim_data!B312,0)","v":0},54,null,0,0,0,0,1,2,2,1,9,0,0,0,5,0,3,3,0,2,15,1,3,2,1,2,0,1,1,0,0,0,0,0,0]
[302,"05:01:00",0,54,{"$f":"IF(appliances!$D$46=\"YES\",light_sim_data!B313,0)","v":0},54,null,0,0,0,0,1,2,2,1,9,0,0,0,5,0,3,3,0,2,15,1,3,2,1,2,0,1,1,0,0,0,0,0,0]
[303,"05:02:00",0,54,{"$f":"IF(appliances!$D$46=\"YES\",light_sim_data!B314,0)","v":0},54,null,0,0,0,0,1,2,2,1,9,0,0,0,5,0,3,3,0,2,15,1,3,2,1,2,0,1,1,0,0,0,0,0,0]
[304,"05:03:00",0,54,{"$f":"IF(appliances!$D$46=\"YES\",light_sim_data!B315,0)","v":0},54,null,0,0,0,0,1,2,2,1,9,0,0,0,5,0,3,3,0,2,15,1,3,2,1,2,0,1,1,0,0,0,0,0,0]
[305,"05:04:00",0,54,{"$f":"IF(appliances!$D$46=\"YES\",light_sim_data!B316,0)","v":0},54,null,0,0,0,0,1,2,2,1,9,0,0,0,5,0,3,3,0,2,15,1,3,2,1,2,0,1,1,0,0,0,0,0,0]
[306,"05:05:00",0,54,{"$f":"IF(appliances!$D$46=\"YES\",light_sim_data!B317,0)","v":0},54,null,0,0,0,0,1,2,2,1,9,0,0,0,5,0,3,3,0,2,15,1,3,2,1,2,0,1,1,0,0,0,0,0,0]
[307,"05:06:00",0,54,{"$f":"IF(appliances!$D$46=\"YES\",light_sim_data!B318,0)","v":0},54,null,0,0,0,0,1,2,2,1,9,0,0,0,5,0,3,3,0,2,15,1,3,2,1,2,0,1,1,0,0,0,0,0,0]
[308,"05:07:00",0,54,{"$f":"IF(appliances!$D$46=\"YES\",light_sim_data!B319,0)","v":0},54,null,0,0,0,0,1,2,2,1,9,0,0,0,5,0,3,3,0,2,15,1,3,2,1,2,0,1,1,0,0,0,0,0,0]
[309,"05:08:00",0,54,{"$f":"IF(appliances!$D$46=\"YES\",light_sim_data!B320,0)","v":0},54,null,0,0,0,0,1,2,2,1,9,0,0,0,5,0,3,3,0,2,15,1,3,2,1,2,0,1,1,0,0,0,0,0,0]
[310,"05:09:00",0,54,{"$f":"IF(appliances!$D$46=\"YES\",light_sim_data!B321,0)","v":0},54,null,0,0,0,0,1,2,2,1,9,0,0,0,5,0,3,3,0,2,15,1,3,2,1,2,0,1,1,0,0,0,0,0,0]
[311,"05:10:00",0,54,{"$f":"IF(appliances!$D$46=\"YES\",light_sim_data!B322,0)","v":0},54,null,0,0,0,0,1,2,2,1,9,0,0,0,5,0,3,3,0,2,15,1,3,2,1,2,0,1,1,0,0,0,0,0,0]
[312,"05:11:00",0,54,{"$f":"IF(appliances!$D$46=\"YES\",light_sim_data!B323,0)","v":0},54,null,0,0,0,0,1,2,2,1,9,0,0,0,5,0,3,3,0,2,15,1,3,2,1,2,0,1,1,0,0,0,0,0,0]
[313,"05:12:00",0,54,{"$f":"IF(appliances!$D$46=\"YES\",light_sim_data!B324,0)","v":0},54,null,0,0,0,0,1,2,2,1,9,0,0,0,5,0,3,3,0,2,15,1,3,2,1,2,0,1,1,0,0,0,0,0,0]
[314,"05:13:00",0,54,{"$f":"IF(appliances!$D$46=\"YES\",light_sim_data!B325,0)","v":0},54,null,0,0,0,0,1,2,2,1,9,0,0,0,5,0,3,3,0,2,15,1,3,2,1,2,0,1,1,0,0,0,0,0,0]
[315,"05:14:00",0,54,{"$f":"IF(appliances!$D$46=\"YES\",light_sim_data!B326,0)","v":0},54,null,0,0,0,0,1,2,2,1,9,0,0,0,5,0,3,3,0,2,15,1,3,2,1,2,0,1,1,0,0,0,0,0,0]
[316,"05:15:00",0,54,{"$f":"IF(appliances!$D$46=\"YES\",light_sim_data!B327,0)","v":0},54,null,0,0,0,0,1,2,2,1,9,0,0,0,5,0,3,3,0,2,15,1,3,2,1,2,0,1,1,0,0,0,0,0,0]
[317,"05:16:00",0,54,{"$f":"IF(appliances!$D$46=\"YES\",light_sim_data!B328,0)","v":0},54,null,0,0,0,0,1,2,2,1,9,0,0,0,5,0,3,3,0,2,15,1,3,2,1,2,0,1,1,0,0,0,0,0,0]
[318,"05:17:00",0,54,{"$f":"IF(appliances!$D$46=\"YES\",light_sim_data!B329,0)","v":0},54,null,0,0,0,0,1,2,2,1,9,0,0,0,5,0,3,3,0,2,15,1,3,2,1,2,0,1,1,0,0,0,0,0,0]
[319,"05:18:00",0,54,{"$f":"IF(appliances!$D$46=\"YES\",light_sim_data!B330,0)","v":0},54,null,0,0,0,0,1,2,2,1,9,0,0,0,5,0,3,3,0,2,15,1,3,2,1,2,0,1,1,0,0,0,0,0,0]
[320,"05:19:00",0,54,{"$f":"IF(appliances!$D$46=\"YES\",light_sim_data!B331,0)","v":0},54,null,0,0,0,0,1,2,2,1,9,0,0,0,5,0,3,3,0,2,15,1,3,2,1,2,0,1,1,0,0,0,0,0,0]
[321,"05:20:00",0,54,{"$f":"IF(appliances!$D$46=\"YES\",light_sim_data!B332,0)","v":0},54,null,0,0,0,0,1,2,2,1,9,0,0,0,5,0,3,3,0,2,15,1,3,2,1,2,0,1,1,0,0,0,0,0,0]
[322,"05:21:00",{"$f":"INDIRECT(\"occ_sim_data!C\"&(ROUNDDOWN((A333-1)/10,0)+11))","v":0},{"$f":"E333+F333","v":54},{"$f":"IF(appliances!$D$46=\"YES\",light_sim_data!B333,0)","v":0},{"$f":"SUM(H333:AN333)","v":54},null,0,0,0,0,1,2,2,1,9,0,0,0,5,0,3,3,0,2,15,1,3,2,1,2,0,1,1,0,0,0,0,0,0]
[323,"05:22:00",0,54,{"$f":"IF(appliances!$D$46=\"YES\",light_sim_data!B334,0)","v":0},54,null,0,0,0,0,1,2,2,1,9,0,0,0,5,0,3,3,0,2,15,1,3,2,1,2,0,1,1,0,0,0,0,0,0]
[324,"05:23:00",0,54,{"$f":"IF(appliances!$D$46=\"YES\",light_sim_data!B335,0)","v":0},54,null,0,0,0,0,1,2,2,1,9,0,0,0,5,0,3,3,0,2,15,1,3,2,1,2,0,1,1,0,0,0,0,0,0]
[325,"05:24:00",0,54,{"$f":"IF(appliances!$D$46=\"YES\",light_sim_data!B336,0)","v":0},54,null,0,0,0,0,1,2,2,1,9,0,0,0,5,0,3,3,0,2,15,1,3,2,1,2,0,1,1,0,0,0,0,0,0]
[326,"05:25:00",0,232,{"$f":"IF(appliances!$D$46=\"YES\",light_sim_data!B337,0)","v":0},232,null,0,178,0,0,1,2,2,1,9,0,0,0,5,0,3,3,0,2,15,1,3,2,1,2,0,1,1,0,0,0,0,0,0]
[327,"05:26:00",0,232,{"$f":"IF(appliances!$D$46=\"YES\",light_sim_data!B338,0)","v":0},232,null,0,178,0,0,1,2,2,1,9,0,0,0,5,0,3,3,0,2,15,1,3,2,1,2,0,1,1,0,0,0,0,0,0]
[328,"05:27:00",0,232,{"$f":"IF(appliances!$D$46=\"YES\",light_sim_data!B339,0)","v":0},232,null,0,178,0,0,1,2,2,1,9,0,0,0,5,0,3,3,0,2,15,1,3,2,1,2,0,1,1,0,0,0,0,0,0]
[329,"05:28:00",0,232,{"$f":"IF(appliances!$D$46=\"YES\",light_sim_data!B340,0)","v":0},232,null,0,178,0,0,1,2,2,1,9,0,0,0,5,0,3,3,0,2,15,1,3,2,1,2,0,1,1,0,0,0,0,0,0]
[330,"05:29:00",0,232,{"$f":"IF(appliances!$D$46=\"YES\",light_sim_data!B341,0)","v":0},232,null,0,178,0,0,1,2,2,1,9,0,0,0,5,0,3,3,0,2,15,1,3,2,1,2,0,1,1,0,0,0,0,0,0]
[331,"05:30:00",0,232,{"$f":"IF(appliances!$D$46=\"YES\",light_sim_data!B342,0)","v":0},232,null,0,178,0,0,1,2,2,1,9,0,0,0,5,0,3,3,0,2,15,1,3,2,1,2,0,1,1,0,0,0,0,0,0]
[332,"05:31:00",0,232,{"$f":"IF(appliances!$D$46=\"YES\",light_sim_data!B343,0)","v":0},232,null,0,178,0,0,1,2,2,1,9,0,0,0,5,0,3,3,0,2,15,1,3,2,1,2,0,1,1,0,0,0,0,0,0]
[333,"05:32:00",0,232,{"$f":"IF(appliances!$D$46=\"YES\",light_sim_data!B344,0)","v":0},232,null,0,178,0,0,1,2,2,1,9,0,0,0,5,0,3,3,0,2,15,1,3,2,1,2,0,1,1,0,0,0,0,0,0]
[334,"05:33:00",0,232,{"$f":"IF(appliances!$D$46=\"YES\",light_sim_data!B345,0)","v":0},232,null,0,178,0,0,1,2,2,1,9,0,0,0,5,0,3,3,0,2,15,1,3,2,1,2,0,1,1,0,0,0,0,0,0]
[335,"05:34:00",0,232,{"$f":"IF(appliances!$D$46=\"YES\",light_sim_data!B346,0)","v":0},232,null,0,178,0,0,1,2,2,1,9,0,0,0,5,0,3,3,0,2,15,1,3,2,1,2,0,1,1,0,0,0,0,0,0]
[336,"05:35:00",0,232,{"$f":"IF(appliances!$D$46=\"YES\",light_sim_data!B347,0)","v":0},232,null,0,178,0,0,1,2,2,1,9,0,0,0,5,0,3,3,0,2,15,1,3,2,1,2,0,1,1,0,0,0,0,0,0]
[337,"05:36:00",0,232,{"$f":"IF(appliances!$D$46=\"YES\",light_sim_data!B348,0)","v":0},232,null,0,178,0,0,1,2,2,1,9,0,0,0,5,0,3,3,0,2,15,1,3,2,1,2,0,1,1,0,0,0,0,0,0]
[338,"05:37:00",0,232,{"$f":"IF(appliances!$D$46=\"YES\",light_sim_data!B349,0)","v":0},232,null,0,178,0,0,1,2,2,1,9,0,0,0,5,0,3,3,0,2,15,1,3,2,1,2,0,1,1,0,0,0,0,0,0]
[339,"05:38:00",0,232,{"$f":"IF(appliances!$D$46=\"YES\",light_sim_data!B350,0)","v":0},232,null,0,178,0,0,1,2,2,1,9,0,0,0,5,0,3,3,0,2,15,1,3,2,1,2,0,1,1,0,0,0,0,0,0]
[340,"05:39:00",0,232,{"$f":"IF(appliances!$D$46=\"YES\",light_sim_data!B351,0)","v":0},232,null,0,178,0,0,1,2,2,1,9,0,0,0,5,0,3,3,0,2,15,1,3,2,1,2,0,1,1,0,0,0,0,0,0]
[341,"05:40:00",0,232,{"$f":"IF(appliances!$D$46=\"YES\",light_sim_data!B352,0)","v":0},232,null,0,178,0,0,1,2,2,1,9,0,0,0,5,0,3,3,0,2,15,1,3,2,1,2,0,1,1,0,0,0,0,0,0]
[342,"05:41:00",0,232,{"$f":"IF(appliances!$D$46=\"YES\",light_sim_data!B353,0)","v":0},232,null,0,178,0,0,1,2,2,1,9,0,0,0,5,0,3,3,0,2,15,1,3,2,1,2,0,1,1,0,0,0,0,0,0]
[343,"05:42:00",0,232,{"$f":"IF(appliances!$D$46=\"YES\",light_sim_data!B354,0)","v":0},232,null,0,178,0,0,1,2,2,1,9,0,0,0,5,0,3,3,0,2,15,1,3,2,1,2,0,1,1,0,0,0,0,0,0]
[344,"05:43:00",0,368,{"$f":"IF(appliances!$D$46=\"YES\",light_sim_data!B355,0)","v":0},368,null,0,178,0,136,1,2,2,1,9,0,0,0,5,0,3,3,0,2,15,1,3,2,1,2,0,1,1,0,0,0,0,0,0]
[345,"05:44:00",0,368,{"$f":"IF(appliances!$D$46=\"YES\",light_sim_data!B356,0)","v":0},368,null,0,178,0,136,1,2,2,1,9,0,0,0,5,0,3,3,0,2,15,1,3,2,1,2,0,1,1,0,0,0,0,0,0]
[346,"05:45:00",0,368,{"$f":"IF(appliances!$D$46=\"YES\",light_sim_data!B357,0)","v":0},368,null,0,178,0,136,1,2,2,1,9,0,0,0,5,0,3,3,0,2,15,1,3,2,1,2,0,1,1,0,0,0,0,0,0]
[347,"05:46:00",0,368,{"$f":"IF(appliances!$D$46=\"YES\",light_sim_data!B358,0)","v":0},368,null,0,178,0,136,1,2,2,1,9,0,0,0,5,0,3,3,0,2,15,1,3,2,1,2,0,1,1,0,0,0,0,0,0]
[348,"05:47:00",0,190,{"$f":"IF(appliances!$D$46=\"YES\",light_sim_data!B359,0)","v":0},190,null,0,0,0,136,1,2,2,1,9,0,0,0,5,0,3,3,0,2,15,1,3,2,1,2,0,1,1,0,0,0,0,0,0]
[349,"05:48:00",0,299,{"$f":"IF(appliances!$D$46=\"YES\",light_sim_data!B360,0)","v":0},299,null,0,0,109,136,1,2,2,1,9,0,0,0,5,0,3,3,0,2,15,1,3,2,1,2,0,1,1,0,0,0,0,0,0]
[350,"05:49:00",0,299,{"$f":"IF(appliances!$D$46=\"YES\",light_sim_data!B361,0)","v":0},299,null,0,0,109,136,1,2,2,1,9,0,0,0,5,0,3,3,0,2,15,1,3,2,1,2,0,1,1,0,0,0,0,0,0]
[351,"05:50:00",0,299,{"$f":"IF(appliances!$D$46=\"YES\",light_sim_data!B362,0)","v":0},299,null,0,0,109,136,1,2,2,1,9,0,0,0,5,0,3,3,0,2,15,1,3,2,1,2,0,1,1,0,0,0,0,0,0]
[352,"05:51:00",0,299,{"$f":"IF(appliances!$D$46=\"YES\",light_sim_data!B363,0)","v":0},299,null,0,0,109,136,1,2,2,1,9,0,0,0,5,0,3,3,0,2,15,1,3,2,1,2,0,1,1,0,0,0,0,0,0]
[353,"05:52:00",0,299,{"$f":"IF(appliances!$D$46=\"YES\",light_sim_data!B364,0)","v":0},299,null,0,0,109,136,1,2,2,1,9,0,0,0,5,0,3,3,0,2,15,1,3,2,1,2,0,1,1,0,0,0,0,0,0]
[354,"05:53:00",0,299,{"$f":"IF(appliances!$D$46=\"YES\",light_sim_data!B365,0)","v":0},299,null,0,0,109,136,1,2,2,1,9,0,0,0,5,0,3,3,0,2,15,1,3,2,1,2,0,1,1,0,0,0,0,0,0]
[355,"05:54:00",0,299,{"$f":"IF(appliances!$D$46=\"YES\",light_sim_data!B366,0)","v":0},299,null,0,0,109,136,1,2,2,1,9,0,0,0,5,0,3,3,0,2,15,1,3,2,1,2,0,1,1,0,0,0,0,0,0]
[356,"05:55:00",0,299,{"$f":"IF(appliances!$D$46=\"YES\",light_sim_data!B367,0)","v":0},299,null,0,0,109,136,1,2,2,1,9,0,0,0,5,0,3,3,0,2,15,1,3,2,1,2,0,1,1,0,0,0,0,0,0]
[357,"05:56:00",0,299,{"$f":"IF(appliances!$D$46=\"YES\",light_sim_data!B368,0)","v":0},299,null,0,0,109,136,1,2,2,1,9,0,0,0,5,0,3,3,0,2,15,1,3,2,1,2,0,1,1,0,0,0,0,0,0]
[358,"05:57:00",0,299,{"$f":"IF(appliances!$D$46=\"YES\",light_sim_data!B369,0)","v":0},299,null,0,0,109,136,1,2,2,1,9,0,0,0,5,0,3,3,0,2,15,1,3,2,1,2,0,1,1,0,0,0,0,0,0]
[359,"05:58:00",0,299,{"$f":"IF(appliances!$D$46=\"YES\",light_sim_data!B370,0)","v":0},299,null,0,0,109,136,1,2,2,1,9,0,0,0,5,0,3,3,0,2,15,1,3,2,1,2,0,1,1,0,0,0,0,0,0]
[360,"05:59:00",0,299,{"$f":"IF(appliances!$D$46=\"YES\",light_sim_data!B371,0)","v":0},299,null,0,0,109,136,1,2,2,1,9,0,0,0,5,0,3,3,0,2,15,1,3,2,1,2,0,1,1,0,0,0,0,0,0]
[361,"06:00:00",0,299,{"$f":"IF(appliances!$D$46=\"YES\",light_sim_data!B372,0)","v":0},299,null,0,0,109,136,1,2,2,1,9,0,0,0,5,0,3,3,0,2,15,1,3,2,1,2,0,1,1,0,0,0,0,0,0]
[362,"06:01:00",0,299,{"$f":"IF(appliances!$D$46=\"YES\",light_sim_data!B373,0)","v":0},299,null,0,0,109,136,1,2,2,1,9,0,0,0,5,0,3,3,0,2,15,1,3,2,1,2,0,1,1,0,0,0,0,0,0]
[363,"06:02:00",0,299,{"$f":"IF(appliances!$D$46=\"YES\",light_sim_data!B374,0)","v":0},299,null,0,0,109,136,1,2,2,1,9,0,0,0,5,0,3,3,0,2,15,1,3,2,1,2,0,1,1,0,0,0,0,0,0]
[364,"06:03:00",0,163,{"$f":"IF(appliances!$D$46=\"YES\",light_sim_data!B375,0)","v":0},163,null,0,0,109,0,1,2,2,1,9,0,0,0,5,0,3,3,0,2,15,1,3,2,1,2,0,1,1,0,0,0,0,0,0]
[365,"06:04:00",0,163,{"$f":"IF(appliances!$D$46=\"YES\",light_sim_data!B376,0)","v":0},163,null,0,0,109,0,1,2,2,1,9,0,0,0,5,0,3,3,0,2,15,1,3,2,1,2,0,1,1,0,0,0,0,0,0]
[366,"06:05:00",0,163,{"$f":"IF(appliances!$D$46=\"YES\",light_sim_data!B377,0)","v":0},163,null,0,0,109,0,1,2,2,1,9,0,0,0,5,0,3,3,0,2,15,1,3,2,1,2,0,1,1,0,0,0,0,0,0]
[367,"06:06:00",0,54,{"$f":"IF(appliances!$D$46=\"YES\",light_sim_data!B378,0)","v":0},54,null,0,0,0,0,1,2,2,1,9,0,0,0,5,0,3,3,0,2,15,1,3,2,1,2,0,1,1,0,0,0,0,0,0]
[368,"06:07:00",0,54,{"$f":"IF(appliances!$D$46=\"YES\",light_sim_data!B379,0)","v":0},54,null,0,0,0,0,1,2,2,1,9,0,0,0,5,0,3,3,0,2,15,1,3,2,1,2,0,1,1,0,0,0,0,0,0]
[369,"06:08:00",0,54,{"$f":"IF(appliances!$D$46=\"YES\",light_sim_data!B380,0)","v":0},54,null,0,0,0,0,1,2,2,1,9,0,0,0,5,0,3,3,0,2,15,1,3,2,1,2,0,1,1,0,0,0,0,0,0]
[370,"06:09:00",0,54,{"$f":"IF(appliances!$D$46=\"YES\",light_sim_data!B381,0)","v":0},54,null,0,0,0,0,1,2,2,1,9,0,0,0,5,0,3,3,0,2,15,1,3,2,1,2,0,1,1,0,0,0,0,0,0]
[371,"06:10:00",0,54,{"$f":"IF(appliances!$D$46=\"YES\",light_sim_data!B382,0)","v":0},54,null,0,0,0,0,1,2,2,1,9,0,0,0,5,0,3,3,0,2,15,1,3,2,1,2,0,1,1,0,0,0,0,0,0]
[372,"06:11:00",0,54,{"$f":"IF(appliances!$D$46=\"YES\",light_sim_data!B383,0)","v":0},54,null,0,0,0,0,1,2,2,1,9,0,0,0,5,0,3,3,0,2,15,1,3,2,1,2,0,1,1,0,0,0,0,0,0]
[373,"06:12:00",0,54,{"$f":"IF(appliances!$D$46=\"YES\",light_sim_data!B384,0)","v":0},54,null,0,0,0,0,1,2,2,1,9,0,0,0,5,0,3,3,0,2,15,1,3,2,1,2,0,1,1,0,0,0,0,0,0]
[374,"06:13:00",0,54,{"$f":"IF(appliances!$D$46=\"YES\",light_sim_data!B385,0)","v":0},54,null,0,0,0,0,1,2,2,1,9,0,0,0,5,0,3,3,0,2,15,1,3,2,1,2,0,1,1,0,0,0,0,0,0]
[375,"06:14:00",0,54,{"$f":"IF(appliances!$D$46=\"YES\",light_sim_data!B386,0)","v":0},54,null,0,0,0,0,1,2,2,1,9,0,0,0,5,0,3,3,0,2,15,1,3,2,1,2,0,1,1,0,0,0,0,0,0]
[376,"06:15:00",0,54,{"$f":"IF(appliances!$D$46=\"YES\",light_sim_data!B387,0)","v":0},54,null,0,0,0,0,1,2,2,1,9,0,0,0,5,0,3,3,0,2,15,1,3,2,1,2,0,1,1,0,0,0,0,0,0]
[377,"06:16:00",0,54,{"$f":"IF(appliances!$D$46=\"YES\",light_sim_data!B388,0)","v":0},54,null,0,0,0,0,1,2,2,1,9,0,0,0,5,0,3,3,0,2,15,1,3,2,1,2,0,1,1,0,0,0,0,0,0]
[378,"06:17:00",0,54,{"$f":"IF(appliances!$D$46=\"YES\",light_sim_data!B389,0)","v":0},54,null,0,0,0,0,1,2,2,1,9,0,0,0,5,0,3,3,0,2,15,1,3,2,1,2,0,1,1,0,0,0,0,0,0]
[379,"06:18:00",0,54,{"$f":"IF(appliances!$D$46=\"YES\",light_sim_data!B390,0)","v":0},54,null,0,0,0,0,1,2,2,1,9,0,0,0,5,0,3,3,0,2,15,1,3,2,1,2,0,1,1,0,0,0,0,0,0]
[380,"06:19:00",0,54,{"$f":"IF(appliances!$D$46=\"YES\",light_sim_data!B391,0)","v":0},54,null,0,0,0,0,1,2,2,1,9,0,0,0,5,0,3,3,0,2,15,1,3,2,1,2,0,1,1,0,0,0,0,0,0]
[381,"06:20:00",0,54,{"$f":"IF(appliances!$D$46=\"YES\",light_sim_data!B392,0)","v":0},54,null,0,0,0,0,1,2,2,1,9,0,0,0,5,0,3,3,0,2,15,1,3,2,1,2,0,1,1,0,0,0,0,0,0]
[382,"06:21:00",0,54,{"$f":"IF(appliances!$D$46=\"YES\",light_sim_data!B393,0)","v":0},54,null,0,0,0,0,1,2,2,1,9,0,0,0,5,0,3,3,0,2,15,1,3,2,1,2,0,1,1,0,0,0,0,0,0]
[383,"06:22:00",0,54,{"$f":"IF(appliances!$D$46=\"YES\",light_sim_data!B394,0)","v":0},54,null,0,0,0,0,1,2,2,1,9,0,0,0,5,0,3,3,0,2,15,1,3,2,1,2,0,1,1,0,0,0,0,0,0]
[384,"06:23:00",0,54,{"$f":"IF(appliances!$D$46=\"YES\",light_sim_data!B395,0)","v":0},54,null,0,0,0,0,1,2,2,1,9,0,0,0,5,0,3,3,0,2,15,1,3,2,1,2,0,1,1,0,0,0,0,0,0]
[385,"06:24:00",0,54,{"$f":"IF(appliances!$D$46=\"YES\",light_sim_data!B396,0)","v":0},54,null,0,0,0,0,1,2,2,1,9,0,0,0,5,0,3,3,0,2,15,1,3,2,1,2,0,1,1,0,0,0,0,0,0]
[386,"06:25:00",{"$f":"INDIRECT(\"occ_sim_data!C\"&(ROUNDDOWN((A397-1)/10,0)+11))","v":0},{"$f":"E397+F397","v":54},{"$f":"IF(appliances!$D$46=\"YES\",light_sim_data!B397,0)","v":0},{"$f":"SUM(H397:AN397)","v":54},null,0,0,0,0,1,2,2,1,9,0,0,0,5,0,3,3,0,2,15,1,3,2,1,2,0,1,1,0,0,0,0,0,0]
[387,"06:26:00",0,54,{"$f":"IF(appliances!$D$46=\"YES\",light_sim_data!B398,0)","v":0},54,null,0,0,0,0,1,2,2,1,9,0,0,0,5,0,3,3,0,2,15,1,3,2,1,2,0,1,1,0,0,0,0,0,0]
[388,"06:27:00",0,54,{"$f":"IF(appliances!$D$46=\"YES\",light_sim_data!B399,0)","v":0},54,null,0,0,0,0,1,2,2,1,9,0,0,0,5,0,3,3,0,2,15,1,3,2,1,2,0,1,1,0,0,0,0,0,0]
[389,"06:28:00",0,54,{"$f":"IF(appliances!$D$46=\"YES\",light_sim_data!B400,0)","v":0},54,null,0,0,0,0,1,2,2,1,9,0,0,0,5,0,3,3,0,2,15,1,3,2,1,2,0,1,1,0,0,0,0,0,0]
[390,"06:29:00",0,54,{"$f":"IF(appliances!$D$46=\"YES\",light_sim_data!B401,0)","v":0},54,null,0,0,0,0,1,2,2,1,9,0,0,0,5,0,3,3,0,2,15,1,3,2,1,2,0,1,1,0,0,0,0,0,0]
[391,"06:30:00",0,54,{"$f":"IF(appliances!$D$46=\"YES\",light_sim_data!B402,0)","v":0},54,null,0,0,0,0,1,2,2,1,9,0,0,0,5,0,3,3,0,2,15,1,3,2,1,2,0,1,1,0,0,0,0,0,0]
[392,"06:31:00",0,54,{"$f":"IF(appliances!$D$46=\"YES\",light_sim_data!B403,0)","v":0},54,null,0,0,0,0,1,2,2,1,9,0,0,0,5,0,3,3,0,2,15,1,3,2,1,2,0,1,1,0,0,0,0,0,0]
[393,"06:32:00",0,54,{"$f":"IF(appliances!$D$46=\"YES\",light_sim_data!B404,0)","v":0},54,null,0,0,0,0,1,2,2,1,9,0,0,0,5,0,3,3,0,2,15,1,3,2,1,2,0,1,1,0,0,0,0,0,0]
[394,"06:33:00",0,54,{"$f":"IF(appliances!$D$46=\"YES\",light_sim_data!B405,0)","v":0},54,null,0,0,0,0,1,2,2,1,9,0,0,0,5,0,3,3,0,2,15,1,3,2,1,2,0,1,1,0,0,0,0,0,0]
[395,"06:34:00",0,54,{"$f":"IF(appliances!$D$46=\"YES\",light_sim_data!B406,0)","v":0},54,null,0,0,0,0,1,2,2,1,9,0,0,0,5,0,3,3,0,2,15,1,3,2,1,2,0,1,1,0,0,0,0,0,0]
[396,"06:35:00",0,54,{"$f":"IF(appliances!$D$46=\"YES\",light_sim_data!B407,0)","v":0},54,null,0,0,0,0,1,2,2,1,9,0,0,0,5,0,3,3,0,2,15,1,3,2,1,2,0,1,1,0,0,0,0,0,0]
[397,"06:36:00",0,54,{"$f":"IF(appliances!$D$46=\"YES\",light_sim_data!B408,0)","v":0},54,null,0,0,0,0,1,2,2,1,9,0,0,0,5,0,3,3,0,2,15,1,3,2,1,2,0,1,1,0,0,0,0,0,0]
[398,"06:37:00",0,54,{"$f":"IF(appliances!$D$46=\"YES\",light_sim_data!B409,0)","v":0},54,null,0,0,0,0,1,2,2,1,9,0,0,0,5,0,3,3,0,2,15,1,3,2,1,2,0,1,1,0,0,0,0,0,0]
[399,"06:38:00",0,232,{"$f":"IF(appliances!$D$46=\"YES\",light_sim_data!B410,0)","v":0},232,null,0,178,0,0,1,2,2,1,9,0,0,0,5,0,3,3,0,2,15,1,3,2,1,2,0,1,1,0,0,0,0,0,0]
[400,"06:39:00",0,232,{"$f":"IF(appliances!$D$46=\"YES\",light_sim_data!B411,0)","v":0},232,null,0,178,0,0,1,2,2,1,9,0,0,0,5,0,3,3,0,2,15,1,3,2,1,2,0,1,1,0,0,0,0,0,0]
[401,"06:40:00",0,232,{"$f":"IF(appliances!$D$46=\"YES\",light_sim_data!B412,0)","v":0},232,null,0,178,0,0,1,2,2,1,9,0,0,0,5,0,3,3,0,2,15,1,3,2,1,2,0,1,1,0,0,0,0,0,0]
[402,"06:41:00",0,232,{"$f":"IF(appliances!$D$46=\"YES\",light_sim_data!B413,0)","v":0},232,null,0,178,0,0,1,2,2,1,9,0,0,0,5,0,3,3,0,2,15,1,3,2,1,2,0,1,1,0,0,0,0,0,0]
[403,"06:42:00",0,232,{"$f":"IF(appliances!$D$46=\"YES\",light_sim_data!B414,0)","v":0},232,null,0,178,0,0,1,2,2,1,9,0,0,0,5,0,3,3,0,2,15,1,3,2,1,2,0,1,1,0,0,0,0,0,0]
[404,"06:43:00",0,232,{"$f":"IF(appliances!$D$46=\"YES\",light_sim_data!B415,0)","v":0},232,null,0,178,0,0,1,2,2,1,9,0,0,0,5,0,3,3,0,2,15,1,3,2,1,2,0,1,1,0,0,0,0,0,0]
[405,"06:44:00",0,232,{"$f":"IF(appliances!$D$46=\"YES\",light_sim_data!B416,0)","v":0},232,null,0,178,0,0,1,2,2,1,9,0,0,0,5,0,3,3,0,2,15,1,3,2,1,2,0,1,1,0,0,0,0,0,0]
[406,"06:45:00",0,232,{"$f":"IF(appliances!$D$46=\"YES\",light_sim_data!B417,0)","v":0},232,null,0,178,0,0,1,2,2,1,9,0,0,0,5,0,3,3,0,2,15,1,3,2,1,2,0,1,1,0,0,0,0,0,0]
[407,"06:46:00",0,232,{"$f":"IF(appliances!$D$46=\"YES\",light_sim_data!B418,0)","v":0},232,null,0,178,0,0,1,2,2,1,9,0,0,0,5,0,3,3,0,2,15,1,3,2,1,2,0,1,1,0,0,0,0,0,0]
[408,"06:47:00",0,232,{"$f":"IF(appliances!$D$46=\"YES\",light_sim_data!B419,0)","v":0},232,null,0,178,0,0,1,2,2,1,9,0,0,0,5,0,3,3,0,2,15,1,3,2,1,2,0,1,1,0,0,0,0,0,0]
[409,"06:48:00",0,232,{"$f":"IF(appliances!$D$46=\"YES\",light_sim_data!B420,0)","v":0},232,null,0,178,0,0,1,2,2,1,9,0,0,0,5,0,3,3,0,2,15,1,3,2,1,2,0,1,1,0,0,0,0,0,0]
[410,"06:49:00",0,232,{"$f":"IF(appliances!$D$46=\"YES\",light_sim_data!B421,0)","v":0},232,null,0,178,0,0,1,2,2,1,9,0,0,0,5,0,3,3,0,2,15,1,3,2,1,2,0,1,1,0,0,0,0,0,0]
[411,"06:50:00",1,232,{"$f":"IF(appliances!$D$46=\"YES\",light_sim_data!B422,0)","v":0},232,null,0,178,0,0,1,2,2,1,9,0,0,0,5,0,3,3,0,2,15,1,3,2,1,2,0,1,1,0,0,0,0,0,0]
[412,"06:51:00",1,232,{"$f":"IF(appliances!$D$46=\"YES\",light_sim_data!B423,0)","v":0},232,null,0,178,0,0,1,2,2,1,9,0,0,0,5,0,3,3,0,2,15,1,3,2,1,2,0,1,1,0,0,0,0,0,0]
[413,"06:52:00",1,232,{"$f":"IF(appliances!$D$46=\"YES\",light_sim_data!B424,0)","v":0},232,null,0,178,0,0,1,2,2,1,9,0,0,0,5,0,3,3,0,2,15,1,3,2,1,2,0,1,1,0,0,0,0,0,0]
[414,"06:53:00",1,232,{"$f":"IF(appliances!$D$46=\"YES\",light_sim_data!B425,0)","v":0},232,null,0,178,0,0,1,2,2,1,9,0,0,0,5,0,3,3,0,2,15,1,3,2,1,2,0,1,1,0,0,0,0,0,0]
[415,"06:54:00",1,232,{"$f":"IF(appliances!$D$46=\"YES\",light_sim_data!B426,0)","v":0},232,null,0,178,0,0,1,2,2,1,9,0,0,0,5,0,3,3,0,2,15,1,3,2,1,2,0,1,1,0,0,0,0,0,0]
[416,"06:55:00",1,232,{"$f":"IF(appliances!$D$46=\"YES\",light_sim_data!B427,0)","v":0},232,null,0,178,0,0,1,2,2,1,9,0,0,0,5,0,3,3,0,2,15,1,3,2,1,2,0,1,1,0,0,0,0,0,0]
[417,"06:56:00",1,232,{"$f":"IF(appliances!$D$46=\"YES\",light_sim_data!B428,0)","v":0},232,null,0,178,0,0,1,2,2,1,9,0,0,0,5,0,3,3,0,2,15,1,3,2,1,2,0,1,1,0,0,0,0,0,0]
[418,"06:57:00",1,232,{"$f":"IF(appliances!$D$46=\"YES\",light_sim_data!B429,0)","v":0},232,null,0,178,0,0,1,2,2,1,9,0,0,0,5,0,3,3,0,2,15,1,3,2,1,2,0,1,1,0,0,0,0,0,0]
[419,"06:58:00",1,232,{"$f":"IF(appliances!$D$46=\"YES\",light_sim_data!B430,0)","v":0},232,null,0,178,0,0,1,2,2,1,9,0,0,0,5,0,3,3,0,2,15,1,3,2,1,2,0,1,1,0,0,0,0,0,0]
[420,"06:59:00",1,232,{"$f":"IF(appliances!$D$46=\"YES\",light_sim_data!B431,0)","v":0},232,null,0,178,0,0,1,2,2,1,9,0,0,0,5,0,3,3,0,2,15,1,3,2,1,2,0,1,1,0,0,0,0,0,0]
[421,"07:00:00",1,54,{"$f":"IF(appliances!$D$46=\"YES\",light_sim_data!B432,0)","v":0},54,null,0,0,0,0,1,2,2,1,9,0,0,0,5,0,3,3,0,2,15,1,3,2,1,2,0,1,1,0,0,0,0,0,0]
[422,"07:01:00",1,54,{"$f":"IF(appliances!$D$46=\"YES\",light_sim_data!B433,0)","v":0},54,null,0,0,0,0,1,2,2,1,9,0,0,0,5,0,3,3,0,2,15,1,3,2,1,2,0,1,1,0,0,0,0,0,0]
[423,"07:02:00",1,54,{"$f":"IF(appliances!$D$46=\"YES\",light_sim_data!B434,0)","v":0},54,null,0,0,0,0,1,2,2,1,9,0,0,0,5,0,3,3,0,2,15,1,3,2,1,2,0,1,1,0,0,0,0,0,0]
[424,"07:03:00",1,54,{"$f":"IF(appliances!$D$46=\"YES\",light_sim_data!B435,0)","v":0},54,null,0,0,0,0,1,2,2,1,9,0,0,0,5,0,3,3,0,2,15,1,3,2,1,2,0,1,1,0,0,0,0,0,0]
[425,"07:04:00",1,54,{"$f":"IF(appliances!$D$46=\"YES\",light_sim_data!B436,0)","v":0},54,null,0,0,0,0,1,2,2,1,9,0,0,0,5,0,3,3,0,2,15,1,3,2,1,2,0,1,1,0,0,0,0,0,0]
[426,"07:05:00",1,2179,{"$f":"IF(appliances!$D$46=\"YES\",light_sim_data!B437,0)","v":0},2179,null,0,0,0,0,1,2,2,1,9,0,0,0,148,0,3,3,0,2,15,1,3,2,1983,2,0,1,1,0,0,0,0,0,0]
[427,"07:06:00",1,2179,{"$f":"IF(appliances!$D$46=\"YES\",light_sim_data!B438,0)","v":0},2179,null,0,0,0,0,1,2,2,1,9,0,0,0,148,0,3,3,0,2,15,1,3,2,1983,2,0,1,1,0,0,0,0,0,0]
[428,"07:07:00",1,2179,{"$f":"IF(appliances!$D$46=\"YES\",light_sim_data!B439,0)","v":0},2179,null,0,0,0,0,1,2,2,1,9,0,0,0,148,0,3,3,0,2,15,1,3,2,1983,2,0,1,1,0,0,0,0,0,0]
[429,"07:08:00",1,333,{"$f":"IF(appliances!$D$46=\"YES\",light_sim_data!B440,0)","v":0},333,null,0,0,0,136,1,2,2,1,9,0,0,0,148,0,3,3,0,2,15,1,3,2,1,2,0,1,1,0,0,0,0,0,0]
[430,"07:09:00",1,373,{"$f":"IF(appliances!$D$46=\"YES\",light_sim_data!B441,0)","v":40},333,null,0,0,0,136,1,2,2,1,9,0,0,0,148,0,3,3,0,2,15,1,3,2,1,2,0,1,1,0,0,0,0,0,0]
[431,"07:10:00",1,373,{"$f":"IF(appliances!$D$46=\"YES\",light_sim_data!B442,0)","v":40},333,null,0,0,0,136,1,2,2,1,9,0,0,0,148,0,3,3,0,2,15,1,3,2,1,2,0,1,1,0,0,0,0,0,0]
[432,"07:11:00",1,333,{"$f":"IF(appliances!$D$46=\"YES\",light_sim_data!B443,0)","v":0},333,null,0,0,0,136,1,2,2,1,9,0,0,0,148,0,3,3,0,2,15,1,3,2,1,2,0,1,1,0,0,0,0,0,0]
[433,"07:12:00",1,333,{"$f":"IF(appliances!$D$46=\"YES\",light_sim_data!B444,0)","v":0},333,null,0,0,0,136,1,2,2,1,9,0,0,0,148,0,3,3,0,2,15,1,3,2,1,2,0,1,1,0,0,0,0,0,0]
[434,"07:13:00",1,333,{"$f":"IF(appliances!$D$46=\"YES\",light_sim_data!B445,0)","v":0},333,null,0,0,0,136,1,2,2,1,9,0,0,0,148,0,3,3,0,2,15,1,3,2,1,2,0,1,1,0,0,0,0,0,0]
[435,"07:14:00",1,333,{"$f":"IF(appliances!$D$46=\"YES\",light_sim_data!B446,0)","v":0},333,null,0,0,0,136,1,2,2,1,9,0,0,0,148,0,3,3,0,2,15,1,3,2,1,2,0,1,1,0,0,0,0,0,0]
[436,"07:15:00",1,333,{"$f":"IF(appliances!$D$46=\"YES\",light_sim_data!B447,0)","v":0},333,null,0,0,0,136,1,2,2,1,9,0,0,0,148,0,3,3,0,2,15,1,3,2,1,2,0,1,1,0,0,0,0,0,0]
[437,"07:16:00",1,333,{"$f":"IF(appliances!$D$46=\"YES\",light_sim_data!B448,0)","v":0},333,null,0,0,0,136,1,2,2,1,9,0,0,0,148,0,3,3,0,2,15,1,3,2,1,2,0,1,1,0,0,0,0,0,0]
[438,"07:17:00",1,333,{"$f":"IF(appliances!$D$46=\"YES\",light_sim_data!B449,0)","v":0},333,null,0,0,0,136,1,2,2,1,9,0,0,0,148,0,3,3,0,2,15,1,3,2,1,2,0,1,1,0,0,0,0,0,0]
[439,"07:18:00",1,333,{"$f":"IF(appliances!$D$46=\"YES\",light_sim_data!B450,0)","v":0},333,null,0,0,0,136,1,2,2,1,9,0,0,0,148,0,3,3,0,2,15,1,3,2,1,2,0,1,1,0,0,0,0,0,0]
[440,"07:19:00",1,333,{"$f":"IF(appliances!$D$46=\"YES\",light_sim_data!B451,0)","v":0},333,null,0,0,0,136,1,2,2,1,9,0,0,0,148,0,3,3,0,2,15,1,3,2,1,2,0,1,1,0,0,0,0,0,0]
[441,"07:20:00",1,442,{"$f":"IF(appliances!$D$46=\"YES\",light_sim_data!B452,0)","v":0},442,null,0,0,109,136,1,2,2,1,9,0,0,0,148,0,3,3,0,2,15,1,3,2,1,2,0,1,1,0,0,0,0,0,0]
[442,"07:21:00",1,442,{"$f":"IF(appliances!$D$46=\"YES\",light_sim_data!B453,0)","v":0},442,null,0,0,109,136,1,2,2,1,9,0,0,0,148,0,3,3,0,2,15,1,3,2,1,2,0,1,1,0,0,0,0,0,0]
[443,"07:22:00",1,442,{"$f":"IF(appliances!$D$46=\"YES\",light_sim_data!B454,0)","v":0},442,null,0,0,109,136,1,2,2,1,9,0,0,0,148,0,3,3,0,2,15,1,3,2,1,2,0,1,1,0,0,0,0,0,0]
[444,"07:23:00",1,442,{"$f":"IF(appliances!$D$46=\"YES\",light_sim_data!B455,0)","v":0},442,null,0,0,109,136,1,2,2,1,9,0,0,0,148,0,3,3,0,2,15,1,3,2,1,2,0,1,1,0,0,0,0,0,0]
[445,"07:24:00",1,442,{"$f":"IF(appliances!$D$46=\"YES\",light_sim_data!B456,0)","v":0},442,null,0,0,109,136,1,2,2,1,9,0,0,0,148,0,3,3,0,2,15,1,3,2,1,2,0,1,1,0,0,0,0,0,0]
[446,"07:25:00",1,442,{"$f":"IF(appliances!$D$46=\"YES\",light_sim_data!B457,0)","v":0},442,null,0,0,109,136,1,2,2,1,9,0,0,0,148,0,3,3,0,2,15,1,3,2,1,2,0,1,1,0,0,0,0,0,0]
[447,"07:26:00",1,442,{"$f":"IF(appliances!$D$46=\"YES\",light_sim_data!B458,0)","v":0},442,null,0,0,109,136,1,2,2,1,9,0,0,0,148,0,3,3,0,2,15,1,3,2,1,2,0,1,1,0,0,0,0,0,0]
[448,"07:27:00",1,442,{"$f":"IF(appliances!$D$46=\"YES\",light_sim_data!B459,0)","v":0},442,null,0,0,109,136,1,2,2,1,9,0,0,0,148,0,3,3,0,2,15,1,3,2,1,2,0,1,1,0,0,0,0,0,0]
[449,"07:28:00",1,306,{"$f":"IF(appliances!$D$46=\"YES\",light_sim_data!B460,0)","v":0},306,null,0,0,109,0,1,2,2,1,9,0,0,0,148,0,3,3,0,2,15,1,3,2,1,2,0,1,1,0,0,0,0,0,0]
[450,"07:29:00",{"$f":"INDIRECT(\"occ_sim_data!C\"&(ROUNDDOWN((A461-1)/10,0)+11))","v":1},{"$f":"E461+F461","v":306},{"$f":"IF(appliances!$D$46=\"YES\",light_sim_data!B461,0)","v":0},{"$f":"SUM(H461:AN461)","v":306},null,0,0,109,0,1,2,2,1,9,0,0,0,148,0,3,3,0,2,15,1,3,2,1,2,0,1,1,0,0,0,0,0,0]
[451,"07:30:00",1,306,{"$f":"IF(appliances!$D$46=\"YES\",light_sim_data!B462,0)","v":0},306,null,0,0,109,0,1,2,2,1,9,0,0,0,148,0,3,3,0,2,15,1,3,2,1,2,0,1,1,0,0,0,0,0,0]
[452,"07:31:00",1,306,{"$f":"IF(appliances!$D$46=\"YES\",light_sim_data!B463,0)","v":0},306,null,0,0,109,0,1,2,2,1,9,0,0,0,148,0,3,3,0,2,15,1,3,2,1,2,0,1,1,0,0,0,0,0,0]
[453,"07:32:00",1,306,{"$f":"IF(appliances!$D$46=\"YES\",light_sim_data!B464,0)","v":0},306,null,0,0,109,0,1,2,2,1,9,0,0,0,148,0,3,3,0,2,15,1,3,2,1,2,0,1,1,0,0,0,0,0,0]
[454,"07:33:00",1,306,{"$f":"IF(appliances!$D$46=\"YES\",light_sim_data!B465,0)","v":0},306,null,0,0,109,0,1,2,2,1,9,0,0,0,148,0,3,3,0,2,15,1,3,2,1,2,0,1,1,0,0,0,0,0,0]
[455,"07:34:00",1,306,{"$f":"IF(appliances!$D$46=\"YES\",light_sim_data!B466,0)","v":0},306,null,0,0,109,0,1,2,2,1,9,0,0,0,148,0,3,3,0,2,15,1,3,2,1,2,0,1,1,0,0,0,0,0,0]
[456,"07:35:00",1,306,{"$f":"IF(appliances!$D$46=\"YES\",light_sim_data!B467,0)","v":0},306,null,0,0,109,0,1,2,2,1,9,0,0,0,148,0,3,3,0,2,15,1,3,2,1,2,0,1,1,0,0,0,0,0,0]
[457,"07:36:00",1,306,{"$f":"IF(appliances!$D$46=\"YES\",light_sim_data!B468,0)","v":0},306,null,0,0,109,0,1,2,2,1,9,0,0,0,148,0,3,3,0,2,15,1,3,2,1,2,0,1,1,0,0,0,0,0,0]
[458,"07:37:00",1,321,{"$f":"IF(appliances!$D$46=\"YES\",light_sim_data!B469,0)","v":0},321,null,0,0,109,0,1,17,2,1,9,0,0,0,148,0,3,3,0,2,15,1,3,2,1,2,0,1,1,0,0,0,0,0,0]
[459,"07:38:00",1,212,{"$f":"IF(appliances!$D$46=\"YES\",light_sim_data!B470,0)","v":0},212,null,0,0,0,0,1,17,2,1,9,0,0,0,148,0,3,3,0,2,15,1,3,2,1,2,0,1,1,0,0,0,0,0,0]
[460,"07:39:00",1,212,{"$f":"IF(appliances!$D$46=\"YES\",light_sim_data!B471,0)","v":0},212,null,0,0,0,0,1,17,2,1,9,0,0,0,148,0,3,3,0,2,15,1,3,2,1,2,0,1,1,0,0,0,0,0,0]
[461,"07:40:00",1,212,{"$f":"IF(appliances!$D$46=\"YES\",light_sim_data!B472,0)","v":0},212,null,0,0,0,0,1,17,2,1,9,0,0,0,148,0,3,3,0,2,15,1,3,2,1,2,0,1,1,0,0,0,0,0,0]
[462,"07:41:00",1,212,{"$f":"IF(appliances!$D$46=\"YES\",light_sim_data!B473,0)","v":0},212,null,0,0,0,0,1,17,2,1,9,0,0,0,148,0,3,3,0,2,15,1,3,2,1,2,0,1,1,0,0,0,0,0,0]
[463,"07:42:00",1,212,{"$f":"IF(appliances!$D$46=\"YES\",light_sim_data!B474,0)","v":0},212,null,0,0,0,0,1,17,2,1,9,0,0,0,148,0,3,3,0,2,15,1,3,2,1,2,0,1,1,0,0,0,0,0,0]
[464,"07:43:00",1,212,{"$f":"IF(appliances!$D$46=\"YES\",light_sim_data!B475,0)","v":0},212,null,0,0,0,0,1,17,2,1,9,0,0,0,148,0,3,3,0,2,15,1,3,2,1,2,0,1,1,0,0,0,0,0,0]
[465,"07:44:00",1,212,{"$f":"IF(appliances!$D$46=\"YES\",light_sim_data!B476,0)","v":0},212,null,0,0,0,0,1,17,2,1,9,0,0,0,148,0,3,3,0,2,15,1,3,2,1,2,0,1,1,0,0,0,0,0,0]
[466,"07:45:00",1,212,{"$f":"IF(appliances!$D$46=\"YES\",light_sim_data!B477,0)","v":0},212,null,0,0,0,0,1,17,2,1,9,0,0,0,148,0,3,3,0,2,15,1,3,2,1,2,0,1,1,0,0,0,0,0,0]
[467,"07:46:00",1,212,{"$f":"IF(appliances!$D$46=\"YES\",light_sim_data!B478,0)","v":0},212,null,0,0,0,0,1,17,2,1,9,0,0,0,148,0,3,3,0,2,15,1,3,2,1,2,0,1,1,0,0,0,0,0,0]
[468,"07:47:00",1,212,{"$f":"IF(appliances!$D$46=\"YES\",light_sim_data!B479,0)","v":0},212,null,0,0,0,0,1,17,2,1,9,0,0,0,148,0,3,3,0,2,15,1,3,2,1,2,0,1,1,0,0,0,0,0,0]
[469,"07:48:00",1,212,{"$f":"IF(appliances!$D$46=\"YES\",light_sim_data!B480,0)","v":0},212,null,0,0,0,0,1,17,2,1,9,0,0,0,148,0,3,3,0,2,15,1,3,2,1,2,0,1,1,0,0,0,0,0,0]
[470,"07:49:00",1,212,{"$f":"IF(appliances!$D$46=\"YES\",light_sim_data!B481,0)","v":0},212,null,0,0,0,0,1,17,2,1,9,0,0,0,148,0,3,3,0,2,15,1,3,2,1,2,0,1,1,0,0,0,0,0,0]
[471,"07:50:00",2,212,{"$f":"IF(appliances!$D$46=\"YES\",light_sim_data!B482,0)","v":0},212,null,0,0,0,0,1,17,2,1,9,0,0,0,148,0,3,3,0,2,15,1,3,2,1,2,0,1,1,0,0,0,0,0,0]
[472,"07:51:00",2,212,{"$f":"IF(appliances!$D$46=\"YES\",light_sim_data!B483,0)","v":0},212,null,0,0,0,0,1,17,2,1,9,0,0,0,148,0,3,3,0,2,15,1,3,2,1,2,0,1,1,0,0,0,0,0,0]
[473,"07:52:00",2,390,{"$f":"IF(appliances!$D$46=\"YES\",light_sim_data!B484,0)","v":0},390,null,0,178,0,0,1,17,2,1,9,0,0,0,148,0,3,3,0,2,15,1,3,2,1,2,0,1,1,0,0,0,0,0,0]
[474,"07:53:00",2,390,{"$f":"IF(appliances!$D$46=\"YES\",light_sim_data!B485,0)","v":0},390,null,0,178,0,0,1,17,2,1,9,0,0,0,148,0,3,3,0,2,15,1,3,2,1,2,0,1,1,0,0,0,0,0,0]
[475,"07:54:00",2,390,{"$f":"IF(appliances!$D$46=\"YES\",light_sim_data!B486,0)","v":0},390,null,0,178,0,0,1,17,2,1,9,0,0,0,148,0,3,3,0,2,15,1,3,2,1,2,0,1,1,0,0,0,0,0,0]
[476,"07:55:00",2,390,{"$f":"IF(appliances!$D$46=\"YES\",light_sim_data!B487,0)","v":0},390,null,0,178,0,0,1,17,2,1,9,0,0,0,148,0,3,3,0,2,15,1,3,2,1,2,0,1,1,0,0,0,0,0,0]
[477,"07:56:00",2,390,{"$f":"IF(appliances!$D$46=\"YES\",light_sim_data!B488,0)","v":0},390,null,0,178,0,0,1,17,2,1,9,0,0,0,148,0,3,3,0,2,15,1,3,2,1,2,0,1,1,0,0,0,0,0,0]
[478,"07:57:00",2,390,{"$f":"IF(appliances!$D$46=\"YES\",light_sim_data!B489,0)","v":0},390,null,0,178,0,0,1,17,2,1,9,0,0,0,148,0,3,3,0,2,15,1,3,2,1,2,0,1,1,0,0,0,0,0,0]
[479,"07:58:00",2,390,{"$f":"IF(appliances!$D$46=\"YES\",light_sim_data!B490,0)","v":0},390,null,0,178,0,0,1,17,2,1,9,0,0,0,148,0,3,3,0,2,15,1,3,2,1,2,0,1,1,0,0,0,0,0,0]
[480,"07:59:00",2,390,{"$f":"IF(appliances!$D$46=\"YES\",light_sim_data!B491,0)","v":0},390,null,0,178,0,0,1,17,2,1,9,0,0,0,148,0,3,3,0,2,15,1,3,2,1,2,0,1,1,0,0,0,0,0,0]
[481,"08:00:00",2,390,{"$f":"IF(appliances!$D$46=\"YES\",light_sim_data!B492,0)","v":0},390,null,0,178,0,0,1,17,2,1,9,0,0,0,148,0,3,3,0,2,15,1,3,2,1,2,0,1,1,0,0,0,0,0,0]
[482,"08:01:00",2,390,{"$f":"IF(appliances!$D$46=\"YES\",light_sim_data!B493,0)","v":0},390,null,0,178,0,0,1,17,2,1,9,0,0,0,148,0,3,3,0,2,15,1,3,2,1,2,0,1,1,0,0,0,0,0,0]
[483,"08:02:00",2,390,{"$f":"IF(appliances!$D$46=\"YES\",light_sim_data!B494,0)","v":0},390,null,0,178,0,0,1,17,2,1,9,0,0,0,148,0,3,3,0,2,15,1,3,2,1,2,0,1,1,0,0,0,0,0,0]
[484,"08:03:00",2,390,{"$f":"IF(appliances!$D$46=\"YES\",light_sim_data!B495,0)","v":0},390,null,0,178,0,0,1,17,2,1,9,0,0,0,148,0,3,3,0,2,15,1,3,2,1,2,0,1,1,0,0,0,0,0,0]
[485,"08:04:00",2,390,{"$f":"IF(appliances!$D$46=\"YES\",light_sim_data!B496,0)","v":0},390,null,0,178,0,0,1,17,2,1,9,0,0,0,148,0,3,3,0,2,15,1,3,2,1,2,0,1,1,0,0,0,0,0,0]
[486,"08:05:00",2,390,{"$f":"IF(appliances!$D$46=\"YES\",light_sim_data!B497,0)","v":0},390,null,0,178,0,0,1,17,2,1,9,0,0,0,148,0,3,3,0,2,15,1,3,2,1,2,0,1,1,0,0,0,0,0,0]
[487,"08:06:00",2,390,{"$f":"IF(appliances!$D$46=\"YES\",light_sim_data!B498,0)","v":0},390,null,0,178,0,0,1,17,2,1,9,0,0,0,148,0,3,3,0,2,15,1,3,2,1,2,0,1,1,0,0,0,0,0,0]
[488,"08:07:00",2,390,{"$f":"IF(appliances!$D$46=\"YES\",light_sim_data!B499,0)","v":0},390,null,0,178,0,0,1,17,2,1,9,0,0,0,148,0,3,3,0,2,15,1,3,2,1,2,0,1,1,0,0,0,0,0,0]
[489,"08:08:00",2,390,{"$f":"IF(appliances!$D$46=\"YES\",light_sim_data!B500,0)","v":0},390,null,0,178,0,0,1,17,2,1,9,0,0,0,148,0,3,3,0,2,15,1,3,2,1,2,0,1,1,0,0,0,0,0,0]
[490,"08:09:00",2,390,{"$f":"IF(appliances!$D$46=\"YES\",light_sim_data!B501,0)","v":0},390,null,0,178,0,0,1,17,2,1,9,0,0,0,148,0,3,3,0,2,15,1,3,2,1,2,0,1,1,0,0,0,0,0,0]
[491,"08:10:00",2,390,{"$f":"IF(appliances!$D$46=\"YES\",light_sim_data!B502,0)","v":0},390,null,0,178,0,0,1,17,2,1,9,0,0,0,148,0,3,3,0,2,15,1,3,2,1,2,0,1,1,0,0,0,0,0,0]
[492,"08:11:00",2,390,{"$f":"IF(appliances!$D$46=\"YES\",light_sim_data!B503,0)","v":0},390,null,0,178,0,0,1,17,2,1,9,0,0,0,148,0,3,3,0,2,15,1,3,2,1,2,0,1,1,0,0,0,0,0,0]
[493,"08:12:00",2,390,{"$f":"IF(appliances!$D$46=\"YES\",light_sim_data!B504,0)","v":0},390,null,0,178,0,0,1,17,2,1,9,0,0,0,148,0,3,3,0,2,15,1,3,2,1,2,0,1,1,0,0,0,0,0,0]
[494,"08:13:00",2,390,{"$f":"IF(appliances!$D$46=\"YES\",light_sim_data!B505,0)","v":0},390,null,0,178,0,0,1,17,2,1,9,0,0,0,148,0,3,3,0,2,15,1,3,2,1,2,0,1,1,0,0,0,0,0,0]
[495,"08:14:00",2,212,{"$f":"IF(appliances!$D$46=\"YES\",light_sim_data!B506,0)","v":0},212,null,0,0,0,0,1,17,2,1,9,0,0,0,148,0,3,3,0,2,15,1,3,2,1,2,0,1,1,0,0,0,0,0,0]
[496,"08:15:00",2,212,{"$f":"IF(appliances!$D$46=\"YES\",light_sim_data!B507,0)","v":0},212,null,0,0,0,0,1,17,2,1,9,0,0,0,148,0,3,3,0,2,15,1,3,2,1,2,0,1,1,0,0,0,0,0,0]
[497,"08:16:00",2,212,{"$f":"IF(appliances!$D$46=\"YES\",light_sim_data!B508,0)","v":0},212,null,0,0,0,0,1,17,2,1,9,0,0,0,148,0,3,3,0,2,15,1,3,2,1,2,0,1,1,0,0,0,0,0,0]
[498,"08:17:00",2,212,{"$f":"IF(appliances!$D$46=\"YES\",light_sim_data!B509,0)","v":0},212,null,0,0,0,0,1,17,2,1,9,0,0,0,148,0,3,3,0,2,15,1,3,2,1,2,0,1,1,0,0,0,0,0,0]
[499,"08:18:00",2,212,{"$f":"IF(appliances!$D$46=\"YES\",light_sim_data!B510,0)","v":0},212,null,0,0,0,0,1,17,2,1,9,0,0,0,148,0,3,3,0,2,15,1,3,2,1,2,0,1,1,0,0,0,0,0,0]
[500,"08:19:00",2,212,{"$f":"IF(appliances!$D$46=\"YES\",light_sim_data!B511,0)","v":0},212,null,0,0,0,0,1,17,2,1,9,0,0,0,148,0,3,3,0,2,15,1,3,2,1,2,0,1,1,0,0,0,0,0,0]
[501,"08:20:00",2,212,{"$f":"IF(appliances!$D$46=\"YES\",light_sim_data!B512,0)","v":0},212,null,0,0,0,0,1,17,2,1,9,0,0,0,148,0,3,3,0,2,15,1,3,2,1,2,0,1,1,0,0,0,0,0,0]
[502,"08:21:00",2,212,{"$f":"IF(appliances!$D$46=\"YES\",light_sim_data!B513,0)","v":0},212,null,0,0,0,0,1,17,2,1,9,0,0,0,148,0,3,3,0,2,15,1,3,2,1,2,0,1,1,0,0,0,0,0,0]
[503,"08:22:00",2,212,{"$f":"IF(appliances!$D$46=\"YES\",light_sim_data!B514,0)","v":0},212,null,0,0,0,0,1,17,2,1,9,0,0,0,148,0,3,3,0,2,15,1,3,2,1,2,0,1,1,0,0,0,0,0,0]
[504,"08:23:00",2,212,{"$f":"IF(appliances!$D$46=\"YES\",light_sim_data!B515,0)","v":0},212,null,0,0,0,0,1,17,2,1,9,0,0,0,148,0,3,3,0,2,15,1,3,2,1,2,0,1,1,0,0,0,0,0,0]
[505,"08:24:00",2,212,{"$f":"IF(appliances!$D$46=\"YES\",light_sim_data!B516,0)","v":0},212,null,0,0,0,0,1,17,2,1,9,0,0,0,148,0,3,3,0,2,15,1,3,2,1,2,0,1,1,0,0,0,0,0,0]
[506,"08:25:00",2,212,{"$f":"IF(appliances!$D$46=\"YES\",light_sim_data!B517,0)","v":0},212,null,0,0,0,0,1,17,2,1,9,0,0,0,148,0,3,3,0,2,15,1,3,2,1,2,0,1,1,0,0,0,0,0,0]
[507,"08:26:00",2,212,{"$f":"IF(appliances!$D$46=\"YES\",light_sim_data!B518,0)","v":0},212,null,0,0,0,0,1,17,2,1,9,0,0,0,148,0,3,3,0,2,15,1,3,2,1,2,0,1,1,0,0,0,0,0,0]
[508,"08:27:00",2,321,{"$f":"IF(appliances!$D$46=\"YES\",light_sim_data!B519,0)","v":0},321,null,0,0,109,0,1,17,2,1,9,0,0,0,148,0,3,3,0,2,15,1,3,2,1,2,0,1,1,0,0,0,0,0,0]
[509,"08:28:00",2,321,{"$f":"IF(appliances!$D$46=\"YES\",light_sim_data!B520,0)","v":0},321,null,0,0,109,0,1,17,2,1,9,0,0,0,148,0,3,3,0,2,15,1,3,2,1,2,0,1,1,0,0,0,0,0,0]
[510,"08:29:00",2,321,{"$f":"IF(appliances!$D$46=\"YES\",light_sim_data!B521,0)","v":0},321,null,0,0,109,0,1,17,2,1,9,0,0,0,148,0,3,3,0,2,15,1,3,2,1,2,0,1,1,0,0,0,0,0,0]
[511,"08:30:00",1,321,{"$f":"IF(appliances!$D$46=\"YES\",light_sim_data!B522,0)","v":0},321,null,0,0,109,0,1,17,2,1,9,0,0,0,148,0,3,3,0,2,15,1,3,2,1,2,0,1,1,0,0,0,0,0,0]
[512,"08:31:00",1,321,{"$f":"IF(appliances!$D$46=\"YES\",light_sim_data!B523,0)","v":0},321,null,0,0,109,0,1,17,2,1,9,0,0,0,148,0,3,3,0,2,15,1,3,2,1,2,0,1,1,0,0,0,0,0,0]
[513,"08:32:00",1,321,{"$f":"IF(appliances!$D$46=\"YES\",light_sim_data!B524,0)","v":0},321,null,0,0,109,0,1,17,2,1,9,0,0,0,148,0,3,3,0,2,15,1,3,2,1,2,0,1,1,0,0,0,0,0,0]
[514,"08:33:00",{"$f":"INDIRECT(\"occ_sim_data!C\"&(ROUNDDOWN((A525-1)/10,0)+11))","v":1},{"$f":"E525+F525","v":321},{"$f":"IF(appliances!$D$46=\"YES\",light_sim_data!B525,0)","v":0},{"$f":"SUM(H525:AN525)","v":321},null,0,0,109,0,1,17,2,1,9,0,0,0,148,0,3,3,0,2,15,1,3,2,1,2,0,1,1,0,0,0,0,0,0]
[515,"08:34:00",1,321,{"$f":"IF(appliances!$D$46=\"YES\",light_sim_data!B526,0)","v":0},321,null,0,0,109,0,1,17,2,1,9,0,0,0,148,0,3,3,0,2,15,1,3,2,1,2,0,1,1,0,0,0,0,0,0]
[516,"08:35:00",1,321,{"$f":"IF(appliances!$D$46=\"YES\",light_sim_data!B527,0)","v":0},321,null,0,0,109,0,1,17,2,1,9,0,0,0,148,0,3,3,0,2,15,1,3,2,1,2,0,1,1,0,0,0,0,0,0]
[517,"08:36:00",1,321,{"$f":"IF(appliances!$D$46=\"YES\",light_sim_data!B528,0)","v":0},321,null,0,0,109,0,1,17,2,1,9,0,0,0,148,0,3,3,0,2,15,1,3,2,1,2,0,1,1,0,0,0,0,0,0]
[518,"08:37:00",1,306,{"$f":"IF(appliances!$D$46=\"YES\",light_sim_data!B529,0)","v":0},306,null,0,0,109,0,1,2,2,1,9,0,0,0,148,0,3,3,0,2,15,1,3,2,1,2,0,1,1,0,0,0,0,0,0]
[519,"08:38:00",1,306,{"$f":"IF(appliances!$D$46=\"YES\",light_sim_data!B530,0)","v":0},306,null,0,0,109,0,1,2,2,1,9,0,0,0,148,0,3,3,0,2,15,1,3,2,1,2,0,1,1,0,0,0,0,0,0]
[520,"08:39:00",1,306,{"$f":"IF(appliances!$D$46=\"YES\",light_sim_data!B531,0)","v":0},306,null,0,0,109,0,1,2,2,1,9,0,0,0,148,0,3,3,0,2,15,1,3,2,1,2,0,1,1,0,0,0,0,0,0]
[521,"08:40:00",1,306,{"$f":"IF(appliances!$D$46=\"YES\",light_sim_data!B532,0)","v":0},306,null,0,0,109,0,1,2,2,1,9,0,0,0,148,0,3,3,0,2,15,1,3,2,1,2,0,1,1,0,0,0,0,0,0]
[522,"08:41:00",1,306,{"$f":"IF(appliances!$D$46=\"YES\",light_sim_data!B533,0)","v":0},306,null,0,0,109,0,1,2,2,1,9,0,0,0,148,0,3,3,0,2,15,1,3,2,1,2,0,1,1,0,0,0,0,0,0]
[523,"08:42:00",1,306,{"$f":"IF(appliances!$D$46=\"YES\",light_sim_data!B534,0)","v":0},306,null,0,0,109,0,1,2,2,1,9,0,0,0,148,0,3,3,0,2,15,1,3,2,1,2,0,1,1,0,0,0,0,0,0]
[524,"08:43:00",1,306,{"$f":"IF(appliances!$D$46=\"YES\",light_sim_data!B535,0)","v":0},306,null,0,0,109,0,1,2,2,1,9,0,0,0,148,0,3,3,0,2,15,1,3,2,1,2,0,1,1,0,0,0,0,0,0]
[525,"08:44:00",1,306,{"$f":"IF(appliances!$D$46=\"YES\",light_sim_data!B536,0)","v":0},306,null,0,0,109,0,1,2,2,1,9,0,0,0,148,0,3,3,0,2,15,1,3,2,1,2,0,1,1,0,0,0,0,0,0]
[526,"08:45:00",1,197,{"$f":"IF(appliances!$D$46=\"YES\",light_sim_data!B537,0)","v":0},197,null,0,0,0,0,1,2,2,1,9,0,0,0,148,0,3,3,0,2,15,1,3,2,1,2,0,1,1,0,0,0,0,0,0]
[527,"08:46:00",1,197,{"$f":"IF(appliances!$D$46=\"YES\",light_sim_data!B538,0)","v":0},197,null,0,0,0,0,1,2,2,1,9,0,0,0,148,0,3,3,0,2,15,1,3,2,1,2,0,1,1,0,0,0,0,0,0]
[528,"08:47:00",1,197,{"$f":"IF(appliances!$D$46=\"YES\",light_sim_data!B539,0)","v":0},197,null,0,0,0,0,1,2,2,1,9,0,0,0,148,0,3,3,0,2,15,1,3,2,1,2,0,1,1,0,0,0,0,0,0]
[529,"08:48:00",1,197,{"$f":"IF(appliances!$D$46=\"YES\",light_sim_data!B540,0)","v":0},197,null,0,0,0,0,1,2,2,1,9,0,0,0,148,0,3,3,0,2,15,1,3,2,1,2,0,1,1,0,0,0,0,0,0]
[530,"08:49:00",1,197,{"$f":"IF(appliances!$D$46=\"YES\",light_sim_data!B541,0)","v":0},197,null,0,0,0,0,1,2,2,1,9,0,0,0,148,0,3,3,0,2,15,1,3,2,1,2,0,1,1,0,0,0,0,0,0]
[531,"08:50:00",1,197,{"$f":"IF(appliances!$D$46=\"YES\",light_sim_data!B542,0)","v":0},197,null,0,0,0,0,1,2,2,1,9,0,0,0,148,0,3,3,0,2,15,1,3,2,1,2,0,1,1,0,0,0,0,0,0]
[532,"08:51:00",1,197,{"$f":"IF(appliances!$D$46=\"YES\",light_sim_data!B543,0)","v":0},197,null,0,0,0,0,1,2,2,1,9,0,0,0,148,0,3,3,0,2,15,1,3,2,1,2,0,1,1,0,0,0,0,0,0]
[533,"08:52:00",1,197,{"$f":"IF(appliances!$D$46=\"YES\",light_sim_data!B544,0)","v":0},197,null,0,0,0,0,1,2,2,1,9,0,0,0,148,0,3,3,0,2,15,1,3,2,1,2,0,1,1,0,0,0,0,0,0]
[534,"08:53:00",1,197,{"$f":"IF(appliances!$D$46=\"YES\",light_sim_data!B545,0)","v":0},197,null,0,0,0,0,1,2,2,1,9,0,0,0,148,0,3,3,0,2,15,1,3,2,1,2,0,1,1,0,0,0,0,0,0]
[535,"08:54:00",1,197,{"$f":"IF(appliances!$D$46=\"YES\",light_sim_data!B546,0)","v":0},197,null,0,0,0,0,1,2,2,1,9,0,0,0,148,0,3,3,0,2,15,1,3,2,1,2,0,1,1,0,0,0,0,0,0]
[536,"08:55:00",1,197,{"$f":"IF(appliances!$D$46=\"YES\",light_sim_data!B547,0)","v":0},197,null,0,0,0,0,1,2,2,1,9,0,0,0,148,0,3,3,0,2,15,1,3,2,1,2,0,1,1,0,0,0,0,0,0]
[537,"08:56:00",1,197,{"$f":"IF(appliances!$D$46=\"YES\",light_sim_data!B548,0)","v":0},197,null,0,0,0,0,1,2,2,1,9,0,0,0,148,0,3,3,0,2,15,1,3,2,1,2,0,1,1,0,0,0,0,0,0]
[538,"08:57:00",1,197,{"$f":"IF(appliances!$D$46=\"YES\",light_sim_data!B549,0)","v":0},197,null,0,0,0,0,1,2,2,1,9,0,0,0,148,0,3,3,0,2,15,1,3,2,1,2,0,1,1,0,0,0,0,0,0]
[539,"08:58:00",1,197,{"$f":"IF(appliances!$D$46=\"YES\",light_sim_data!B550,0)","v":0},197,null,0,0,0,0,1,2,2,1,9,0,0,0,148,0,3,3,0,2,15,1,3,2,1,2,0,1,1,0,0,0,0,0,0]
[540,"08:59:00",1,197,{"$f":"IF(appliances!$D$46=\"YES\",light_sim_data!B551,0)","v":0},197,null,0,0,0,0,1,2,2,1,9,0,0,0,148,0,3,3,0,2,15,1,3,2,1,2,0,1,1,0,0,0,0,0,0]
[541,"09:00:00",1,197,{"$f":"IF(appliances!$D$46=\"YES\",light_sim_data!B552,0)","v":0},197,null,0,0,0,0,1,2,2,1,9,0,0,0,148,0,3,3,0,2,15,1,3,2,1,2,0,1,1,0,0,0,0,0,0]
[542,"09:01:00",1,197,{"$f":"IF(appliances!$D$46=\"YES\",light_sim_data!B553,0)","v":0},197,null,0,0,0,0,1,2,2,1,9,0,0,0,148,0,3,3,0,2,15,1,3,2,1,2,0,1,1,0,0,0,0,0,0]
[543,"09:02:00",1,197,{"$f":"IF(appliances!$D$46=\"YES\",light_sim_data!B554,0)","v":0},197,null,0,0,0,0,1,2,2,1,9,0,0,0,148,0,3,3,0,2,15,1,3,2,1,2,0,1,1,0,0,0,0,0,0]
[544,"09:03:00",1,197,{"$f":"IF(appliances!$D$46=\"YES\",light_sim_data!B555,0)","v":0},197,null,0,0,0,0,1,2,2,1,9,0,0,0,148,0,3,3,0,2,15,1,3,2,1,2,0,1,1,0,0,0,0,0,0]
[545,"09:04:00",1,375,{"$f":"IF(appliances!$D$46=\"YES\",light_sim_data!B556,0)","v":0},375,null,0,178,0,0,1,2,2,1,9,0,0,0,148,0,3,3,0,2,15,1,3,2,1,2,0,1,1,0,0,0,0,0,0]
[546,"09:05:00",1,375,{"$f":"IF(appliances!$D$46=\"YES\",light_sim_data!B557,0)","v":0},375,null,0,178,0,0,1,2,2,1,9,0,0,0,148,0,3,3,0,2,15,1,3,2,1,2,0,1,1,0,0,0,0,0,0]
[547,"09:06:00",1,375,{"$f":"IF(appliances!$D$46=\"YES\",light_sim_data!B558,0)","v":0},375,null,0,178,0,0,1,2,2,1,9,0,0,0,148,0,3,3,0,2,15,1,3,2,1,2,0,1,1,0,0,0,0,0,0]
[548,"09:07:00",1,511,{"$f":"IF(appliances!$D$46=\"YES\",light_sim_data!B559,0)","v":0},511,null,0,178,0,136,1,2,2,1,9,0,0,0,148,0,3,3,0,2,15,1,3,2,1,2,0,1,1,0,0,0,0,0,0]
[549,"09:08:00",1,511,{"$f":"IF(appliances!$D$46=\"YES\",light_sim_data!B560,0)","v":0},511,null,0,178,0,136,1,2,2,1,9,0,0,0,148,0,3,3,0,2,15,1,3,2,1,2,0,1,1,0,0,0,0,0,0]
[550,"09:09:00",1,511,{"$f":"IF(appliances!$D$46=\"YES\",light_sim_data!B561,0)","v":0},511,null,0,178,0,136,1,2,2,1,9,0,0,0,148,0,3,3,0,2,15,1,3,2,1,2,0,1,1,0,0,0,0,0,0]
[551,"09:10:00",1,511,{"$f":"IF(appliances!$D$46=\"YES\",light_sim_data!B562,0)","v":0},511,null,0,178,0,136,1,2,2,1,9,0,0,0,148,0,3,3,0,2,15,1,3,2,1,2,0,1,1,0,0,0,0,0,0]
[552,"09:11:00",1,511,{"$f":"IF(appliances!$D$46=\"YES\",light_sim_data!B563,0)","v":0},511,null,0,178,0,136,1,2,2,1,9,0,0,0,148,0,3,3,0,2,15,1,3,2,1,2,0,1,1,0,0,0,0,0,0]
[553,"09:12:00",1,511,{"$f":"IF(appliances!$D$46=\"YES\",light_sim_data!B564,0)","v":0},511,null,0,178,0,136,1,2,2,1,9,0,0,0,148,0,3,3,0,2,15,1,3,2,1,2,0,1,1,0,0,0,0,0,0]
[554,"09:13:00",1,526,{"$f":"IF(appliances!$D$46=\"YES\",light_sim_data!B565,0)","v":0},526,null,0,178,0,136,1,17,2,1,9,0,0,0,148,0,3,3,0,2,15,1,3,2,1,2,0,1,1,0,0,0,0,0,0]
[555,"09:14:00",1,526,{"$f":"IF(appliances!$D$46=\"YES\",light_sim_data!B566,0)","v":0},526,null,0,178,0,136,1,17,2,1,9,0,0,0,148,0,3,3,0,2,15,1,3,2,1,2,0,1,1,0,0,0,0,0,0]
[556,"09:15:00",1,526,{"$f":"IF(appliances!$D$46=\"YES\",light_sim_data!B567,0)","v":0},526,null,0,178,0,136,1,17,2,1,9,0,0,0,148,0,3,3,0,2,15,1,3,2,1,2,0,1,1,0,0,0,0,0,0]
[557,"09:16:00",1,526,{"$f":"IF(appliances!$D$46=\"YES\",light_sim_data!B568,0)","v":0},526,null,0,178,0,136,1,17,2,1,9,0,0,0,148,0,3,3,0,2,15,1,3,2,1,2,0,1,1,0,0,0,0,0,0]
[558,"09:17:00",1,526,{"$f":"IF(appliances!$D$46=\"YES\",light_sim_data!B569,0)","v":0},526,null,0,178,0,136,1,17,2,1,9,0,0,0,148,0,3,3,0,2,15,1,3,2,1,2,0,1,1,0,0,0,0,0,0]
[559,"09:18:00",1,526,{"$f":"IF(appliances!$D$46=\"YES\",light_sim_data!B570,0)","v":0},526,null,0,178,0,136,1,17,2,1,9,0,0,0,148,0,3,3,0,2,15,1,3,2,1,2,0,1,1,0,0,0,0,0,0]
[560,"09:19:00",1,526,{"$f":"IF(appliances!$D$46=\"YES\",light_sim_data!B571,0)","v":0},526,null,0,178,0,136,1,17,2,1,9,0,0,0,148,0,3,3,0,2,15,1,3,2,1,2,0,1,1,0,0,0,0,0,0]
[561,"09:20:00",1,526,{"$f":"IF(appliances!$D$46=\"YES\",light_sim_data!B572,0)","v":0},526,null,0,178,0,136,1,17,2,1,9,0,0,0,148,0,3,3,0,2,15,1,3,2,1,2,0,1,1,0,0,0,0,0,0]
[562,"09:21:00",1,526,{"$f":"IF(appliances!$D$46=\"YES\",light_sim_data!B573,0)","v":0},526,null,0,178,0,136,1,17,2,1,9,0,0,0,148,0,3,3,0,2,15,1,3,2,1,2,0,1,1,0,0,0,0,0,0]
[563,"09:22:00",1,526,{"$f":"IF(appliances!$D$46=\"YES\",light_sim_data!B574,0)","v":0},526,null,0,178,0,136,1,17,2,1,9,0,0,0,148,0,3,3,0,2,15,1,3,2,1,2,0,1,1,0,0,0,0,0,0]
[564,"09:23:00",1,526,{"$f":"IF(appliances!$D$46=\"YES\",light_sim_data!B575,0)","v":0},526,null,0,178,0,136,1,17,2,1,9,0,0,0,148,0,3,3,0,2,15,1,3,2,1,2,0,1,1,0,0,0,0,0,0]
[565,"09:24:00",1,526,{"$f":"IF(appliances!$D$46=\"YES\",light_sim_data!B576,0)","v":0},526,null,0,178,0,136,1,17,2,1,9,0,0,0,148,0,3,3,0,2,15,1,3,2,1,2,0,1,1,0,0,0,0,0,0]
[566,"09:25:00",1,526,{"$f":"IF(appliances!$D$46=\"YES\",light_sim_data!B577,0)","v":0},526,null,0,178,0,136,1,17,2,1,9,0,0,0,148,0,3,3,0,2,15,1,3,2,1,2,0,1,1,0,0,0,0,0,0]
[567,"09:26:00",1,348,{"$f":"IF(appliances!$D$46=\"YES\",light_sim_data!B578,0)","v":0},348,null,0,0,0,136,1,17,2,1,9,0,0,0,148,0,3,3,0,2,15,1,3,2,1,2,0,1,1,0,0,0,0,0,0]
[568,"09:27:00",1,212,{"$f":"IF(appliances!$D$46=\"YES\",light_sim_data!B579,0)","v":0},212,null,0,0,0,0,1,17,2,1,9,0,0,0,148,0,3,3,0,2,15,1,3,2,1,2,0,1,1,0,0,0,0,0,0]
[569,"09:28:00",1,212,{"$f":"IF(appliances!$D$46=\"YES\",light_sim_data!B580,0)","v":0},212,null,0,0,0,0,1,17,2,1,9,0,0,0,148,0,3,3,0,2,15,1,3,2,1,2,0,1,1,0,0,0,0,0,0]
[570,"09:29:00",1,212,{"$f":"IF(appliances!$D$46=\"YES\",light_sim_data!B581,0)","v":0},212,null,0,0,0,0,1,17,2,1,9,0,0,0,148,0,3,3,0,2,15,1,3,2,1,2,0,1,1,0,0,0,0,0,0]
[571,"09:30:00",1,212,{"$f":"IF(appliances!$D$46=\"YES\",light_sim_data!B582,0)","v":0},212,null,0,0,0,0,1,17,2,1,9,0,0,0,148,0,3,3,0,2,15,1,3,2,1,2,0,1,1,0,0,0,0,0,0]
[572,"09:31:00",1,321,{"$f":"IF(appliances!$D$46=\"YES\",light_sim_data!B583,0)","v":0},321,null,0,0,109,0,1,17,2,1,9,0,0,0,148,0,3,3,0,2,15,1,3,2,1,2,0,1,1,0,0,0,0,0,0]
[573,"09:32:00",1,321,{"$f":"IF(appliances!$D$46=\"YES\",light_sim_data!B584,0)","v":0},321,null,0,0,109,0,1,17,2,1,9,0,0,0,148,0,3,3,0,2,15,1,3,2,1,2,0,1,1,0,0,0,0,0,0]
[574,"09:33:00",1,321,{"$f":"IF(appliances!$D$46=\"YES\",light_sim_data!B585,0)","v":0},321,null,0,0,109,0,1,17,2,1,9,0,0,0,148,0,3,3,0,2,15,1,3,2,1,2,0,1,1,0,0,0,0,0,0]
[575,"09:34:00",1,321,{"$f":"IF(appliances!$D$46=\"YES\",light_sim_data!B586,0)","v":0},321,null,0,0,109,0,1,17,2,1,9,0,0,0,148,0,3,3,0,2,15,1,3,2,1,2,0,1,1,0,0,0,0,0,0]
[576,"09:35:00",1,321,{"$f":"IF(appliances!$D$46=\"YES\",light_sim_data!B587,0)","v":0},321,null,0,0,109,0,1,17,2,1,9,0,0,0,148,0,3,3,0,2,15,1,3,2,1,2,0,1,1,0,0,0,0,0,0]
[577,"09:36:00",1,321,{"$f":"IF(appliances!$D$46=\"YES\",light_sim_data!B588,0)","v":0},321,null,0,0,109,0,1,17,2,1,9,0,0,0,148,0,3,3,0,2,15,1,3,2,1,2,0,1,1,0,0,0,0,0,0]
[578,"09:37:00",{"$f":"INDIRECT(\"occ_sim_data!C\"&(ROUNDDOWN((A589-1)/10,0)+11))","v":1},{"$f":"E589+F589","v":321},{"$f":"IF(appliances!$D$46=\"YES\",light_sim_data!B589,0)","v":0},{"$f":"SUM(H589:AN589)","v":321},null,0,0,109,0,1,17,2,1,9,0,0,0,148,0,3,3,0,2,15,1,3,2,1,2,0,1,1,0,0,0,0,0,0]
[579,"09:38:00",1,321,{"$f":"IF(appliances!$D$46=\"YES\",light_sim_data!B590,0)","v":0},321,null,0,0,109,0,1,17,2,1,9,0,0,0,148,0,3,3,0,2,15,1,3,2,1,2,0,1,1,0,0,0,0,0,0]
[580,"09:39:00",1,321,{"$f":"IF(appliances!$D$46=\"YES\",light_sim_data!B591,0)","v":0},321,null,0,0,109,0,1,17,2,1,9,0,0,0,148,0,3,3,0,2,15,1,3,2,1,2,0,1,1,0,0,0,0,0,0]
[581,"09:40:00",1,321,{"$f":"IF(appliances!$D$46=\"YES\",light_sim_data!B592,0)","v":0},321,null,0,0,109,0,1,17,2,1,9,0,0,0,148,0,3,3,0,2,15,1,3,2,1,2,0,1,1,0,0,0,0,0,0]
[582,"09:41:00",1,321,{"$f":"IF(appliances!$D$46=\"YES\",light_sim_data!B593,0)","v":0},321,null,0,0,109,0,1,17,2,1,9,0,0,0,148,0,3,3,0,2,15,1,3,2,1,2,0,1,1,0,0,0,0,0,0]
[583,"09:42:00",1,321,{"$f":"IF(appliances!$D$46=\"YES\",light_sim_data!B594,0)","v":0},321,null,0,0,109,0,1,17,2,1,9,0,0,0,148,0,3,3,0,2,15,1,3,2,1,2,0,1,1,0,0,0,0,0,0]
[584,"09:43:00",1,321,{"$f":"IF(appliances!$D$46=\"YES\",light_sim_data!B595,0)","v":0},321,null,0,0,109,0,1,17,2,1,9,0,0,0,148,0,3,3,0,2,15,1,3,2,1,2,0,1,1,0,0,0,0,0,0]
[585,"09:44:00",1,321,{"$f":"IF(appliances!$D$46=\"YES\",light_sim_data!B596,0)","v":0},321,null,0,0,109,0,1,17,2,1,9,0,0,0,148,0,3,3,0,2,15,1,3,2,1,2,0,1,1,0,0,0,0,0,0]
[586,"09:45:00",1,321,{"$f":"IF(appliances!$D$46=\"YES\",light_sim_data!B597,0)","v":0},321,null,0,0,109,0,1,17,2,1,9,0,0,0,148,0,3,3,0,2,15,1,3,2,1,2,0,1,1,0,0,0,0,0,0]
[587,"09:46:00",1,321,{"$f":"IF(appliances!$D$46=\"YES\",light_sim_data!B598,0)","v":0},321,null,0,0,109,0,1,17,2,1,9,0,0,0,148,0,3,3,0,2,15,1,3,2,1,2,0,1,1,0,0,0,0,0,0]
[588,"09:47:00",1,321,{"$f":"IF(appliances!$D$46=\"YES\",light_sim_data!B599,0)","v":0},321,null,0,0,109,0,1,17,2,1,9,0,0,0,148,0,3,3,0,2,15,1,3,2,1,2,0,1,1,0,0,0,0,0,0]
[589,"09:48:00",1,321,{"$f":"IF(appliances!$D$46=\"YES\",light_sim_data!B600,0)","v":0},321,null,0,0,109,0,1,17,2,1,9,0,0,0,148,0,3,3,0,2,15,1,3,2,1,2,0,1,1,0,0,0,0,0,0]
[590,"09:49:00",1,212,{"$f":"IF(appliances!$D$46=\"YES\",light_sim_data!B601,0)","v":0},212,null,0,0,0,0,1,17,2,1,9,0,0,0,148,0,3,3,0,2,15,1,3,2,1,2,0,1,1,0,0,0,0,0,0]
[591,"09:50:00",1,212,{"$f":"IF(appliances!$D$46=\"YES\",light_sim_data!B602,0)","v":0},212,null,0,0,0,0,1,17,2,1,9,0,0,0,148,0,3,3,0,2,15,1,3,2,1,2,0,1,1,0,0,0,0,0,0]
[592,"09:51:00",1,212,{"$f":"IF(appliances!$D$46=\"YES\",light_sim_data!B603,0)","v":0},212,null,0,0,0,0,1,17,2,1,9,0,0,0,148,0,3,3,0,2,15,1,3,2,1,2,0,1,1,0,0,0,0,0,0]
[593,"09:52:00",1,212,{"$f":"IF(appliances!$D$46=\"YES\",light_sim_data!B604,0)","v":0},212,null,0,0,0,0,1,17,2,1,9,0,0,0,148,0,3,3,0,2,15,1,3,2,1,2,0,1,1,0,0,0,0,0,0]
[594,"09:53:00",1,212,{"$f":"IF(appliances!$D$46=\"YES\",light_sim_data!B605,0)","v":0},212,null,0,0,0,0,1,17,2,1,9,0,0,0,148,0,3,3,0,2,15,1,3,2,1,2,0,1,1,0,0,0,0,0,0]
[595,"09:54:00",1,212,{"$f":"IF(appliances!$D$46=\"YES\",light_sim_data!B606,0)","v":0},212,null,0,0,0,0,1,17,2,1,9,0,0,0,148,0,3,3,0,2,15,1,3,2,1,2,0,1,1,0,0,0,0,0,0]
[596,"09:55:00",1,212,{"$f":"IF(appliances!$D$46=\"YES\",light_sim_data!B607,0)","v":0},212,null,0,0,0,0,1,17,2,1,9,0,0,0,148,0,3,3,0,2,15,1,3,2,1,2,0,1,1,0,0,0,0,0,0]
[597,"09:56:00",1,212,{"$f":"IF(appliances!$D$46=\"YES\",light_sim_data!B608,0)","v":0},212,null,0,0,0,0,1,17,2,1,9,0,0,0,148,0,3,3,0,2,15,1,3,2,1,2,0,1,1,0,0,0,0,0,0]
[598,"09:57:00",1,212,{"$f":"IF(appliances!$D$46=\"YES\",light_sim_data!B609,0)","v":0},212,null,0,0,0,0,1,17,2,1,9,0,0,0,148,0,3,3,0,2,15,1,3,2,1,2,0,1,1,0,0,0,0,0,0]
[599,"09:58:00",1,212,{"$f":"IF(appliances!$D$46=\"YES\",light_sim_data!B610,0)","v":0},212,null,0,0,0,0,1,17,2,1,9,0,0,0,148,0,3,3,0,2,15,1,3,2,1,2,0,1,1,0,0,0,0,0,0]
[600,"09:59:00",1,212,{"$f":"IF(appliances!$D$46=\"YES\",light_sim_data!B611,0)","v":0},212,null,0,0,0,0,1,17,2,1,9,0,0,0,148,0,3,3,0,2,15,1,3,2,1,2,0,1,1,0,0,0,0,0,0]
[601,"10:00:00",1,212,{"$f":"IF(appliances!$D$46=\"YES\",light_sim_data!B612,0)","v":0},212,null,0,0,0,0,1,17,2,1,9,0,0,0,148,0,3,3,0,2,15,1,3,2,1,2,0,1,1,0,0,0,0,0,0]
[602,"10:01:00",1,212,{"$f":"IF(appliances!$D$46=\"YES\",light_sim_data!B613,0)","v":0},212,null,0,0,0,0,1,17,2,1,9,0,0,0,148,0,3,3,0,2,15,1,3,2,1,2,0,1,1,0,0,0,0,0,0]
[603,"10:02:00",1,212,{"$f":"IF(appliances!$D$46=\"YES\",light_sim_data!B614,0)","v":0},212,null,0,0,0,0,1,17,2,1,9,0,0,0,148,0,3,3,0,2,15,1,3,2,1,2,0,1,1,0,0,0,0,0,0]
[604,"10:03:00",1,212,{"$f":"IF(appliances!$D$46=\"YES\",light_sim_data!B615,0)","v":0},212,null,0,0,0,0,1,17,2,1,9,0,0,0,148,0,3,3,0,2,15,1,3,2,1,2,0,1,1,0,0,0,0,0,0]
[605,"10:04:00",1,212,{"$f":"IF(appliances!$D$46=\"YES\",light_sim_data!B616,0)","v":0},212,null,0,0,0,0,1,17,2,1,9,0,0,0,148,0,3,3,0,2,15,1,3,2,1,2,0,1,1,0,0,0,0,0,0]
[606,"10:05:00",1,212,{"$f":"IF(appliances!$D$46=\"YES\",light_sim_data!B617,0)","v":0},212,null,0,0,0,0,1,17,2,1,9,0,0,0,148,0,3,3,0,2,15,1,3,2,1,2,0,1,1,0,0,0,0,0,0]
[607,"10:06:00",1,212,{"$f":"IF(appliances!$D$46=\"YES\",light_sim_data!B618,0)","v":0},212,null,0,0,0,0,1,17,2,1,9,0,0,0,148,0,3,3,0,2,15,1,3,2,1,2,0,1,1,0,0,0,0,0,0]
[608,"10:07:00",1,212,{"$f":"IF(appliances!$D$46=\"YES\",light_sim_data!B619,0)","v":0},212,null,0,0,0,0,1,17,2,1,9,0,0,0,148,0,3,3,0,2,15,1,3,2,1,2,0,1,1,0,0,0,0,0,0]
[609,"10:08:00",1,212,{"$f":"IF(appliances!$D$46=\"YES\",light_sim_data!B620,0)","v":0},212,null,0,0,0,0,1,17,2,1,9,0,0,0,148,0,3,3,0,2,15,1,3,2,1,2,0,1,1,0,0,0,0,0,0]
[610,"10:09:00",1,212,{"$f":"IF(appliances!$D$46=\"YES\",light_sim_data!B621,0)","v":0},212,null,0,0,0,0,1,17,2,1,9,0,0,0,148,0,3,3,0,2,15,1,3,2,1,2,0,1,1,0,0,0,0,0,0]
[611,"10:10:00",1,212,{"$f":"IF(appliances!$D$46=\"YES\",light_sim_data!B622,0)","v":0},212,null,0,0,0,0,1,17,2,1,9,0,0,0,148,0,3,3,0,2,15,1,3,2,1,2,0,1,1,0,0,0,0,0,0]
[612,"10:11:00",1,212,{"$f":"IF(appliances!$D$46=\"YES\",light_sim_data!B623,0)","v":0},212,null,0,0,0,0,1,17,2,1,9,0,0,0,148,0,3,3,0,2,15,1,3,2,1,2,0,1,1,0,0,0,0,0,0]
[613,"10:12:00",1,212,{"$f":"IF(appliances!$D$46=\"YES\",light_sim_data!B624,0)","v":0},212,null,0,0,0,0,1,17,2,1,9,0,0,0,148,0,3,3,0,2,15,1,3,2,1,2,0,1,1,0,0,0,0,0,0]
[614,"10:13:00",1,197,{"$f":"IF(appliances!$D$46=\"YES\",light_sim_data!B625,0)","v":0},197,null,0,0,0,0,1,2,2,1,9,0,0,0,148,0,3,3,0,2,15,1,3,2,1,2,0,1,1,0,0,0,0,0,0]
[615,"10:14:00",1,197,{"$f":"IF(appliances!$D$46=\"YES\",light_sim_data!B626,0)","v":0},197,null,0,0,0,0,1,2,2,1,9,0,0,0,148,0,3,3,0,2,15,1,3,2,1,2,0,1,1,0,0,0,0,0,0]
[616,"10:15:00",1,197,{"$f":"IF(appliances!$D$46=\"YES\",light_sim_data!B627,0)","v":0},197,null,0,0,0,0,1,2,2,1,9,0,0,0,148,0,3,3,0,2,15,1,3,2,1,2,0,1,1,0,0,0,0,0,0]
[617,"10:16:00",1,212,{"$f":"IF(appliances!$D$46=\"YES\",light_sim_data!B628,0)","v":0},212,null,0,0,0,0,1,17,2,1,9,0,0,0,148,0,3,3,0,2,15,1,3,2,1,2,0,1,1,0,0,0,0,0,0]
[618,"10:17:00",1,212,{"$f":"IF(appliances!$D$46=\"YES\",light_sim_data!B629,0)","v":0},212,null,0,0,0,0,1,17,2,1,9,0,0,0,148,0,3,3,0,2,15,1,3,2,1,2,0,1,1,0,0,0,0,0,0]
[619,"10:18:00",1,212,{"$f":"IF(appliances!$D$46=\"YES\",light_sim_data!B630,0)","v":0},212,null,0,0,0,0,1,17,2,1,9,0,0,0,148,0,3,3,0,2,15,1,3,2,1,2,0,1,1,0,0,0,0,0,0]
[620,"10:19:00",1,390,{"$f":"IF(appliances!$D$46=\"YES\",light_sim_data!B631,0)","v":0},390,null,0,178,0,0,1,17,2,1,9,0,0,0,148,0,3,3,0,2,15,1,3,2,1,2,0,1,1,0,0,0,0,0,0]
[621,"10:20:00",1,390,{"$f":"IF(appliances!$D$46=\"YES\",light_sim_data!B632,0)","v":0},390,null,0,178,0,0,1,17,2,1,9,0,0,0,148,0,3,3,0,2,15,1,3,2,1,2,0,1,1,0,0,0,0,0,0]
[622,"10:21:00",1,390,{"$f":"IF(appliances!$D$46=\"YES\",light_sim_data!B633,0)","v":0},390,null,0,178,0,0,1,17,2,1,9,0,0,0,148,0,3,3,0,2,15,1,3,2,1,2,0,1,1,0,0,0,0,0,0]
[623,"10:22:00",1,390,{"$f":"IF(appliances!$D$46=\"YES\",light_sim_data!B634,0)","v":0},390,null,0,178,0,0,1,17,2,1,9,0,0,0,148,0,3,3,0,2,15,1,3,2,1,2,0,1,1,0,0,0,0,0,0]
[624,"10:23:00",1,390,{"$f":"IF(appliances!$D$46=\"YES\",light_sim_data!B635,0)","v":0},390,null,0,178,0,0,1,17,2,1,9,0,0,0,148,0,3,3,0,2,15,1,3,2,1,2,0,1,1,0,0,0,0,0,0]
[625,"10:24:00",1,390,{"$f":"IF(appliances!$D$46=\"YES\",light_sim_data!B636,0)","v":0},390,null,0,178,0,0,1,17,2,1,9,0,0,0,148,0,3,3,0,2,15,1,3,2,1,2,0,1,1,0,0,0,0,0,0]
[626,"10:25:00",1,390,{"$f":"IF(appliances!$D$46=\"YES\",light_sim_data!B637,0)","v":0},390,null,0,178,0,0,1,17,2,1,9,0,0,0,148,0,3,3,0,2,15,1,3,2,1,2,0,1,1,0,0,0,0,0,0]
[627,"10:26:00",1,390,{"$f":"IF(appliances!$D$46=\"YES\",light_sim_data!B638,0)","v":0},390,null,0,178,0,0,1,17,2,1,9,0,0,0,148,0,3,3,0,2,15,1,3,2,1,2,0,1,1,0,0,0,0,0,0]
[628,"10:27:00",1,390,{"$f":"IF(appliances!$D$46=\"YES\",light_sim_data!B639,0)","v":0},390,null,0,178,0,0,1,17,2,1,9,0,0,0,148,0,3,3,0,2,15,1,3,2,1,2,0,1,1,0,0,0,0,0,0]
[629,"10:28:00",1,390,{"$f":"IF(appliances!$D$46=\"YES\",light_sim_data!B640,0)","v":0},390,null,0,178,0,0,1,17,2,1,9,0,0,0,148,0,3,3,0,2,15,1,3,2,1,2,0,1,1,0,0,0,0,0,0]
[630,"10:29:00",1,390,{"$f":"IF(appliances!$D$46=\"YES\",light_sim_data!B641,0)","v":0},390,null,0,178,0,0,1,17,2,1,9,0,0,0,148,0,3,3,0,2,15,1,3,2,1,2,0,1,1,0,0,0,0,0,0]
[631,"10:30:00",1,390,{"$f":"IF(appliances!$D$46=\"YES\",light_sim_data!B642,0)","v":0},390,null,0,178,0,0,1,17,2,1,9,0,0,0,148,0,3,3,0,2,15,1,3,2,1,2,0,1,1,0,0,0,0,0,0]
[632,"10:31:00",1,390,{"$f":"IF(appliances!$D$46=\"YES\",light_sim_data!B643,0)","v":0},390,null,0,178,0,0,1,17,2,1,9,0,0,0,148,0,3,3,0,2,15,1,3,2,1,2,0,1,1,0,0,0,0,0,0]
[633,"10:32:00",1,390,{"$f":"IF(appliances!$D$46=\"YES\",light_sim_data!B644,0)","v":0},390,null,0,178,0,0,1,17,2,1,9,0,0,0,148,0,3,3,0,2,15,1,3,2,1,2,0,1,1,0,0,0,0,0,0]
[634,"10:33:00",1,390,{"$f":"IF(appliances!$D$46=\"YES\",light_sim_data!B645,0)","v":0},390,null,0,178,0,0,1,17,2,1,9,0,0,0,148,0,3,3,0,2,15,1,3,2,1,2,0,1,1,0,0,0,0,0,0]
[635,"10:34:00",1,390,{"$f":"IF(appliances!$D$46=\"YES\",light_sim_data!B646,0)","v":0},390,null,0,178,0,0,1,17,2,1,9,0,0,0,148,0,3,3,0,2,15,1,3,2,1,2,0,1,1,0,0,0,0,0,0]
[636,"10:35:00",1,390,{"$f":"IF(appliances!$D$46=\"YES\",light_sim_data!B647,0)","v":0},390,null,0,178,0,0,1,17,2,1,9,0,0,0,148,0,3,3,0,2,15,1,3,2,1,2,0,1,1,0,0,0,0,0,0]
[637,"10:36:00",1,390,{"$f":"IF(appliances!$D$46=\"YES\",light_sim_data!B648,0)","v":0},390,null,0,178,0,0,1,17,2,1,9,0,0,0,148,0,3,3,0,2,15,1,3,2,1,2,0,1,1,0,0,0,0,0,0]
[638,"10:37:00",1,390,{"$f":"IF(appliances!$D$46=\"YES\",light_sim_data!B649,0)","v":0},390,null,0,178,0,0,1,17,2,1,9,0,0,0,148,0,3,3,0,2,15,1,3,2,1,2,0,1,1,0,0,0,0,0,0]
[639,"10:38:00",1,390,{"$f":"IF(appliances!$D$46=\"YES\",light_sim_data!B650,0)","v":0},390,null,0,178,0,0,1,17,2,1,9,0,0,0,148,0,3,3,0,2,15,1,3,2,1,2,0,1,1,0,0,0,0,0,0]
[640,"10:39:00",1,390,{"$f":"IF(appliances!$D$46=\"YES\",light_sim_data!B651,0)","v":0},390,null,0,178,0,0,1,17,2,1,9,0,0,0,148,0,3,3,0,2,15,1,3,2,1,2,0,1,1,0,0,0,0,0,0]
[641,"10:40:00",1,390,{"$f":"IF(appliances!$D$46=\"YES\",light_sim_data!B652,0)","v":0},390,null,0,178,0,0,1,17,2,1,9,0,0,0,148,0,3,3,0,2,15,1,3,2,1,2,0,1,1,0,0,0,0,0,0]
[642,"10:41:00",{"$f":"INDIRECT(\"occ_sim_data!C\"&(ROUNDDOWN((A653-1)/10,0)+11))","v":1},{"$f":"E653+F653","v":348},{"$f":"IF(appliances!$D$46=\"YES\",light_sim_data!B653,0)","v":0},{"$f":"SUM(H653:AN653)","v":348},null,0,0,0,136,1,17,2,1,9,0,0,0,148,0,3,3,0,2,15,1,3,2,1,2,0,1,1,0,0,0,0,0,0]
[643,"10:42:00",1,348,{"$f":"IF(appliances!$D$46=\"YES\",light_sim_data!B654,0)","v":0},348,null,0,0,0,136,1,17,2,1,9,0,0,0,148,0,3,3,0,2,15,1,3,2,1,2,0,1,1,0,0,0,0,0,0]
[644,"10:43:00",1,457,{"$f":"IF(appliances!$D$46=\"YES\",light_sim_data!B655,0)","v":0},457,null,0,0,109,136,1,17,2,1,9,0,0,0,148,0,3,3,0,2,15,1,3,2,1,2,0,1,1,0,0,0,0,0,0]
[645,"10:44:00",1,490,{"$f":"IF(appliances!$D$46=\"YES\",light_sim_data!B656,0)","v":0},490,null,0,0,109,136,1,17,2,1,9,0,0,0,148,0,3,3,0,35,15,1,3,2,1,2,0,1,1,0,0,0,0,0,0]
[646,"10:45:00",1,490,{"$f":"IF(appliances!$D$46=\"YES\",light_sim_data!B657,0)","v":0},490,null,0,0,109,136,1,17,2,1,9,0,0,0,148,0,3,3,0,35,15,1,3,2,1,2,0,1,1,0,0,0,0,0,0]
[647,"10:46:00",1,490,{"$f":"IF(appliances!$D$46=\"YES\",light_sim_data!B658,0)","v":0},490,null,0,0,109,136,1,17,2,1,9,0,0,0,148,0,3,3,0,35,15,1,3,2,1,2,0,1,1,0,0,0,0,0,0]
[648,"10:47:00",1,490,{"$f":"IF(appliances!$D$46=\"YES\",light_sim_data!B659,0)","v":0},490,null,0,0,109,136,1,17,2,1,9,0,0,0,148,0,3,3,0,35,15,1,3,2,1,2,0,1,1,0,0,0,0,0,0]
[649,"10:48:00",1,490,{"$f":"IF(appliances!$D$46=\"YES\",light_sim_data!B660,0)","v":0},490,null,0,0,109,136,1,17,2,1,9,0,0,0,148,0,3,3,0,35,15,1,3,2,1,2,0,1,1,0,0,0,0,0,0]
[650,"10:49:00",1,490,{"$f":"IF(appliances!$D$46=\"YES\",light_sim_data!B661,0)","v":0},490,null,0,0,109,136,1,17,2,1,9,0,0,0,148,0,3,3,0,35,15,1,3,2,1,2,0,1,1,0,0,0,0,0,0]
[651,"10:50:00",1,490,{"$f":"IF(appliances!$D$46=\"YES\",light_sim_data!B662,0)","v":0},490,null,0,0,109,136,1,17,2,1,9,0,0,0,148,0,3,3,0,35,15,1,3,2,1,2,0,1,1,0,0,0,0,0,0]
[652,"10:51:00",1,490,{"$f":"IF(appliances!$D$46=\"YES\",light_sim_data!B663,0)","v":0},490,null,0,0,109,136,1,17,2,1,9,0,0,0,148,0,3,3,0,35,15,1,3,2,1,2,0,1,1,0,0,0,0,0,0]
[653,"10:52:00",1,490,{"$f":"IF(appliances!$D$46=\"YES\",light_sim_data!B664,0)","v":0},490,null,0,0,109,136,1,17,2,1,9,0,0,0,148,0,3,3,0,35,15,1,3,2,1,2,0,1,1,0,0,0,0,0,0]
[654,"10:53:00",1,490,{"$f":"IF(appliances!$D$46=\"YES\",light_sim_data!B665,0)","v":0},490,null,0,0,109,136,1,17,2,1,9,0,0,0,148,0,3,3,0,35,15,1,3,2,1,2,0,1,1,0,0,0,0,0,0]
[655,"10:54:00",1,490,{"$f":"IF(appliances!$D$46=\"YES\",light_sim_data!B666,0)","v":0},490,null,0,0,109,136,1,17,2,1,9,0,0,0,148,0,3,3,0,35,15,1,3,2,1,2,0,1,1,0,0,0,0,0,0]
[656,"10:55:00",1,490,{"$f":"IF(appliances!$D$46=\"YES\",light_sim_data!B667,0)","v":0},490,null,0,0,109,136,1,17,2,1,9,0,0,0,148,0,3,3,0,35,15,1,3,2,1,2,0,1,1,0,0,0,0,0,0]
[657,"10:56:00",1,490,{"$f":"IF(appliances!$D$46=\"YES\",light_sim_data!B668,0)","v":0},490,null,0,0,109,136,1,17,2,1,9,0,0,0,148,0,3,3,0,35,15,1,3,2,1,2,0,1,1,0,0,0,0,0,0]
[658,"10:57:00",1,490,{"$f":"IF(appliances!$D$46=\"YES\",light_sim_data!B669,0)","v":0},490,null,0,0,109,136,1,17,2,1,9,0,0,0,148,0,3,3,0,35,15,1,3,2,1,2,0,1,1,0,0,0,0,0,0]
[659,"10:58:00",1,490,{"$f":"IF(appliances!$D$46=\"YES\",light_sim_data!B670,0)","v":0},490,null,0,0,109,136,1,17,2,1,9,0,0,0,148,0,3,3,0,35,15,1,3,2,1,2,0,1,1,0,0,0,0,0,0]
[660,"10:59:00",1,490,{"$f":"IF(appliances!$D$46=\"YES\",light_sim_data!B671,0)","v":0},490,null,0,0,109,136,1,17,2,1,9,0,0,0,148,0,3,3,0,35,15,1,3,2,1,2,0,1,1,0,0,0,0,0,0]
[661,"11:00:00",0,299,{"$f":"IF(appliances!$D$46=\"YES\",light_sim_data!B672,0)","v":0},299,null,0,0,109,136,1,2,2,1,9,0,0,0,5,0,3,3,0,2,15,1,3,2,1,2,0,1,1,0,0,0,0,0,0]
[662,"11:01:00",0,54,{"$f":"IF(appliances!$D$46=\"YES\",light_sim_data!B673,0)","v":0},54,null,0,0,0,0,1,2,2,1,9,0,0,0,5,0,3,3,0,2,15,1,3,2,1,2,0,1,1,0,0,0,0,0,0]
[663,"11:02:00",0,54,{"$f":"IF(appliances!$D$46=\"YES\",light_sim_data!B674,0)","v":0},54,null,0,0,0,0,1,2,2,1,9,0,0,0,5,0,3,3,0,2,15,1,3,2,1,2,0,1,1,0,0,0,0,0,0]
[664,"11:03:00",0,54,{"$f":"IF(appliances!$D$46=\"YES\",light_sim_data!B675,0)","v":0},54,null,0,0,0,0,1,2,2,1,9,0,0,0,5,0,3,3,0,2,15,1,3,2,1,2,0,1,1,0,0,0,0,0,0]
[665,"11:04:00",0,54,{"$f":"IF(appliances!$D$46=\"YES\",light_sim_data!B676,0)","v":0},54,null,0,0,0,0,1,2,2,1,9,0,0,0,5,0,3,3,0,2,15,1,3,2,1,2,0,1,1,0,0,0,0,0,0]
[666,"11:05:00",0,54,{"$f":"IF(appliances!$D$46=\"YES\",light_sim_data!B677,0)","v":0},54,null,0,0,0,0,1,2,2,1,9,0,0,0,5,0,3,3,0,2,15,1,3,2,1,2,0,1,1,0,0,0,0,0,0]
[667,"11:06:00",0,54,{"$f":"IF(appliances!$D$46=\"YES\",light_sim_data!B678,0)","v":0},54,null,0,0,0,0,1,2,2,1,9,0,0,0,5,0,3,3,0,2,15,1,3,2,1,2,0,1,1,0,0,0,0,0,0]
[668,"11:07:00",0,54,{"$f":"IF(appliances!$D$46=\"YES\",light_sim_data!B679,0)","v":0},54,null,0,0,0,0,1,2,2,1,9,0,0,0,5,0,3,3,0,2,15,1,3,2,1,2,0,1,1,0,0,0,0,0,0]
[669,"11:08:00",0,54,{"$f":"IF(appliances!$D$46=\"YES\",light_sim_data!B680,0)","v":0},54,null,0,0,0,0,1,2,2,1,9,0,0,0,5,0,3,3,0,2,15,1,3,2,1,2,0,1,1,0,0,0,0,0,0]
[670,"11:09:00",0,54,{"$f":"IF(appliances!$D$46=\"YES\",light_sim_data!B681,0)","v":0},54,null,0,0,0,0,1,2,2,1,9,0,0,0,5,0,3,3,0,2,15,1,3,2,1,2,0,1,1,0,0,0,0,0,0]
[671,"11:10:00",0,54,{"$f":"IF(appliances!$D$46=\"YES\",light_sim_data!B682,0)","v":0},54,null,0,0,0,0,1,2,2,1,9,0,0,0,5,0,3,3,0,2,15,1,3,2,1,2,0,1,1,0,0,0,0,0,0]
[672,"11:11:00",0,54,{"$f":"IF(appliances!$D$46=\"YES\",light_sim_data!B683,0)","v":0},54,null,0,0,0,0,1,2,2,1,9,0,0,0,5,0,3,3,0,2,15,1,3,2,1,2,0,1,1,0,0,0,0,0,0]
[673,"11:12:00",0,54,{"$f":"IF(appliances!$D$46=\"YES\",light_sim_data!B684,0)","v":0},54,null,0,0,0,0,1,2,2,1,9,0,0,0,5,0,3,3,0,2,15,1,3,2,1,2,0,1,1,0,0,0,0,0,0]
[674,"11:13:00",0,54,{"$f":"IF(appliances!$D$46=\"YES\",light_sim_data!B685,0)","v":0},54,null,0,0,0,0,1,2,2,1,9,0,0,0,5,0,3,3,0,2,15,1,3,2,1,2,0,1,1,0,0,0,0,0,0]
[675,"11:14:00",0,54,{"$f":"IF(appliances!$D$46=\"YES\",light_sim_data!B686,0)","v":0},54,null,0,0,0,0,1,2,2,1,9,0,0,0,5,0,3,3,0,2,15,1,3,2,1,2,0,1,1,0,0,0,0,0,0]
[676,"11:15:00",0,54,{"$f":"IF(appliances!$D$46=\"YES\",light_sim_data!B687,0)","v":0},54,null,0,0,0,0,1,2,2,1,9,0,0,0,5,0,3,3,0,2,15,1,3,2,1,2,0,1,1,0,0,0,0,0,0]
[677,"11:16:00",0,54,{"$f":"IF(appliances!$D$46=\"YES\",light_sim_data!B688,0)","v":0},54,null,0,0,0,0,1,2,2,1,9,0,0,0,5,0,3,3,0,2,15,1,3,2,1,2,0,1,1,0,0,0,0,0,0]
[678,"11:17:00",0,54,{"$f":"IF(appliances!$D$46=\"YES\",light_sim_data!B689,0)","v":0},54,null,0,0,0,0,1,2,2,1,9,0,0,0,5,0,3,3,0,2,15,1,3,2,1,2,0,1,1,0,0,0,0,0,0]
[679,"11:18:00",0,54,{"$f":"IF(appliances!$D$46=\"YES\",light_sim_data!B690,0)","v":0},54,null,0,0,0,0,1,2,2,1,9,0,0,0,5,0,3,3,0,2,15,1,3,2,1,2,0,1,1,0,0,0,0,0,0]
[680,"11:19:00",0,54,{"$f":"IF(appliances!$D$46=\"YES\",light_sim_data!B691,0)","v":0},54,null,0,0,0,0,1,2,2,1,9,0,0,0,5,0,3,3,0,2,15,1,3,2,1,2,0,1,1,0,0,0,0,0,0]
[681,"11:20:00",0,54,{"$f":"IF(appliances!$D$46=\"YES\",light_sim_data!B692,0)","v":0},54,null,0,0,0,0,1,2,2,1,9,0,0,0,5,0,3,3,0,2,15,1,3,2,1,2,0,1,1,0,0,0,0,0,0]
[682,"11:21:00",0,54,{"$f":"IF(appliances!$D$46=\"YES\",light_sim_data!B693,0)","v":0},54,null,0,0,0,0,1,2,2,1,9,0,0,0,5,0,3,3,0,2,15,1,3,2,1,2,0,1,1,0,0,0,0,0,0]
[683,"11:22:00",0,54,{"$f":"IF(appliances!$D$46=\"YES\",light_sim_data!B694,0)","v":0},54,null,0,0,0,0,1,2,2,1,9,0,0,0,5,0,3,3,0,2,15,1,3,2,1,2,0,1,1,0,0,0,0,0,0]
[684,"11:23:00",0,54,{"$f":"IF(appliances!$D$46=\"YES\",light_sim_data!B695,0)","v":0},54,null,0,0,0,0,1,2,2,1,9,0,0,0,5,0,3,3,0,2,15,1,3,2,1,2,0,1,1,0,0,0,0,0,0]
[685,"11:24:00",0,54,{"$f":"IF(appliances!$D$46=\"YES\",light_sim_data!B696,0)","v":0},54,null,0,0,0,0,1,2,2,1,9,0,0,0,5,0,3,3,0,2,15,1,3,2,1,2,0,1,1,0,0,0,0,0,0]
[686,"11:25:00",0,54,{"$f":"IF(appliances!$D$46=\"YES\",light_sim_data!B697,0)","v":0},54,null,0,0,0,0,1,2,2,1,9,0,0,0,5,0,3,3,0,2,15,1,3,2,1,2,0,1,1,0,0,0,0,0,0]
[687,"11:26:00",0,54,{"$f":"IF(appliances!$D$46=\"YES\",light_sim_data!B698,0)","v":0},54,null,0,0,0,0,1,2,2,1,9,0,0,0,5,0,3,3,0,2,15,1,3,2,1,2,0,1,1,0,0,0,0,0,0]
[688,"11:27:00",0,54,{"$f":"IF(appliances!$D$46=\"YES\",light_sim_data!B699,0)","v":0},54,null,0,0,0,0,1,2,2,1,9,0,0,0,5,0,3,3,0,2,15,1,3,2,1,2,0,1,1,0,0,0,0,0,0]
[689,"11:28:00",0,54,{"$f":"IF(appliances!$D$46=\"YES\",light_sim_data!B700,0)","v":0},54,null,0,0,0,0,1,2,2,1,9,0,0,0,5,0,3,3,0,2,15,1,3,2,1,2,0,1,1,0,0,0,0,0,0]
[690,"11:29:00",0,54,{"$f":"IF(appliances!$D$46=\"YES\",light_sim_data!B701,0)","v":0},54,null,0,0,0,0,1,2,2,1,9,0,0,0,5,0,3,3,0,2,15,1,3,2,1,2,0,1,1,0,0,0,0,0,0]
[691,"11:30:00",0,54,{"$f":"IF(appliances!$D$46=\"YES\",light_sim_data!B702,0)","v":0},54,null,0,0,0,0,1,2,2,1,9,0,0,0,5,0,3,3,0,2,15,1,3,2,1,2,0,1,1,0,0,0,0,0,0]
[692,"11:31:00",0,54,{"$f":"IF(appliances!$D$46=\"YES\",light_sim_data!B703,0)","v":0},54,null,0,0,0,0,1,2,2,1,9,0,0,0,5,0,3,3,0,2,15,1,3,2,1,2,0,1,1,0,0,0,0,0,0]
[693,"11:32:00",0,54,{"$f":"IF(appliances!$D$46=\"YES\",light_sim_data!B704,0)","v":0},54,null,0,0,0,0,1,2,2,1,9,0,0,0,5,0,3,3,0,2,15,1,3,2,1,2,0,1,1,0,0,0,0,0,0]
[694,"11:33:00",0,54,{"$f":"IF(appliances!$D$46=\"YES\",light_sim_data!B705,0)","v":0},54,null,0,0,0,0,1,2,2,1,9,0,0,0,5,0,3,3,0,2,15,1,3,2,1,2,0,1,1,0,0,0,0,0,0]
[695,"11:34:00",0,54,{"$f":"IF(appliances!$D$46=\"YES\",light_sim_data!B706,0)","v":0},54,null,0,0,0,0,1,2,2,1,9,0,0,0,5,0,3,3,0,2,15,1,3,2,1,2,0,1,1,0,0,0,0,0,0]
[696,"11:35:00",0,54,{"$f":"IF(appliances!$D$46=\"YES\",light_sim_data!B707,0)","v":0},54,null,0,0,0,0,1,2,2,1,9,0,0,0,5,0,3,3,0,2,15,1,3,2,1,2,0,1,1,0,0,0,0,0,0]
[697,"11:36:00",0,54,{"$f":"IF(appliances!$D$46=\"YES\",light_sim_data!B708,0)","v":0},54,null,0,0,0,0,1,2,2,1,9,0,0,0,5,0,3,3,0,2,15,1,3,2,1,2,0,1,1,0,0,0,0,0,0]
[698,"11:37:00",0,54,{"$f":"IF(appliances!$D$46=\"YES\",light_sim_data!B709,0)","v":0},54,null,0,0,0,0,1,2,2,1,9,0,0,0,5,0,3,3,0,2,15,1,3,2,1,2,0,1,1,0,0,0,0,0,0]
[699,"11:38:00",0,54,{"$f":"IF(appliances!$D$46=\"YES\",light_sim_data!B710,0)","v":0},54,null,0,0,0,0,1,2,2,1,9,0,0,0,5,0,3,3,0,2,15,1,3,2,1,2,0,1,1,0,0,0,0,0,0]
[700,"11:39:00",0,54,{"$f":"IF(appliances!$D$46=\"YES\",light_sim_data!B711,0)","v":0},54,null,0,0,0,0,1,2,2,1,9,0,0,0,5,0,3,3,0,2,15,1,3,2,1,2,0,1,1,0,0,0,0,0,0]
[701,"11:40:00",0,54,{"$f":"IF(appliances!$D$46=\"YES\",light_sim_data!B712,0)","v":0},54,null,0,0,0,0,1,2,2,1,9,0,0,0,5,0,3,3,0,2,15,1,3,2,1,2,0,1,1,0,0,0,0,0,0]
[702,"11:41:00",0,54,{"$f":"IF(appliances!$D$46=\"YES\",light_sim_data!B713,0)","v":0},54,null,0,0,0,0,1,2,2,1,9,0,0,0,5,0,3,3,0,2,15,1,3,2,1,2,0,1,1,0,0,0,0,0,0]
[703,"11:42:00",0,54,{"$f":"IF(appliances!$D$46=\"YES\",light_sim_data!B714,0)","v":0},54,null,0,0,0,0,1,2,2,1,9,0,0,0,5,0,3,3,0,2,15,1,3,2,1,2,0,1,1,0,0,0,0,0,0]
[704,"11:43:00",0,54,{"$f":"IF(appliances!$D$46=\"YES\",light_sim_data!B715,0)","v":0},54,null,0,0,0,0,1,2,2,1,9,0,0,0,5,0,3,3,0,2,15,1,3,2,1,2,0,1,1,0,0,0,0,0,0]
[705,"11:44:00",0,54,{"$f":"IF(appliances!$D$46=\"YES\",light_sim_data!B716,0)","v":0},54,null,0,0,0,0,1,2,2,1,9,0,0,0,5,0,3,3,0,2,15,1,3,2,1,2,0,1,1,0,0,0,0,0,0]
[706,"11:45:00",{"$f":"INDIRECT(\"occ_sim_data!C\"&(ROUNDDOWN((A717-1)/10,0)+11))","v":0},{"$f":"E717+F717","v":54},{"$f":"IF(appliances!$D$46=\"YES\",light_sim_data!B717,0)","v":0},{"$f":"SUM(H717:AN717)","v":54},null,0,0,0,0,1,2,2,1,9,0,0,0,5,0,3,3,0,2,15,1,3,2,1,2,0,1,1,0,0,0,0,0,0]
[707,"11:46:00",0,54,{"$f":"IF(appliances!$D$46=\"YES\",light_sim_data!B718,0)","v":0},54,null,0,0,0,0,1,2,2,1,9,0,0,0,5,0,3,3,0,2,15,1,3,2,1,2,0,1,1,0,0,0,0,0,0]
[708,"11:47:00",0,232,{"$f":"IF(appliances!$D$46=\"YES\",light_sim_data!B719,0)","v":0},232,null,0,178,0,0,1,2,2,1,9,0,0,0,5,0,3,3,0,2,15,1,3,2,1,2,0,1,1,0,0,0,0,0,0]
[709,"11:48:00",0,232,{"$f":"IF(appliances!$D$46=\"YES\",light_sim_data!B720,0)","v":0},232,null,0,178,0,0,1,2,2,1,9,0,0,0,5,0,3,3,0,2,15,1,3,2,1,2,0,1,1,0,0,0,0,0,0]
[710,"11:49:00",0,232,{"$f":"IF(appliances!$D$46=\"YES\",light_sim_data!B721,0)","v":0},232,null,0,178,0,0,1,2,2,1,9,0,0,0,5,0,3,3,0,2,15,1,3,2,1,2,0,1,1,0,0,0,0,0,0]
[711,"11:50:00",0,232,{"$f":"IF(appliances!$D$46=\"YES\",light_sim_data!B722,0)","v":0},232,null,0,178,0,0,1,2,2,1,9,0,0,0,5,0,3,3,0,2,15,1,3,2,1,2,0,1,1,0,0,0,0,0,0]
[712,"11:51:00",0,232,{"$f":"IF(appliances!$D$46=\"YES\",light_sim_data!B723,0)","v":0},232,null,0,178,0,0,1,2,2,1,9,0,0,0,5,0,3,3,0,2,15,1,3,2,1,2,0,1,1,0,0,0,0,0,0]
[713,"11:52:00",0,341,{"$f":"IF(appliances!$D$46=\"YES\",light_sim_data!B724,0)","v":0},341,null,0,178,109,0,1,2,2,1,9,0,0,0,5,0,3,3,0,2,15,1,3,2,1,2,0,1,1,0,0,0,0,0,0]
[714,"11:53:00",0,341,{"$f":"IF(appliances!$D$46=\"YES\",light_sim_data!B725,0)","v":0},341,null,0,178,109,0,1,2,2,1,9,0,0,0,5,0,3,3,0,2,15,1,3,2,1,2,0,1,1,0,0,0,0,0,0]
[715,"11:54:00",0,341,{"$f":"IF(appliances!$D$46=\"YES\",light_sim_data!B726,0)","v":0},341,null,0,178,109,0,1,2,2,1,9,0,0,0,5,0,3,3,0,2,15,1,3,2,1,2,0,1,1,0,0,0,0,0,0]
[716,"11:55:00",0,341,{"$f":"IF(appliances!$D$46=\"YES\",light_sim_data!B727,0)","v":0},341,null,0,178,109,0,1,2,2,1,9,0,0,0,5,0,3,3,0,2,15,1,3,2,1,2,0,1,1,0,0,0,0,0,0]
[717,"11:56:00",0,341,{"$f":"IF(appliances!$D$46=\"YES\",light_sim_data!B728,0)","v":0},341,null,0,178,109,0,1,2,2,1,9,0,0,0,5,0,3,3,0,2,15,1,3,2,1,2,0,1,1,0,0,0,0,0,0]
[718,"11:57:00",0,341,{"$f":"IF(appliances!$D$46=\"YES\",light_sim_data!B729,0)","v":0},341,null,0,178,109,0,1,2,2,1,9,0,0,0,5,0,3,3,0,2,15,1,3,2,1,2,0,1,1,0,0,0,0,0,0]
[719,"11:58:00",0,341,{"$f":"IF(appliances!$D$46=\"YES\",light_sim_data!B730,0)","v":0},341,null,0,178,109,0,1,2,2,1,9,0,0,0,5,0,3,3,0,2,15,1,3,2,1,2,0,1,1,0,0,0,0,0,0]
[720,"11:59:00",0,477,{"$f":"IF(appliances!$D$46=\"YES\",light_sim_data!B731,0)","v":0},477,null,0,178,109,136,1,2,2,1,9,0,0,0,5,0,3,3,0,2,15,1,3,2,1,2,0,1,1,0,0,0,0,0,0]
[721,"12:00:00",0,477,{"$f":"IF(appliances!$D$46=\"YES\",light_sim_data!B732,0)","v":0},477,null,0,178,109,136,1,2,2,1,9,0,0,0,5,0,3,3,0,2,15,1,3,2,1,2,0,1,1,0,0,0,0,0,0]
[722,"12:01:00",0,477,{"$f":"IF(appliances!$D$46=\"YES\",light_sim_data!B733,0)","v":0},477,null,0,178,109,136,1,2,2,1,9,0,0,0,5,0,3,3,0,2,15,1,3,2,1,2,0,1,1,0,0,0,0,0,0]
[723,"12:02:00",0,477,{"$f":"IF(appliances!$D$46=\"YES\",light_sim_data!B734,0)","v":0},477,null,0,178,109,136,1,2,2,1,9,0,0,0,5,0,3,3,0,2,15,1,3,2,1,2,0,1,1,0,0,0,0,0,0]
[724,"12:03:00",0,477,{"$f":"IF(appliances!$D$46=\"YES\",light_sim_data!B735,0)","v":0},477,null,0,178,109,136,1,2,2,1,9,0,0,0,5,0,3,3,0,2,15,1,3,2,1,2,0,1,1,0,0,0,0,0,0]
[725,"12:04:00",0,477,{"$f":"IF(appliances!$D$46=\"YES\",light_sim_data!B736,0)","v":0},477,null,0,178,109,136,1,2,2,1,9,0,0,0,5,0,3,3,0,2,15,1,3,2,1,2,0,1,1,0,0,0,0,0,0]
[726,"12:05:00",0,477,{"$f":"IF(appliances!$D$46=\"YES\",light_sim_data!B737,0)","v":0},477,null,0,178,109,136,1,2,2,1,9,0,0,0,5,0,3,3,0,2,15,1,3,2,1,2,0,1,1,0,0,0,0,0,0]
[727,"12:06:00",0,477,{"$f":"IF(appliances!$D$46=\"YES\",light_sim_data!B738,0)","v":0},477,null,0,178,109,136,1,2,2,1,9,0,0,0,5,0,3,3,0,2,15,1,3,2,1,2,0,1,1,0,0,0,0,0,0]
[728,"12:07:00",0,477,{"$f":"IF(appliances!$D$46=\"YES\",light_sim_data!B739,0)","v":0},477,null,0,178,109,136,1,2,2,1,9,0,0,0,5,0,3,3,0,2,15,1,3,2,1,2,0,1,1,0,0,0,0,0,0]
[729,"12:08:00",0,477,{"$f":"IF(appliances!$D$46=\"YES\",light_sim_data!B740,0)","v":0},477,null,0,178,109,136,1,2,2,1,9,0,0,0,5,0,3,3,0,2,15,1,3,2,1,2,0,1,1,0,0,0,0,0,0]
[730,"12:09:00",0,299,{"$f":"IF(appliances!$D$46=\"YES\",light_sim_data!B741,0)","v":0},299,null,0,0,109,136,1,2,2,1,9,0,0,0,5,0,3,3,0,2,15,1,3,2,1,2,0,1,1,0,0,0,0,0,0]
[731,"12:10:00",0,190,{"$f":"IF(appliances!$D$46=\"YES\",light_sim_data!B742,0)","v":0},190,null,0,0,0,136,1,2,2,1,9,0,0,0,5,0,3,3,0,2,15,1,3,2,1,2,0,1,1,0,0,0,0,0,0]
[732,"12:11:00",0,190,{"$f":"IF(appliances!$D$46=\"YES\",light_sim_data!B743,0)","v":0},190,null,0,0,0,136,1,2,2,1,9,0,0,0,5,0,3,3,0,2,15,1,3,2,1,2,0,1,1,0,0,0,0,0,0]
[733,"12:12:00",0,190,{"$f":"IF(appliances!$D$46=\"YES\",light_sim_data!B744,0)","v":0},190,null,0,0,0,136,1,2,2,1,9,0,0,0,5,0,3,3,0,2,15,1,3,2,1,2,0,1,1,0,0,0,0,0,0]
[734,"12:13:00",0,190,{"$f":"IF(appliances!$D$46=\"YES\",light_sim_data!B745,0)","v":0},190,null,0,0,0,136,1,2,2,1,9,0,0,0,5,0,3,3,0,2,15,1,3,2,1,2,0,1,1,0,0,0,0,0,0]
[735,"12:14:00",0,190,{"$f":"IF(appliances!$D$46=\"YES\",light_sim_data!B746,0)","v":0},190,null,0,0,0,136,1,2,2,1,9,0,0,0,5,0,3,3,0,2,15,1,3,2,1,2,0,1,1,0,0,0,0,0,0]
[736,"12:15:00",0,190,{"$f":"IF(appliances!$D$46=\"YES\",light_sim_data!B747,0)","v":0},190,null,0,0,0,136,1,2,2,1,9,0,0,0,5,0,3,3,0,2,15,1,3,2,1,2,0,1,1,0,0,0,0,0,0]
[737,"12:16:00",0,190,{"$f":"IF(appliances!$D$46=\"YES\",light_sim_data!B748,0)","v":0},190,null,0,0,0,136,1,2,2,1,9,0,0,0,5,0,3,3,0,2,15,1,3,2,1,2,0,1,1,0,0,0,0,0,0]
[738,"12:17:00",0,190,{"$f":"IF(appliances!$D$46=\"YES\",light_sim_data!B749,0)","v":0},190,null,0,0,0,136,1,2,2,1,9,0,0,0,5,0,3,3,0,2,15,1,3,2,1,2,0,1,1,0,0,0,0,0,0]
[739,"12:18:00",0,190,{"$f":"IF(appliances!$D$46=\"YES\",light_sim_data!B750,0)","v":0},190,null,0,0,0,136,1,2,2,1,9,0,0,0,5,0,3,3,0,2,15,1,3,2,1,2,0,1,1,0,0,0,0,0,0]
[740,"12:19:00",0,54,{"$f":"IF(appliances!$D$46=\"YES\",light_sim_data!B751,0)","v":0},54,null,0,0,0,0,1,2,2,1,9,0,0,0,5,0,3,3,0,2,15,1,3,2,1,2,0,1,1,0,0,0,0,0,0]
[741,"12:20:00",0,54,{"$f":"IF(appliances!$D$46=\"YES\",light_sim_data!B752,0)","v":0},54,null,0,0,0,0,1,2,2,1,9,0,0,0,5,0,3,3,0,2,15,1,3,2,1,2,0,1,1,0,0,0,0,0,0]
[742,"12:21:00",0,54,{"$f":"IF(appliances!$D$46=\"YES\",light_sim_data!B753,0)","v":0},54,null,0,0,0,0,1,2,2,1,9,0,0,0,5,0,3,3,0,2,15,1,3,2,1,2,0,1,1,0,0,0,0,0,0]
[743,"12:22:00",0,54,{"$f":"IF(appliances!$D$46=\"YES\",light_sim_data!B754,0)","v":0},54,null,0,0,0,0,1,2,2,1,9,0,0,0,5,0,3,3,0,2,15,1,3,2,1,2,0,1,1,0,0,0,0,0,0]
[744,"12:23:00",0,54,{"$f":"IF(appliances!$D$46=\"YES\",light_sim_data!B755,0)","v":0},54,null,0,0,0,0,1,2,2,1,9,0,0,0,5,0,3,3,0,2,15,1,3,2,1,2,0,1,1,0,0,0,0,0,0]
[745,"12:24:00",0,54,{"$f":"IF(appliances!$D$46=\"YES\",light_sim_data!B756,0)","v":0},54,null,0,0,0,0,1,2,2,1,9,0,0,0,5,0,3,3,0,2,15,1,3,2,1,2,0,1,1,0,0,0,0,0,0]
[746,"12:25:00",0,54,{"$f":"IF(appliances!$D$46=\"YES\",light_sim_data!B757,0)","v":0},54,null,0,0,0,0,1,2,2,1,9,0,0,0,5,0,3,3,0,2,15,1,3,2,1,2,0,1,1,0,0,0,0,0,0]
[747,"12:26:00",0,54,{"$f":"IF(appliances!$D$46=\"YES\",light_sim_data!B758,0)","v":0},54,null,0,0,0,0,1,2,2,1,9,0,0,0,5,0,3,3,0,2,15,1,3,2,1,2,0,1,1,0,0,0,0,0,0]
[748,"12:27:00",0,54,{"$f":"IF(appliances!$D$46=\"YES\",light_sim_data!B759,0)","v":0},54,null,0,0,0,0,1,2,2,1,9,0,0,0,5,0,3,3,0,2,15,1,3,2,1,2,0,1,1,0,0,0,0,0,0]
[749,"12:28:00",0,54,{"$f":"IF(appliances!$D$46=\"YES\",light_sim_data!B760,0)","v":0},54,null,0,0,0,0,1,2,2,1,9,0,0,0,5,0,3,3,0,2,15,1,3,2,1,2,0,1,1,0,0,0,0,0,0]
[750,"12:29:00",0,54,{"$f":"IF(appliances!$D$46=\"YES\",light_sim_data!B761,0)","v":0},54,null,0,0,0,0,1,2,2,1,9,0,0,0,5,0,3,3,0,2,15,1,3,2,1,2,0,1,1,0,0,0,0,0,0]
[751,"12:30:00",0,54,{"$f":"IF(appliances!$D$46=\"YES\",light_sim_data!B762,0)","v":0},54,null,0,0,0,0,1,2,2,1,9,0,0,0,5,0,3,3,0,2,15,1,3,2,1,2,0,1,1,0,0,0,0,0,0]
[752,"12:31:00",0,54,{"$f":"IF(appliances!$D$46=\"YES\",light_sim_data!B763,0)","v":0},54,null,0,0,0,0,1,2,2,1,9,0,0,0,5,0,3,3,0,2,15,1,3,2,1,2,0,1,1,0,0,0,0,0,0]
[753,"12:32:00",0,54,{"$f":"IF(appliances!$D$46=\"YES\",light_sim_data!B764,0)","v":0},54,null,0,0,0,0,1,2,2,1,9,0,0,0,5,0,3,3,0,2,15,1,3,2,1,2,0,1,1,0,0,0,0,0,0]
[754,"12:33:00",0,54,{"$f":"IF(appliances!$D$46=\"YES\",light_sim_data!B765,0)","v":0},54,null,0,0,0,0,1,2,2,1,9,0,0,0,5,0,3,3,0,2,15,1,3,2,1,2,0,1,1,0,0,0,0,0,0]
[755,"12:34:00",0,54,{"$f":"IF(appliances!$D$46=\"YES\",light_sim_data!B766,0)","v":0},54,null,0,0,0,0,1,2,2,1,9,0,0,0,5,0,3,3,0,2,15,1,3,2,1,2,0,1,1,0,0,0,0,0,0]
[756,"12:35:00",0,54,{"$f":"IF(appliances!$D$46=\"YES\",light_sim_data!B767,0)","v":0},54,null,0,0,0,0,1,2,2,1,9,0,0,0,5,0,3,3,0,2,15,1,3,2,1,2,0,1,1,0,0,0,0,0,0]
[757,"12:36:00",0,54,{"$f":"IF(appliances!$D$46=\"YES\",light_sim_data!B768,0)","v":0},54,null,0,0,0,0,1,2,2,1,9,0,0,0,5,0,3,3,0,2,15,1,3,2,1,2,0,1,1,0,0,0,0,0,0]
[758,"12:37:00",0,54,{"$f":"IF(appliances!$D$46=\"YES\",light_sim_data!B769,0)","v":0},54,null,0,0,0,0,1,2,2,1,9,0,0,0,5,0,3,3,0,2,15,1,3,2,1,2,0,1,1,0,0,0,0,0,0]
[759,"12:38:00",0,54,{"$f":"IF(appliances!$D$46=\"YES\",light_sim_data!B770,0)","v":0},54,null,0,0,0,0,1,2,2,1,9,0,0,0,5,0,3,3,0,2,15,1,3,2,1,2,0,1,1,0,0,0,0,0,0]
[760,"12:39:00",0,54,{"$f":"IF(appliances!$D$46=\"YES\",light_sim_data!B771,0)","v":0},54,null,0,0,0,0,1,2,2,1,9,0,0,0,5,0,3,3,0,2,15,1,3,2,1,2,0,1,1,0,0,0,0,0,0]
[761,"12:40:00",0,54,{"$f":"IF(appliances!$D$46=\"YES\",light_sim_data!B772,0)","v":0},54,null,0,0,0,0,1,2,2,1,9,0,0,0,5,0,3,3,0,2,15,1,3,2,1,2,0,1,1,0,0,0,0,0,0]
[762,"12:41:00",0,54,{"$f":"IF(appliances!$D$46=\"YES\",light_sim_data!B773,0)","v":0},54,null,0,0,0,0,1,2,2,1,9,0,0,0,5,0,3,3,0,2,15,1,3,2,1,2,0,1,1,0,0,0,0,0,0]
[763,"12:42:00",0,54,{"$f":"IF(appliances!$D$46=\"YES\",light_sim_data!B774,0)","v":0},54,null,0,0,0,0,1,2,2,1,9,0,0,0,5,0,3,3,0,2,15,1,3,2,1,2,0,1,1,0,0,0,0,0,0]
[764,"12:43:00",0,54,{"$f":"IF(appliances!$D$46=\"YES\",light_sim_data!B775,0)","v":0},54,null,0,0,0,0,1,2,2,1,9,0,0,0,5,0,3,3,0,2,15,1,3,2,1,2,0,1,1,0,0,0,0,0,0]
[765,"12:44:00",0,54,{"$f":"IF(appliances!$D$46=\"YES\",light_sim_data!B776,0)","v":0},54,null,0,0,0,0,1,2,2,1,9,0,0,0,5,0,3,3,0,2,15,1,3,2,1,2,0,1,1,0,0,0,0,0,0]
[766,"12:45:00",0,54,{"$f":"IF(appliances!$D$46=\"YES\",light_sim_data!B777,0)","v":0},54,null,0,0,0,0,1,2,2,1,9,0,0,0,5,0,3,3,0,2,15,1,3,2,1,2,0,1,1,0,0,0,0,0,0]
[767,"12:46:00",0,54,{"$f":"IF(appliances!$D$46=\"YES\",light_sim_data!B778,0)","v":0},54,null,0,0,0,0,1,2,2,1,9,0,0,0,5,0,3,3,0,2,15,1,3,2,1,2,0,1,1,0,0,0,0,0,0]
[768,"12:47:00",0,54,{"$f":"IF(appliances!$D$46=\"YES\",light_sim_data!B779,0)","v":0},54,null,0,0,0,0,1,2,2,1,9,0,0,0,5,0,3,3,0,2,15,1,3,2,1,2,0,1,1,0,0,0,0,0,0]
[769,"12:48:00",0,54,{"$f":"IF(appliances!$D$46=\"YES\",light_sim_data!B780,0)","v":0},54,null,0,0,0,0,1,2,2,1,9,0,0,0,5,0,3,3,0,2,15,1,3,2,1,2,0,1,1,0,0,0,0,0,0]
[770,"12:49:00",{"$f":"INDIRECT(\"occ_sim_data!C\"&(ROUNDDOWN((A781-1)/10,0)+11))","v":0},{"$f":"E781+F781","v":54},{"$f":"IF(appliances!$D$46=\"YES\",light_sim_data!B781,0)","v":0},{"$f":"SUM(H781:AN781)","v":54},null,0,0,0,0,1,2,2,1,9,0,0,0,5,0,3,3,0,2,15,1,3,2,1,2,0,1,1,0,0,0,0,0,0]
[771,"12:50:00",0,54,{"$f":"IF(appliances!$D$46=\"YES\",light_sim_data!B782,0)","v":0},54,null,0,0,0,0,1,2,2,1,9,0,0,0,5,0,3,3,0,2,15,1,3,2,1,2,0,1,1,0,0,0,0,0,0]
[772,"12:51:00",0,54,{"$f":"IF(appliances!$D$46=\"YES\",light_sim_data!B783,0)","v":0},54,null,0,0,0,0,1,2,2,1,9,0,0,0,5,0,3,3,0,2,15,1,3,2,1,2,0,1,1,0,0,0,0,0,0]
[773,"12:52:00",0,54,{"$f":"IF(appliances!$D$46=\"YES\",light_sim_data!B784,0)","v":0},54,null,0,0,0,0,1,2,2,1,9,0,0,0,5,0,3,3,0,2,15,1,3,2,1,2,0,1,1,0,0,0,0,0,0]
[774,"12:53:00",0,54,{"$f":"IF(appliances!$D$46=\"YES\",light_sim_data!B785,0)","v":0},54,null,0,0,0,0,1,2,2,1,9,0,0,0,5,0,3,3,0,2,15,1,3,2,1,2,0,1,1,0,0,0,0,0,0]
[775,"12:54:00",0,54,{"$f":"IF(appliances!$D$46=\"YES\",light_sim_data!B786,0)","v":0},54,null,0,0,0,0,1,2,2,1,9,0,0,0,5,0,3,3,0,2,15,1,3,2,1,2,0,1,1,0,0,0,0,0,0]
[776,"12:55:00",0,54,{"$f":"IF(appliances!$D$46=\"YES\",light_sim_data!B787,0)","v":0},54,null,0,0,0,0,1,2,2,1,9,0,0,0,5,0,3,3,0,2,15,1,3,2,1,2,0,1,1,0,0,0,0,0,0]
[777,"12:56:00",0,54,{"$f":"IF(appliances!$D$46=\"YES\",light_sim_data!B788,0)","v":0},54,null,0,0,0,0,1,2,2,1,9,0,0,0,5,0,3,3,0,2,15,1,3,2,1,2,0,1,1,0,0,0,0,0,0]
[778,"12:57:00",0,54,{"$f":"IF(appliances!$D$46=\"YES\",light_sim_data!B789,0)","v":0},54,null,0,0,0,0,1,2,2,1,9,0,0,0,5,0,3,3,0,2,15,1,3,2,1,2,0,1,1,0,0,0,0,0,0]
[779,"12:58:00",0,54,{"$f":"IF(appliances!$D$46=\"YES\",light_sim_data!B790,0)","v":0},54,null,0,0,0,0,1,2,2,1,9,0,0,0,5,0,3,3,0,2,15,1,3,2,1,2,0,1,1,0,0,0,0,0,0]
[780,"12:59:00",0,54,{"$f":"IF(appliances!$D$46=\"YES\",light_sim_data!B791,0)","v":0},54,null,0,0,0,0,1,2,2,1,9,0,0,0,5,0,3,3,0,2,15,1,3,2,1,2,0,1,1,0,0,0,0,0,0]
[781,"13:00:00",0,54,{"$f":"IF(appliances!$D$46=\"YES\",light_sim_data!B792,0)","v":0},54,null,0,0,0,0,1,2,2,1,9,0,0,0,5,0,3,3,0,2,15,1,3,2,1,2,0,1,1,0,0,0,0,0,0]
[782,"13:01:00",0,54,{"$f":"IF(appliances!$D$46=\"YES\",light_sim_data!B793,0)","v":0},54,null,0,0,0,0,1,2,2,1,9,0,0,0,5,0,3,3,0,2,15,1,3,2,1,2,0,1,1,0,0,0,0,0,0]
[783,"13:02:00",0,54,{"$f":"IF(appliances!$D$46=\"YES\",light_sim_data!B794,0)","v":0},54,null,0,0,0,0,1,2,2,1,9,0,0,0,5,0,3,3,0,2,15,1,3,2,1,2,0,1,1,0,0,0,0,0,0]
[784,"13:03:00",0,54,{"$f":"IF(appliances!$D$46=\"YES\",light_sim_data!B795,0)","v":0},54,null,0,0,0,0,1,2,2,1,9,0,0,0,5,0,3,3,0,2,15,1,3,2,1,2,0,1,1,0,0,0,0,0,0]
[785,"13:04:00",0,54,{"$f":"IF(appliances!$D$46=\"YES\",light_sim_data!B796,0)","v":0},54,null,0,0,0,0,1,2,2,1,9,0,0,0,5,0,3,3,0,2,15,1,3,2,1,2,0,1,1,0,0,0,0,0,0]
[786,"13:05:00",0,54,{"$f":"IF(appliances!$D$46=\"YES\",light_sim_data!B797,0)","v":0},54,null,0,0,0,0,1,2,2,1,9,0,0,0,5,0,3,3,0,2,15,1,3,2,1,2,0,1,1,0,0,0,0,0,0]
[787,"13:06:00",0,54,{"$f":"IF(appliances!$D$46=\"YES\",light_sim_data!B798,0)","v":0},54,null,0,0,0,0,1,2,2,1,9,0,0,0,5,0,3,3,0,2,15,1,3,2,1,2,0,1,1,0,0,0,0,0,0]
[788,"13:07:00",0,54,{"$f":"IF(appliances!$D$46=\"YES\",light_sim_data!B799,0)","v":0},54,null,0,0,0,0,1,2,2,1,9,0,0,0,5,0,3,3,0,2,15,1,3,2,1,2,0,1,1,0,0,0,0,0,0]
[789,"13:08:00",0,54,{"$f":"IF(appliances!$D$46=\"YES\",light_sim_data!B800,0)","v":0},54,null,0,0,0,0,1,2,2,1,9,0,0,0,5,0,3,3,0,2,15,1,3,2,1,2,0,1,1,0,0,0,0,0,0]
[790,"13:09:00",0,54,{"$f":"IF(appliances!$D$46=\"YES\",light_sim_data!B801,0)","v":0},54,null,0,0,0,0,1,2,2,1,9,0,0,0,5,0,3,3,0,2,15,1,3,2,1,2,0,1,1,0,0,0,0,0,0]
[791,"13:10:00",0,54,{"$f":"IF(appliances!$D$46=\"YES\",light_sim_data!B802,0)","v":0},54,null,0,0,0,0,1,2,2,1,9,0,0,0,5,0,3,3,0,2,15,1,3,2,1,2,0,1,1,0,0,0,0,0,0]
[792,"13:11:00",0,54,{"$f":"IF(appliances!$D$46=\"YES\",light_sim_data!B803,0)","v":0},54,null,0,0,0,0,1,2,2,1,9,0,0,0,5,0,3,3,0,2,15,1,3,2,1,2,0,1,1,0,0,0,0,0,0]
[793,"13:12:00",0,54,{"$f":"IF(appliances!$D$46=\"YES\",light_sim_data!B804,0)","v":0},54,null,0,0,0,0,1,2,2,1,9,0,0,0,5,0,3,3,0,2,15,1,3,2,1,2,0,1,1,0,0,0,0,0,0]
[794,"13:13:00",0,54,{"$f":"IF(appliances!$D$46=\"YES\",light_sim_data!B805,0)","v":0},54,null,0,0,0,0,1,2,2,1,9,0,0,0,5,0,3,3,0,2,15,1,3,2,1,2,0,1,1,0,0,0,0,0,0]
[795,"13:14:00",0,54,{"$f":"IF(appliances!$D$46=\"YES\",light_sim_data!B806,0)","v":0},54,null,0,0,0,0,1,2,2,1,9,0,0,0,5,0,3,3,0,2,15,1,3,2,1,2,0,1,1,0,0,0,0,0,0]
[796,"13:15:00",0,232,{"$f":"IF(appliances!$D$46=\"YES\",light_sim_data!B807,0)","v":0},232,null,0,178,0,0,1,2,2,1,9,0,0,0,5,0,3,3,0,2,15,1,3,2,1,2,0,1,1,0,0,0,0,0,0]
[797,"13:16:00",0,232,{"$f":"IF(appliances!$D$46=\"YES\",light_sim_data!B808,0)","v":0},232,null,0,178,0,0,1,2,2,1,9,0,0,0,5,0,3,3,0,2,15,1,3,2,1,2,0,1,1,0,0,0,0,0,0]
[798,"13:17:00",0,232,{"$f":"IF(appliances!$D$46=\"YES\",light_sim_data!B809,0)","v":0},232,null,0,178,0,0,1,2,2,1,9,0,0,0,5,0,3,3,0,2,15,1,3,2,1,2,0,1,1,0,0,0,0,0,0]
[799,"13:18:00",0,232,{"$f":"IF(appliances!$D$46=\"YES\",light_sim_data!B810,0)","v":0},232,null,0,178,0,0,1,2,2,1,9,0,0,0,5,0,3,3,0,2,15,1,3,2,1,2,0,1,1,0,0,0,0,0,0]
[800,"13:19:00",0,232,{"$f":"IF(appliances!$D$46=\"YES\",light_sim_data!B811,0)","v":0},232,null,0,178,0,0,1,2,2,1,9,0,0,0,5,0,3,3,0,2,15,1,3,2,1,2,0,1,1,0,0,0,0,0,0]
[801,"13:20:00",0,232,{"$f":"IF(appliances!$D$46=\"YES\",light_sim_data!B812,0)","v":0},232,null,0,178,0,0,1,2,2,1,9,0,0,0,5,0,3,3,0,2,15,1,3,2,1,2,0,1,1,0,0,0,0,0,0]
[802,"13:21:00",0,232,{"$f":"IF(appliances!$D$46=\"YES\",light_sim_data!B813,0)","v":0},232,null,0,178,0,0,1,2,2,1,9,0,0,0,5,0,3,3,0,2,15,1,3,2,1,2,0,1,1,0,0,0,0,0,0]
[803,"13:22:00",0,232,{"$f":"IF(appliances!$D$46=\"YES\",light_sim_data!B814,0)","v":0},232,null,0,178,0,0,1,2,2,1,9,0,0,0,5,0,3,3,0,2,15,1,3,2,1,2,0,1,1,0,0,0,0,0,0]
[804,"13:23:00",0,232,{"$f":"IF(appliances!$D$46=\"YES\",light_sim_data!B815,0)","v":0},232,null,0,178,0,0,1,2,2,1,9,0,0,0,5,0,3,3,0,2,15,1,3,2,1,2,0,1,1,0,0,0,0,0,0]
[805,"13:24:00",0,232,{"$f":"IF(appliances!$D$46=\"YES\",light_sim_data!B816,0)","v":0},232,null,0,178,0,0,1,2,2,1,9,0,0,0,5,0,3,3,0,2,15,1,3,2,1,2,0,1,1,0,0,0,0,0,0]
[806,"13:25:00",0,232,{"$f":"IF(appliances!$D$46=\"YES\",light_sim_data!B817,0)","v":0},232,null,0,178,0,0,1,2,2,1,9,0,0,0,5,0,3,3,0,2,15,1,3,2,1,2,0,1,1,0,0,0,0,0,0]
[807,"13:26:00",0,232,{"$f":"IF(appliances!$D$46=\"YES\",light_sim_data!B818,0)","v":0},232,null,0,178,0,0,1,2,2,1,9,0,0,0,5,0,3,3,0,2,15,1,3,2,1,2,0,1,1,0,0,0,0,0,0]
[808,"13:27:00",0,232,{"$f":"IF(appliances!$D$46=\"YES\",light_sim_data!B819,0)","v":0},232,null,0,178,0,0,1,2,2,1,9,0,0,0,5,0,3,3,0,2,15,1,3,2,1,2,0,1,1,0,0,0,0,0,0]
[809,"13:28:00",0,232,{"$f":"IF(appliances!$D$46=\"YES\",light_sim_data!B820,0)","v":0},232,null,0,178,0,0,1,2,2,1,9,0,0,0,5,0,3,3,0,2,15,1,3,2,1,2,0,1,1,0,0,0,0,0,0]
[810,"13:29:00",0,232,{"$f":"IF(appliances!$D$46=\"YES\",light_sim_data!B821,0)","v":0},232,null,0,178,0,0,1,2,2,1,9,0,0,0,5,0,3,3,0,2,15,1,3,2,1,2,0,1,1,0,0,0,0,0,0]
[811,"13:30:00",0,232,{"$f":"IF(appliances!$D$46=\"YES\",light_sim_data!B822,0)","v":0},232,null,0,178,0,0,1,2,2,1,9,0,0,0,5,0,3,3,0,2,15,1,3,2,1,2,0,1,1,0,0,0,0,0,0]
[812,"13:31:00",0,232,{"$f":"IF(appliances!$D$46=\"YES\",light_sim_data!B823,0)","v":0},232,null,0,178,0,0,1,2,2,1,9,0,0,0,5,0,3,3,0,2,15,1,3,2,1,2,0,1,1,0,0,0,0,0,0]
[813,"13:32:00",0,232,{"$f":"IF(appliances!$D$46=\"YES\",light_sim_data!B824,0)","v":0},232,null,0,178,0,0,1,2,2,1,9,0,0,0,5,0,3,3,0,2,15,1,3,2,1,2,0,1,1,0,0,0,0,0,0]
[814,"13:33:00",0,232,{"$f":"IF(appliances!$D$46=\"YES\",light_sim_data!B825,0)","v":0},232,null,0,178,0,0,1,2,2,1,9,0,0,0,5,0,3,3,0,2,15,1,3,2,1,2,0,1,1,0,0,0,0,0,0]
[815,"13:34:00",0,232,{"$f":"IF(appliances!$D$46=\"YES\",light_sim_data!B826,0)","v":0},232,null,0,178,0,0,1,2,2,1,9,0,0,0,5,0,3,3,0,2,15,1,3,2,1,2,0,1,1,0,0,0,0,0,0]
[816,"13:35:00",0,232,{"$f":"IF(appliances!$D$46=\"YES\",light_sim_data!B827,0)","v":0},232,null,0,178,0,0,1,2,2,1,9,0,0,0,5,0,3,3,0,2,15,1,3,2,1,2,0,1,1,0,0,0,0,0,0]
[817,"13:36:00",0,232,{"$f":"IF(appliances!$D$46=\"YES\",light_sim_data!B828,0)","v":0},232,null,0,178,0,0,1,2,2,1,9,0,0,0,5,0,3,3,0,2,15,1,3,2,1,2,0,1,1,0,0,0,0,0,0]
[818,"13:37:00",0,54,{"$f":"IF(appliances!$D$46=\"YES\",light_sim_data!B829,0)","v":0},54,null,0,0,0,0,1,2,2,1,9,0,0,0,5,0,3,3,0,2,15,1,3,2,1,2,0,1,1,0,0,0,0,0,0]
[819,"13:38:00",0,54,{"$f":"IF(appliances!$D$46=\"YES\",light_sim_data!B830,0)","v":0},54,null,0,0,0,0,1,2,2,1,9,0,0,0,5,0,3,3,0,2,15,1,3,2,1,2,0,1,1,0,0,0,0,0,0]
[820,"13:39:00",0,54,{"$f":"IF(appliances!$D$46=\"YES\",light_sim_data!B831,0)","v":0},54,null,0,0,0,0,1,2,2,1,9,0,0,0,5,0,3,3,0,2,15,1,3,2,1,2,0,1,1,0,0,0,0,0,0]
[821,"13:40:00",0,54,{"$f":"IF(appliances!$D$46=\"YES\",light_sim_data!B832,0)","v":0},54,null,0,0,0,0,1,2,2,1,9,0,0,0,5,0,3,3,0,2,15,1,3,2,1,2,0,1,1,0,0,0,0,0,0]
[822,"13:41:00",0,54,{"$f":"IF(appliances!$D$46=\"YES\",light_sim_data!B833,0)","v":0},54,null,0,0,0,0,1,2,2,1,9,0,0,0,5,0,3,3,0,2,15,1,3,2,1,2,0,1,1,0,0,0,0,0,0]
[823,"13:42:00",0,54,{"$f":"IF(appliances!$D$46=\"YES\",light_sim_data!B834,0)","v":0},54,null,0,0,0,0,1,2,2,1,9,0,0,0,5,0,3,3,0,2,15,1,3,2,1,2,0,1,1,0,0,0,0,0,0]
[824,"13:43:00",0,54,{"$f":"IF(appliances!$D$46=\"YES\",light_sim_data!B835,0)","v":0},54,null,0,0,0,0,1,2,2,1,9,0,0,0,5,0,3,3,0,2,15,1,3,2,1,2,0,1,1,0,0,0,0,0,0]
[825,"13:44:00",0,54,{"$f":"IF(appliances!$D$46=\"YES\",light_sim_data!B836,0)","v":0},54,null,0,0,0,0,1,2,2,1,9,0,0,0,5,0,3,3,0,2,15,1,3,2,1,2,0,1,1,0,0,0,0,0,0]
[826,"13:45:00",0,54,{"$f":"IF(appliances!$D$46=\"YES\",light_sim_data!B837,0)","v":0},54,null,0,0,0,0,1,2,2,1,9,0,0,0,5,0,3,3,0,2,15,1,3,2,1,2,0,1,1,0,0,0,0,0,0]
[827,"13:46:00",0,54,{"$f":"IF(appliances!$D$46=\"YES\",light_sim_data!B838,0)","v":0},54,null,0,0,0,0,1,2,2,1,9,0,0,0,5,0,3,3,0,2,15,1,3,2,1,2,0,1,1,0,0,0,0,0,0]
[828,"13:47:00",0,54,{"$f":"IF(appliances!$D$46=\"YES\",light_sim_data!B839,0)","v":0},54,null,0,0,0,0,1,2,2,1,9,0,0,0,5,0,3,3,0,2,15,1,3,2,1,2,0,1,1,0,0,0,0,0,0]
[829,"13:48:00",0,54,{"$f":"IF(appliances!$D$46=\"YES\",light_sim_data!B840,0)","v":0},54,null,0,0,0,0,1,2,2,1,9,0,0,0,5,0,3,3,0,2,15,1,3,2,1,2,0,1,1,0,0,0,0,0,0]
[830,"13:49:00",0,54,{"$f":"IF(appliances!$D$46=\"YES\",light_sim_data!B841,0)","v":0},54,null,0,0,0,0,1,2,2,1,9,0,0,0,5,0,3,3,0,2,15,1,3,2,1,2,0,1,1,0,0,0,0,0,0]
[831,"13:50:00",0,54,{"$f":"IF(appliances!$D$46=\"YES\",light_sim_data!B842,0)","v":0},54,null,0,0,0,0,1,2,2,1,9,0,0,0,5,0,3,3,0,2,15,1,3,2,1,2,0,1,1,0,0,0,0,0,0]
[832,"13:51:00",0,54,{"$f":"IF(appliances!$D$46=\"YES\",light_sim_data!B843,0)","v":0},54,null,0,0,0,0,1,2,2,1,9,0,0,0,5,0,3,3,0,2,15,1,3,2,1,2,0,1,1,0,0,0,0,0,0]
[833,"13:52:00",0,54,{"$f":"IF(appliances!$D$46=\"YES\",light_sim_data!B844,0)","v":0},54,null,0,0,0,0,1,2,2,1,9,0,0,0,5,0,3,3,0,2,15,1,3,2,1,2,0,1,1,0,0,0,0,0,0]
[834,"13:53:00",{"$f":"INDIRECT(\"occ_sim_data!C\"&(ROUNDDOWN((A845-1)/10,0)+11))","v":0},{"$f":"E845+F845","v":54},{"$f":"IF(appliances!$D$46=\"YES\",light_sim_data!B845,0)","v":0},{"$f":"SUM(H845:AN845)","v":54},null,0,0,0,0,1,2,2,1,9,0,0,0,5,0,3,3,0,2,15,1,3,2,1,2,0,1,1,0,0,0,0,0,0]
[835,"13:54:00",0,54,{"$f":"IF(appliances!$D$46=\"YES\",light_sim_data!B846,0)","v":0},54,null,0,0,0,0,1,2,2,1,9,0,0,0,5,0,3,3,0,2,15,1,3,2,1,2,0,1,1,0,0,0,0,0,0]
[836,"13:55:00",0,54,{"$f":"IF(appliances!$D$46=\"YES\",light_sim_data!B847,0)","v":0},54,null,0,0,0,0,1,2,2,1,9,0,0,0,5,0,3,3,0,2,15,1,3,2,1,2,0,1,1,0,0,0,0,0,0]
[837,"13:56:00",0,54,{"$f":"IF(appliances!$D$46=\"YES\",light_sim_data!B848,0)","v":0},54,null,0,0,0,0,1,2,2,1,9,0,0,0,5,0,3,3,0,2,15,1,3,2,1,2,0,1,1,0,0,0,0,0,0]
[838,"13:57:00",0,54,{"$f":"IF(appliances!$D$46=\"YES\",light_sim_data!B849,0)","v":0},54,null,0,0,0,0,1,2,2,1,9,0,0,0,5,0,3,3,0,2,15,1,3,2,1,2,0,1,1,0,0,0,0,0,0]
[839,"13:58:00",0,54,{"$f":"IF(appliances!$D$46=\"YES\",light_sim_data!B850,0)","v":0},54,null,0,0,0,0,1,2,2,1,9,0,0,0,5,0,3,3,0,2,15,1,3,2,1,2,0,1,1,0,0,0,0,0,0]
[840,"13:59:00",0,54,{"$f":"IF(appliances!$D$46=\"YES\",light_sim_data!B851,0)","v":0},54,null,0,0,0,0,1,2,2,1,9,0,0,0,5,0,3,3,0,2,15,1,3,2,1,2,0,1,1,0,0,0,0,0,0]
[841,"14:00:00",0,54,{"$f":"IF(appliances!$D$46=\"YES\",light_sim_data!B852,0)","v":0},54,null,0,0,0,0,1,2,2,1,9,0,0,0,5,0,3,3,0,2,15,1,3,2,1,2,0,1,1,0,0,0,0,0,0]
[842,"14:01:00",0,163,{"$f":"IF(appliances!$D$46=\"YES\",light_sim_data!B853,0)","v":0},163,null,0,0,109,0,1,2,2,1,9,0,0,0,5,0,3,3,0,2,15,1,3,2,1,2,0,1,1,0,0,0,0,0,0]
[843,"14:02:00",0,163,{"$f":"IF(appliances!$D$46=\"YES\",light_sim_data!B854,0)","v":0},163,null,0,0,109,0,1,2,2,1,9,0,0,0,5,0,3,3,0,2,15,1,3,2,1,2,0,1,1,0,0,0,0,0,0]
[844,"14:03:00",0,163,{"$f":"IF(appliances!$D$46=\"YES\",light_sim_data!B855,0)","v":0},163,null,0,0,109,0,1,2,2,1,9,0,0,0,5,0,3,3,0,2,15,1,3,2,1,2,0,1,1,0,0,0,0,0,0]
[845,"14:04:00",0,163,{"$f":"IF(appliances!$D$46=\"YES\",light_sim_data!B856,0)","v":0},163,null,0,0,109,0,1,2,2,1,9,0,0,0,5,0,3,3,0,2,15,1,3,2,1,2,0,1,1,0,0,0,0,0,0]
[846,"14:05:00",0,163,{"$f":"IF(appliances!$D$46=\"YES\",light_sim_data!B857,0)","v":0},163,null,0,0,109,0,1,2,2,1,9,0,0,0,5,0,3,3,0,2,15,1,3,2,1,2,0,1,1,0,0,0,0,0,0]
[847,"14:06:00",0,163,{"$f":"IF(appliances!$D$46=\"YES\",light_sim_data!B858,0)","v":0},163,null,0,0,109,0,1,2,2,1,9,0,0,0,5,0,3,3,0,2,15,1,3,2,1,2,0,1,1,0,0,0,0,0,0]
[848,"14:07:00",0,163,{"$f":"IF(appliances!$D$46=\"YES\",light_sim_data!B859,0)","v":0},163,null,0,0,109,0,1,2,2,1,9,0,0,0,5,0,3,3,0,2,15,1,3,2,1,2,0,1,1,0,0,0,0,0,0]
[849,"14:08:00",0,163,{"$f":"IF(appliances!$D$46=\"YES\",light_sim_data!B860,0)","v":0},163,null,0,0,109,0,1,2,2,1,9,0,0,0,5,0,3,3,0,2,15,1,3,2,1,2,0,1,1,0,0,0,0,0,0]
[850,"14:09:00",0,163,{"$f":"IF(appliances!$D$46=\"YES\",light_sim_data!B861,0)","v":0},163,null,0,0,109,0,1,2,2,1,9,0,0,0,5,0,3,3,0,2,15,1,3,2,1,2,0,1,1,0,0,0,0,0,0]
[851,"14:10:00",0,163,{"$f":"IF(appliances!$D$46=\"YES\",light_sim_data!B862,0)","v":0},163,null,0,0,109,0,1,2,2,1,9,0,0,0,5,0,3,3,0,2,15,1,3,2,1,2,0,1,1,0,0,0,0,0,0]
[852,"14:11:00",0,163,{"$f":"IF(appliances!$D$46=\"YES\",light_sim_data!B863,0)","v":0},163,null,0,0,109,0,1,2,2,1,9,0,0,0,5,0,3,3,0,2,15,1,3,2,1,2,0,1,1,0,0,0,0,0,0]
[853,"14:12:00",0,163,{"$f":"IF(appliances!$D$46=\"YES\",light_sim_data!B864,0)","v":0},163,null,0,0,109,0,1,2,2,1,9,0,0,0,5,0,3,3,0,2,15,1,3,2,1,2,0,1,1,0,0,0,0,0,0]
[854,"14:13:00",0,163,{"$f":"IF(appliances!$D$46=\"YES\",light_sim_data!B865,0)","v":0},163,null,0,0,109,0,1,2,2,1,9,0,0,0,5,0,3,3,0,2,15,1,3,2,1,2,0,1,1,0,0,0,0,0,0]
[855,"14:14:00",0,163,{"$f":"IF(appliances!$D$46=\"YES\",light_sim_data!B866,0)","v":0},163,null,0,0,109,0,1,2,2,1,9,0,0,0,5,0,3,3,0,2,15,1,3,2,1,2,0,1,1,0,0,0,0,0,0]
[856,"14:15:00",0,163,{"$f":"IF(appliances!$D$46=\"YES\",light_sim_data!B867,0)","v":0},163,null,0,0,109,0,1,2,2,1,9,0,0,0,5,0,3,3,0,2,15,1,3,2,1,2,0,1,1,0,0,0,0,0,0]
[857,"14:16:00",0,163,{"$f":"IF(appliances!$D$46=\"YES\",light_sim_data!B868,0)","v":0},163,null,0,0,109,0,1,2,2,1,9,0,0,0,5,0,3,3,0,2,15,1,3,2,1,2,0,1,1,0,0,0,0,0,0]
[858,"14:17:00",0,163,{"$f":"IF(appliances!$D$46=\"YES\",light_sim_data!B869,0)","v":0},163,null,0,0,109,0,1,2,2,1,9,0,0,0,5,0,3,3,0,2,15,1,3,2,1,2,0,1,1,0,0,0,0,0,0]
[859,"14:18:00",0,163,{"$f":"IF(appliances!$D$46=\"YES\",light_sim_data!B870,0)","v":0},163,null,0,0,109,0,1,2,2,1,9,0,0,0,5,0,3,3,0,2,15,1,3,2,1,2,0,1,1,0,0,0,0,0,0]
[860,"14:19:00",0,54,{"$f":"IF(appliances!$D$46=\"YES\",light_sim_data!B871,0)","v":0},54,null,0,0,0,0,1,2,2,1,9,0,0,0,5,0,3,3,0,2,15,1,3,2,1,2,0,1,1,0,0,0,0,0,0]
[861,"14:20:00",0,54,{"$f":"IF(appliances!$D$46=\"YES\",light_sim_data!B872,0)","v":0},54,null,0,0,0,0,1,2,2,1,9,0,0,0,5,0,3,3,0,2,15,1,3,2,1,2,0,1,1,0,0,0,0,0,0]
[862,"14:21:00",0,54,{"$f":"IF(appliances!$D$46=\"YES\",light_sim_data!B873,0)","v":0},54,null,0,0,0,0,1,2,2,1,9,0,0,0,5,0,3,3,0,2,15,1,3,2,1,2,0,1,1,0,0,0,0,0,0]
[863,"14:22:00",0,54,{"$f":"IF(appliances!$D$46=\"YES\",light_sim_data!B874,0)","v":0},54,null,0,0,0,0,1,2,2,1,9,0,0,0,5,0,3,3,0,2,15,1,3,2,1,2,0,1,1,0,0,0,0,0,0]
[864,"14:23:00",0,54,{"$f":"IF(appliances!$D$46=\"YES\",light_sim_data!B875,0)","v":0},54,null,0,0,0,0,1,2,2,1,9,0,0,0,5,0,3,3,0,2,15,1,3,2,1,2,0,1,1,0,0,0,0,0,0]
[865,"14:24:00",0,54,{"$f":"IF(appliances!$D$46=\"YES\",light_sim_data!B876,0)","v":0},54,null,0,0,0,0,1,2,2,1,9,0,0,0,5,0,3,3,0,2,15,1,3,2,1,2,0,1,1,0,0,0,0,0,0]
[866,"14:25:00",0,54,{"$f":"IF(appliances!$D$46=\"YES\",light_sim_data!B877,0)","v":0},54,null,0,0,0,0,1,2,2,1,9,0,0,0,5,0,3,3,0,2,15,1,3,2,1,2,0,1,1,0,0,0,0,0,0]
[867,"14:26:00",0,54,{"$f":"IF(appliances!$D$46=\"YES\",light_sim_data!B878,0)","v":0},54,null,0,0,0,0,1,2,2,1,9,0,0,0,5,0,3,3,0,2,15,1,3,2,1,2,0,1,1,0,0,0,0,0,0]
[868,"14:27:00",0,54,{"$f":"IF(appliances!$D$46=\"YES\",light_sim_data!B879,0)","v":0},54,null,0,0,0,0,1,2,2,1,9,0,0,0,5,0,3,3,0,2,15,1,3,2,1,2,0,1,1,0,0,0,0,0,0]
[869,"14:28:00",0,54,{"$f":"IF(appliances!$D$46=\"YES\",light_sim_data!B880,0)","v":0},54,null,0,0,0,0,1,2,2,1,9,0,0,0,5,0,3,3,0,2,15,1,3,2,1,2,0,1,1,0,0,0,0,0,0]
[870,"14:29:00",0,54,{"$f":"IF(appliances!$D$46=\"YES\",light_sim_data!B881,0)","v":0},54,null,0,0,0,0,1,2,2,1,9,0,0,0,5,0,3,3,0,2,15,1,3,2,1,2,0,1,1,0,0,0,0,0,0]
[871,"14:30:00",0,54,{"$f":"IF(appliances!$D$46=\"YES\",light_sim_data!B882,0)","v":0},54,null,0,0,0,0,1,2,2,1,9,0,0,0,5,0,3,3,0,2,15,1,3,2,1,2,0,1,1,0,0,0,0,0,0]
[872,"14:31:00",0,54,{"$f":"IF(appliances!$D$46=\"YES\",light_sim_data!B883,0)","v":0},54,null,0,0,0,0,1,2,2,1,9,0,0,0,5,0,3,3,0,2,15,1,3,2,1,2,0,1,1,0,0,0,0,0,0]
[873,"14:32:00",0,232,{"$f":"IF(appliances!$D$46=\"YES\",light_sim_data!B884,0)","v":0},232,null,0,178,0,0,1,2,2,1,9,0,0,0,5,0,3,3,0,2,15,1,3,2,1,2,0,1,1,0,0,0,0,0,0]
[874,"14:33:00",0,232,{"$f":"IF(appliances!$D$46=\"YES\",light_sim_data!B885,0)","v":0},232,null,0,178,0,0,1,2,2,1,9,0,0,0,5,0,3,3,0,2,15,1,3,2,1,2,0,1,1,0,0,0,0,0,0]
[875,"14:34:00",0,232,{"$f":"IF(appliances!$D$46=\"YES\",light_sim_data!B886,0)","v":0},232,null,0,178,0,0,1,2,2,1,9,0,0,0,5,0,3,3,0,2,15,1,3,2,1,2,0,1,1,0,0,0,0,0,0]
[876,"14:35:00",0,232,{"$f":"IF(appliances!$D$46=\"YES\",light_sim_data!B887,0)","v":0},232,null,0,178,0,0,1,2,2,1,9,0,0,0,5,0,3,3,0,2,15,1,3,2,1,2,0,1,1,0,0,0,0,0,0]
[877,"14:36:00",0,232,{"$f":"IF(appliances!$D$46=\"YES\",light_sim_data!B888,0)","v":0},232,null,0,178,0,0,1,2,2,1,9,0,0,0,5,0,3,3,0,2,15,1,3,2,1,2,0,1,1,0,0,0,0,0,0]
[878,"14:37:00",0,232,{"$f":"IF(appliances!$D$46=\"YES\",light_sim_data!B889,0)","v":0},232,null,0,178,0,0,1,2,2,1,9,0,0,0,5,0,3,3,0,2,15,1,3,2,1,2,0,1,1,0,0,0,0,0,0]
[879,"14:38:00",0,368,{"$f":"IF(appliances!$D$46=\"YES\",light_sim_data!B890,0)","v":0},368,null,0,178,0,136,1,2,2,1,9,0,0,0,5,0,3,3,0,2,15,1,3,2,1,2,0,1,1,0,0,0,0,0,0]
[880,"14:39:00",0,368,{"$f":"IF(appliances!$D$46=\"YES\",light_sim_data!B891,0)","v":0},368,null,0,178,0,136,1,2,2,1,9,0,0,0,5,0,3,3,0,2,15,1,3,2,1,2,0,1,1,0,0,0,0,0,0]
[881,"14:40:00",0,368,{"$f":"IF(appliances!$D$46=\"YES\",light_sim_data!B892,0)","v":0},368,null,0,178,0,136,1,2,2,1,9,0,0,0,5,0,3,3,0,2,15,1,3,2,1,2,0,1,1,0,0,0,0,0,0]
[882,"14:41:00",0,368,{"$f":"IF(appliances!$D$46=\"YES\",light_sim_data!B893,0)","v":0},368,null,0,178,0,136,1,2,2,1,9,0,0,0,5,0,3,3,0,2,15,1,3,2,1,2,0,1,1,0,0,0,0,0,0]
[883,"14:42:00",0,368,{"$f":"IF(appliances!$D$46=\"YES\",light_sim_data!B894,0)","v":0},368,null,0,178,0,136,1,2,2,1,9,0,0,0,5,0,3,3,0,2,15,1,3,2,1,2,0,1,1,0,0,0,0,0,0]
[884,"14:43:00",0,368,{"$f":"IF(appliances!$D$46=\"YES\",light_sim_data!B895,0)","v":0},368,null,0,178,0,136,1,2,2,1,9,0,0,0,5,0,3,3,0,2,15,1,3,2,1,2,0,1,1,0,0,0,0,0,0]
[885,"14:44:00",0,368,{"$f":"IF(appliances!$D$46=\"YES\",light_sim_data!B896,0)","v":0},368,null,0,178,0,136,1,2,2,1,9,0,0,0,5,0,3,3,0,2,15,1,3,2,1,2,0,1,1,0,0,0,0,0,0]
[886,"14:45:00",0,368,{"$f":"IF(appliances!$D$46=\"YES\",light_sim_data!B897,0)","v":0},368,null,0,178,0,136,1,2,2,1,9,0,0,0,5,0,3,3,0,2,15,1,3,2,1,2,0,1,1,0,0,0,0,0,0]
[887,"14:46:00",0,368,{"$f":"IF(appliances!$D$46=\"YES\",light_sim_data!B898,0)","v":0},368,null,0,178,0,136,1,2,2,1,9,0,0,0,5,0,3,3,0,2,15,1,3,2,1,2,0,1,1,0,0,0,0,0,0]
[888,"14:47:00",0,368,{"$f":"IF(appliances!$D$46=\"YES\",light_sim_data!B899,0)","v":0},368,null,0,178,0,136,1,2,2,1,9,0,0,0,5,0,3,3,0,2,15,1,3,2,1,2,0,1,1,0,0,0,0,0,0]
[889,"14:48:00",0,368,{"$f":"IF(appliances!$D$46=\"YES\",light_sim_data!B900,0)","v":0},368,null,0,178,0,136,1,2,2,1,9,0,0,0,5,0,3,3,0,2,15,1,3,2,1,2,0,1,1,0,0,0,0,0,0]
[890,"14:49:00",0,368,{"$f":"IF(appliances!$D$46=\"YES\",light_sim_data!B901,0)","v":0},368,null,0,178,0,136,1,2,2,1,9,0,0,0,5,0,3,3,0,2,15,1,3,2,1,2,0,1,1,0,0,0,0,0,0]
[891,"14:50:00",0,368,{"$f":"IF(appliances!$D$46=\"YES\",light_sim_data!B902,0)","v":0},368,null,0,178,0,136,1,2,2,1,9,0,0,0,5,0,3,3,0,2,15,1,3,2,1,2,0,1,1,0,0,0,0,0,0]
[892,"14:51:00",0,368,{"$f":"IF(appliances!$D$46=\"YES\",light_sim_data!B903,0)","v":0},368,null,0,178,0,136,1,2,2,1,9,0,0,0,5,0,3,3,0,2,15,1,3,2,1,2,0,1,1,0,0,0,0,0,0]
[893,"14:52:00",0,368,{"$f":"IF(appliances!$D$46=\"YES\",light_sim_data!B904,0)","v":0},368,null,0,178,0,136,1,2,2,1,9,0,0,0,5,0,3,3,0,2,15,1,3,2,1,2,0,1,1,0,0,0,0,0,0]
[894,"14:53:00",0,368,{"$f":"IF(appliances!$D$46=\"YES\",light_sim_data!B905,0)","v":0},368,null,0,178,0,136,1,2,2,1,9,0,0,0,5,0,3,3,0,2,15,1,3,2,1,2,0,1,1,0,0,0,0,0,0]
[895,"14:54:00",0,190,{"$f":"IF(appliances!$D$46=\"YES\",light_sim_data!B906,0)","v":0},190,null,0,0,0,136,1,2,2,1,9,0,0,0,5,0,3,3,0,2,15,1,3,2,1,2,0,1,1,0,0,0,0,0,0]
[896,"14:55:00",0,299,{"$f":"IF(appliances!$D$46=\"YES\",light_sim_data!B907,0)","v":0},299,null,0,0,109,136,1,2,2,1,9,0,0,0,5,0,3,3,0,2,15,1,3,2,1,2,0,1,1,0,0,0,0,0,0]
[897,"14:56:00",0,299,{"$f":"IF(appliances!$D$46=\"YES\",light_sim_data!B908,0)","v":0},299,null,0,0,109,136,1,2,2,1,9,0,0,0,5,0,3,3,0,2,15,1,3,2,1,2,0,1,1,0,0,0,0,0,0]
[898,"14:57:00",{"$f":"INDIRECT(\"occ_sim_data!C\"&(ROUNDDOWN((A909-1)/10,0)+11))","v":0},{"$f":"E909+F909","v":299},{"$f":"IF(appliances!$D$46=\"YES\",light_sim_data!B909,0)","v":0},{"$f":"SUM(H909:AN909)","v":299},null,0,0,109,136,1,2,2,1,9,0,0,0,5,0,3,3,0,2,15,1,3,2,1,2,0,1,1,0,0,0,0,0,0]
[899,"14:58:00",0,163,{"$f":"IF(appliances!$D$46=\"YES\",light_sim_data!B910,0)","v":0},163,null,0,0,109,0,1,2,2,1,9,0,0,0,5,0,3,3,0,2,15,1,3,2,1,2,0,1,1,0,0,0,0,0,0]
[900,"14:59:00",0,163,{"$f":"IF(appliances!$D$46=\"YES\",light_sim_data!B911,0)","v":0},163,null,0,0,109,0,1,2,2,1,9,0,0,0,5,0,3,3,0,2,15,1,3,2,1,2,0,1,1,0,0,0,0,0,0]
[901,"15:00:00",0,163,{"$f":"IF(appliances!$D$46=\"YES\",light_sim_data!B912,0)","v":0},163,null,0,0,109,0,1,2,2,1,9,0,0,0,5,0,3,3,0,2,15,1,3,2,1,2,0,1,1,0,0,0,0,0,0]
[902,"15:01:00",0,163,{"$f":"IF(appliances!$D$46=\"YES\",light_sim_data!B913,0)","v":0},163,null,0,0,109,0,1,2,2,1,9,0,0,0,5,0,3,3,0,2,15,1,3,2,1,2,0,1,1,0,0,0,0,0,0]
[903,"15:02:00",0,163,{"$f":"IF(appliances!$D$46=\"YES\",light_sim_data!B914,0)","v":0},163,null,0,0,109,0,1,2,2,1,9,0,0,0,5,0,3,3,0,2,15,1,3,2,1,2,0,1,1,0,0,0,0,0,0]
[904,"15:03:00",0,163,{"$f":"IF(appliances!$D$46=\"YES\",light_sim_data!B915,0)","v":0},163,null,0,0,109,0,1,2,2,1,9,0,0,0,5,0,3,3,0,2,15,1,3,2,1,2,0,1,1,0,0,0,0,0,0]
[905,"15:04:00",0,163,{"$f":"IF(appliances!$D$46=\"YES\",light_sim_data!B916,0)","v":0},163,null,0,0,109,0,1,2,2,1,9,0,0,0,5,0,3,3,0,2,15,1,3,2,1,2,0,1,1,0,0,0,0,0,0]
[906,"15:05:00",0,163,{"$f":"IF(appliances!$D$46=\"YES\",light_sim_data!B917,0)","v":0},163,null,0,0,109,0,1,2,2,1,9,0,0,0,5,0,3,3,0,2,15,1,3,2,1,2,0,1,1,0,0,0,0,0,0]
[907,"15:06:00",0,163,{"$f":"IF(appliances!$D$46=\"YES\",light_sim_data!B918,0)","v":0},163,null,0,0,109,0,1,2,2,1,9,0,0,0,5,0,3,3,0,2,15,1,3,2,1,2,0,1,1,0,0,0,0,0,0]
[908,"15:07:00",0,163,{"$f":"IF(appliances!$D$46=\"YES\",light_sim_data!B919,0)","v":0},163,null,0,0,109,0,1,2,2,1,9,0,0,0,5,0,3,3,0,2,15,1,3,2,1,2,0,1,1,0,0,0,0,0,0]
[909,"15:08:00",0,163,{"$f":"IF(appliances!$D$46=\"YES\",light_sim_data!B920,0)","v":0},163,null,0,0,109,0,1,2,2,1,9,0,0,0,5,0,3,3,0,2,15,1,3,2,1,2,0,1,1,0,0,0,0,0,0]
[910,"15:09:00",0,163,{"$f":"IF(appliances!$D$46=\"YES\",light_sim_data!B921,0)","v":0},163,null,0,0,109,0,1,2,2,1,9,0,0,0,5,0,3,3,0,2,15,1,3,2,1,2,0,1,1,0,0,0,0,0,0]
[911,"15:10:00",0,163,{"$f":"IF(appliances!$D$46=\"YES\",light_sim_data!B922,0)","v":0},163,null,0,0,109,0,1,2,2,1,9,0,0,0,5,0,3,3,0,2,15,1,3,2,1,2,0,1,1,0,0,0,0,0,0]
[912,"15:11:00",0,163,{"$f":"IF(appliances!$D$46=\"YES\",light_sim_data!B923,0)","v":0},163,null,0,0,109,0,1,2,2,1,9,0,0,0,5,0,3,3,0,2,15,1,3,2,1,2,0,1,1,0,0,0,0,0,0]
[913,"15:12:00",0,163,{"$f":"IF(appliances!$D$46=\"YES\",light_sim_data!B924,0)","v":0},163,null,0,0,109,0,1,2,2,1,9,0,0,0,5,0,3,3,0,2,15,1,3,2,1,2,0,1,1,0,0,0,0,0,0]
[914,"15:13:00",0,54,{"$f":"IF(appliances!$D$46=\"YES\",light_sim_data!B925,0)","v":0},54,null,0,0,0,0,1,2,2,1,9,0,0,0,5,0,3,3,0,2,15,1,3,2,1,2,0,1,1,0,0,0,0,0,0]
[915,"15:14:00",0,54,{"$f":"IF(appliances!$D$46=\"YES\",light_sim_data!B926,0)","v":0},54,null,0,0,0,0,1,2,2,1,9,0,0,0,5,0,3,3,0,2,15,1,3,2,1,2,0,1,1,0,0,0,0,0,0]
[916,"15:15:00",0,54,{"$f":"IF(appliances!$D$46=\"YES\",light_sim_data!B927,0)","v":0},54,null,0,0,0,0,1,2,2,1,9,0,0,0,5,0,3,3,0,2,15,1,3,2,1,2,0,1,1,0,0,0,0,0,0]
[917,"15:16:00",0,54,{"$f":"IF(appliances!$D$46=\"YES\",light_sim_data!B928,0)","v":0},54,null,0,0,0,0,1,2,2,1,9,0,0,0,5,0,3,3,0,2,15,1,3,2,1,2,0,1,1,0,0,0,0,0,0]
[918,"15:17:00",0,54,{"$f":"IF(appliances!$D$46=\"YES\",light_sim_data!B929,0)","v":0},54,null,0,0,0,0,1,2,2,1,9,0,0,0,5,0,3,3,0,2,15,1,3,2,1,2,0,1,1,0,0,0,0,0,0]
[919,"15:18:00",0,54,{"$f":"IF(appliances!$D$46=\"YES\",light_sim_data!B930,0)","v":0},54,null,0,0,0,0,1,2,2,1,9,0,0,0,5,0,3,3,0,2,15,1,3,2,1,2,0,1,1,0,0,0,0,0,0]
[920,"15:19:00",0,54,{"$f":"IF(appliances!$D$46=\"YES\",light_sim_data!B931,0)","v":0},54,null,0,0,0,0,1,2,2,1,9,0,0,0,5,0,3,3,0,2,15,1,3,2,1,2,0,1,1,0,0,0,0,0,0]
[921,"15:20:00",0,54,{"$f":"IF(appliances!$D$46=\"YES\",light_sim_data!B932,0)","v":0},54,null,0,0,0,0,1,2,2,1,9,0,0,0,5,0,3,3,0,2,15,1,3,2,1,2,0,1,1,0,0,0,0,0,0]
[922,"15:21:00",0,54,{"$f":"IF(appliances!$D$46=\"YES\",light_sim_data!B933,0)","v":0},54,null,0,0,0,0,1,2,2,1,9,0,0,0,5,0,3,3,0,2,15,1,3,2,1,2,0,1,1,0,0,0,0,0,0]
[923,"15:22:00",0,54,{"$f":"IF(appliances!$D$46=\"YES\",light_sim_data!B934,0)","v":0},54,null,0,0,0,0,1,2,2,1,9,0,0,0,5,0,3,3,0,2,15,1,3,2,1,2,0,1,1,0,0,0,0,0,0]
[924,"15:23:00",0,54,{"$f":"IF(appliances!$D$46=\"YES\",light_sim_data!B935,0)","v":0},54,null,0,0,0,0,1,2,2,1,9,0,0,0,5,0,3,3,0,2,15,1,3,2,1,2,0,1,1,0,0,0,0,0,0]
[925,"15:24:00",0,54,{"$f":"IF(appliances!$D$46=\"YES\",light_sim_data!B936,0)","v":0},54,null,0,0,0,0,1,2,2,1,9,0,0,0,5,0,3,3,0,2,15,1,3,2,1,2,0,1,1,0,0,0,0,0,0]
[926,"15:25:00",0,54,{"$f":"IF(appliances!$D$46=\"YES\",light_sim_data!B937,0)","v":0},54,null,0,0,0,0,1,2,2,1,9,0,0,0,5,0,3,3,0,2,15,1,3,2,1,2,0,1,1,0,0,0,0,0,0]
[927,"15:26:00",0,54,{"$f":"IF(appliances!$D$46=\"YES\",light_sim_data!B938,0)","v":0},54,null,0,0,0,0,1,2,2,1,9,0,0,0,5,0,3,3,0,2,15,1,3,2,1,2,0,1,1,0,0,0,0,0,0]
[928,"15:27:00",0,54,{"$f":"IF(appliances!$D$46=\"YES\",light_sim_data!B939,0)","v":0},54,null,0,0,0,0,1,2,2,1,9,0,0,0,5,0,3,3,0,2,15,1,3,2,1,2,0,1,1,0,0,0,0,0,0]
[929,"15:28:00",0,54,{"$f":"IF(appliances!$D$46=\"YES\",light_sim_data!B940,0)","v":0},54,null,0,0,0,0,1,2,2,1,9,0,0,0,5,0,3,3,0,2,15,1,3,2,1,2,0,1,1,0,0,0,0,0,0]
[930,"15:29:00",0,54,{"$f":"IF(appliances!$D$46=\"YES\",light_sim_data!B941,0)","v":0},54,null,0,0,0,0,1,2,2,1,9,0,0,0,5,0,3,3,0,2,15,1,3,2,1,2,0,1,1,0,0,0,0,0,0]
[931,"15:30:00",0,54,{"$f":"IF(appliances!$D$46=\"YES\",light_sim_data!B942,0)","v":0},54,null,0,0,0,0,1,2,2,1,9,0,0,0,5,0,3,3,0,2,15,1,3,2,1,2,0,1,1,0,0,0,0,0,0]
[932,"15:31:00",0,54,{"$f":"IF(appliances!$D$46=\"YES\",light_sim_data!B943,0)","v":0},54,null,0,0,0,0,1,2,2,1,9,0,0,0,5,0,3,3,0,2,15,1,3,2,1,2,0,1,1,0,0,0,0,0,0]
[933,"15:32:00",0,54,{"$f":"IF(appliances!$D$46=\"YES\",light_sim_data!B944,0)","v":0},54,null,0,0,0,0,1,2,2,1,9,0,0,0,5,0,3,3,0,2,15,1,3,2,1,2,0,1,1,0,0,0,0,0,0]
[934,"15:33:00",0,54,{"$f":"IF(appliances!$D$46=\"YES\",light_sim_data!B945,0)","v":0},54,null,0,0,0,0,1,2,2,1,9,0,0,0,5,0,3,3,0,2,15,1,3,2,1,2,0,1,1,0,0,0,0,0,0]
[935,"15:34:00",0,54,{"$f":"IF(appliances!$D$46=\"YES\",light_sim_data!B946,0)","v":0},54,null,0,0,0,0,1,2,2,1,9,0,0,0,5,0,3,3,0,2,15,1,3,2,1,2,0,1,1,0,0,0,0,0,0]
[936,"15:35:00",0,54,{"$f":"IF(appliances!$D$46=\"YES\",light_sim_data!B947,0)","v":0},54,null,0,0,0,0,1,2,2,1,9,0,0,0,5,0,3,3,0,2,15,1,3,2,1,2,0,1,1,0,0,0,0,0,0]
[937,"15:36:00",0,54,{"$f":"IF(appliances!$D$46=\"YES\",light_sim_data!B948,0)","v":0},54,null,0,0,0,0,1,2,2,1,9,0,0,0,5,0,3,3,0,2,15,1,3,2,1,2,0,1,1,0,0,0,0,0,0]
[938,"15:37:00",0,54,{"$f":"IF(appliances!$D$46=\"YES\",light_sim_data!B949,0)","v":0},54,null,0,0,0,0,1,2,2,1,9,0,0,0,5,0,3,3,0,2,15,1,3,2,1,2,0,1,1,0,0,0,0,0,0]
[939,"15:38:00",0,54,{"$f":"IF(appliances!$D$46=\"YES\",light_sim_data!B950,0)","v":0},54,null,0,0,0,0,1,2,2,1,9,0,0,0,5,0,3,3,0,2,15,1,3,2,1,2,0,1,1,0,0,0,0,0,0]
[940,"15:39:00",0,54,{"$f":"IF(appliances!$D$46=\"YES\",light_sim_data!B951,0)","v":0},54,null,0,0,0,0,1,2,2,1,9,0,0,0,5,0,3,3,0,2,15,1,3,2,1,2,0,1,1,0,0,0,0,0,0]
[941,"15:40:00",0,54,{"$f":"IF(appliances!$D$46=\"YES\",light_sim_data!B952,0)","v":0},54,null,0,0,0,0,1,2,2,1,9,0,0,0,5,0,3,3,0,2,15,1,3,2,1,2,0,1,1,0,0,0,0,0,0]
[942,"15:41:00",0,54,{"$f":"IF(appliances!$D$46=\"YES\",light_sim_data!B953,0)","v":0},54,null,0,0,0,0,1,2,2,1,9,0,0,0,5,0,3,3,0,2,15,1,3,2,1,2,0,1,1,0,0,0,0,0,0]
[943,"15:42:00",0,54,{"$f":"IF(appliances!$D$46=\"YES\",light_sim_data!B954,0)","v":0},54,null,0,0,0,0,1,2,2,1,9,0,0,0,5,0,3,3,0,2,15,1,3,2,1,2,0,1,1,0,0,0,0,0,0]
[944,"15:43:00",0,54,{"$f":"IF(appliances!$D$46=\"YES\",light_sim_data!B955,0)","v":0},54,null,0,0,0,0,1,2,2,1,9,0,0,0,5,0,3,3,0,2,15,1,3,2,1,2,0,1,1,0,0,0,0,0,0]
[945,"15:44:00",0,54,{"$f":"IF(appliances!$D$46=\"YES\",light_sim_data!B956,0)","v":0},54,null,0,0,0,0,1,2,2,1,9,0,0,0,5,0,3,3,0,2,15,1,3,2,1,2,0,1,1,0,0,0,0,0,0]
[946,"15:45:00",0,54,{"$f":"IF(appliances!$D$46=\"YES\",light_sim_data!B957,0)","v":0},54,null,0,0,0,0,1,2,2,1,9,0,0,0,5,0,3,3,0,2,15,1,3,2,1,2,0,1,1,0,0,0,0,0,0]
[947,"15:46:00",0,54,{"$f":"IF(appliances!$D$46=\"YES\",light_sim_data!B958,0)","v":0},54,null,0,0,0,0,1,2,2,1,9,0,0,0,5,0,3,3,0,2,15,1,3,2,1,2,0,1,1,0,0,0,0,0,0]
[948,"15:47:00",0,54,{"$f":"IF(appliances!$D$46=\"YES\",light_sim_data!B959,0)","v":0},54,null,0,0,0,0,1,2,2,1,9,0,0,0,5,0,3,3,0,2,15,1,3,2,1,2,0,1,1,0,0,0,0,0,0]
[949,"15:48:00",0,54,{"$f":"IF(appliances!$D$46=\"YES\",light_sim_data!B960,0)","v":0},54,null,0,0,0,0,1,2,2,1,9,0,0,0,5,0,3,3,0,2,15,1,3,2,1,2,0,1,1,0,0,0,0,0,0]
[950,"15:49:00",0,54,{"$f":"IF(appliances!$D$46=\"YES\",light_sim_data!B961,0)","v":0},54,null,0,0,0,0,1,2,2,1,9,0,0,0,5,0,3,3,0,2,15,1,3,2,1,2,0,1,1,0,0,0,0,0,0]
[951,"15:50:00",0,54,{"$f":"IF(appliances!$D$46=\"YES\",light_sim_data!B962,0)","v":0},54,null,0,0,0,0,1,2,2,1,9,0,0,0,5,0,3,3,0,2,15,1,3,2,1,2,0,1,1,0,0,0,0,0,0]
[952,"15:51:00",0,54,{"$f":"IF(appliances!$D$46=\"YES\",light_sim_data!B963,0)","v":0},54,null,0,0,0,0,1,2,2,1,9,0,0,0,5,0,3,3,0,2,15,1,3,2,1,2,0,1,1,0,0,0,0,0,0]
[953,"15:52:00",0,54,{"$f":"IF(appliances!$D$46=\"YES\",light_sim_data!B964,0)","v":0},54,null,0,0,0,0,1,2,2,1,9,0,0,0,5,0,3,3,0,2,15,1,3,2,1,2,0,1,1,0,0,0,0,0,0]
[954,"15:53:00",0,54,{"$f":"IF(appliances!$D$46=\"YES\",light_sim_data!B965,0)","v":0},54,null,0,0,0,0,1,2,2,1,9,0,0,0,5,0,3,3,0,2,15,1,3,2,1,2,0,1,1,0,0,0,0,0,0]
[955,"15:54:00",0,54,{"$f":"IF(appliances!$D$46=\"YES\",light_sim_data!B966,0)","v":0},54,null,0,0,0,0,1,2,2,1,9,0,0,0,5,0,3,3,0,2,15,1,3,2,1,2,0,1,1,0,0,0,0,0,0]
[956,"15:55:00",0,232,{"$f":"IF(appliances!$D$46=\"YES\",light_sim_data!B967,0)","v":0},232,null,0,178,0,0,1,2,2,1,9,0,0,0,5,0,3,3,0,2,15,1,3,2,1,2,0,1,1,0,0,0,0,0,0]
[957,"15:56:00",0,368,{"$f":"IF(appliances!$D$46=\"YES\",light_sim_data!B968,0)","v":0},368,null,0,178,0,136,1,2,2,1,9,0,0,0,5,0,3,3,0,2,15,1,3,2,1,2,0,1,1,0,0,0,0,0,0]
[958,"15:57:00",0,368,{"$f":"IF(appliances!$D$46=\"YES\",light_sim_data!B969,0)","v":0},368,null,0,178,0,136,1,2,2,1,9,0,0,0,5,0,3,3,0,2,15,1,3,2,1,2,0,1,1,0,0,0,0,0,0]
[959,"15:58:00",0,368,{"$f":"IF(appliances!$D$46=\"YES\",light_sim_data!B970,0)","v":0},368,null,0,178,0,136,1,2,2,1,9,0,0,0,5,0,3,3,0,2,15,1,3,2,1,2,0,1,1,0,0,0,0,0,0]
[960,"15:59:00",0,368,{"$f":"IF(appliances!$D$46=\"YES\",light_sim_data!B971,0)","v":0},368,null,0,178,0,136,1,2,2,1,9,0,0,0,5,0,3,3,0,2,15,1,3,2,1,2,0,1,1,0,0,0,0,0,0]
[961,"16:00:00",0,477,{"$f":"IF(appliances!$D$46=\"YES\",light_sim_data!B972,0)","v":0},477,null,0,178,109,136,1,2,2,1,9,0,0,0,5,0,3,3,0,2,15,1,3,2,1,2,0,1,1,0,0,0,0,0,0]
[962,"16:01:00",{"$f":"INDIRECT(\"occ_sim_data!C\"&(ROUNDDOWN((A973-1)/10,0)+11))","v":0},{"$f":"E973+F973","v":477},{"$f":"IF(appliances!$D$46=\"YES\",light_sim_data!B973,0)","v":0},{"$f":"SUM(H973:AN973)","v":477},null,0,178,109,136,1,2,2,1,9,0,0,0,5,0,3,3,0,2,15,1,3,2,1,2,0,1,1,0,0,0,0,0,0]
[963,"16:02:00",0,477,{"$f":"IF(appliances!$D$46=\"YES\",light_sim_data!B974,0)","v":0},477,null,0,178,109,136,1,2,2,1,9,0,0,0,5,0,3,3,0,2,15,1,3,2,1,2,0,1,1,0,0,0,0,0,0]
[964,"16:03:00",0,477,{"$f":"IF(appliances!$D$46=\"YES\",light_sim_data!B975,0)","v":0},477,null,0,178,109,136,1,2,2,1,9,0,0,0,5,0,3,3,0,2,15,1,3,2,1,2,0,1,1,0,0,0,0,0,0]
[965,"16:04:00",0,477,{"$f":"IF(appliances!$D$46=\"YES\",light_sim_data!B976,0)","v":0},477,null,0,178,109,136,1,2,2,1,9,0,0,0,5,0,3,3,0,2,15,1,3,2,1,2,0,1,1,0,0,0,0,0,0]
[966,"16:05:00",0,477,{"$f":"IF(appliances!$D$46=\"YES\",light_sim_data!B977,0)","v":0},477,null,0,178,109,136,1,2,2,1,9,0,0,0,5,0,3,3,0,2,15,1,3,2,1,2,0,1,1,0,0,0,0,0,0]
[967,"16:06:00",0,477,{"$f":"IF(appliances!$D$46=\"YES\",light_sim_data!B978,0)","v":0},477,null,0,178,109,136,1,2,2,1,9,0,0,0,5,0,3,3,0,2,15,1,3,2,1,2,0,1,1,0,0,0,0,0,0]
[968,"16:07:00",0,477,{"$f":"IF(appliances!$D$46=\"YES\",light_sim_data!B979,0)","v":0},477,null,0,178,109,136,1,2,2,1,9,0,0,0,5,0,3,3,0,2,15,1,3,2,1,2,0,1,1,0,0,0,0,0,0]
[969,"16:08:00",0,477,{"$f":"IF(appliances!$D$46=\"YES\",light_sim_data!B980,0)","v":0},477,null,0,178,109,136,1,2,2,1,9,0,0,0,5,0,3,3,0,2,15,1,3,2,1,2,0,1,1,0,0,0,0,0,0]
[970,"16:09:00",0,477,{"$f":"IF(appliances!$D$46=\"YES\",light_sim_data!B981,0)","v":0},477,null,0,178,109,136,1,2,2,1,9,0,0,0,5,0,3,3,0,2,15,1,3,2,1,2,0,1,1,0,0,0,0,0,0]
[971,"16:10:00",0,477,{"$f":"IF(appliances!$D$46=\"YES\",light_sim_data!B982,0)","v":0},477,null,0,178,109,136,1,2,2,1,9,0,0,0,5,0,3,3,0,2,15,1,3,2,1,2,0,1,1,0,0,0,0,0,0]
[972,"16:11:00",0,477,{"$f":"IF(appliances!$D$46=\"YES\",light_sim_data!B983,0)","v":0},477,null,0,178,109,136,1,2,2,1,9,0,0,0,5,0,3,3,0,2,15,1,3,2,1,2,0,1,1,0,0,0,0,0,0]
[973,"16:12:00",0,477,{"$f":"IF(appliances!$D$46=\"YES\",light_sim_data!B984,0)","v":0},477,null,0,178,109,136,1,2,2,1,9,0,0,0,5,0,3,3,0,2,15,1,3,2,1,2,0,1,1,0,0,0,0,0,0]
[974,"16:13:00",0,477,{"$f":"IF(appliances!$D$46=\"YES\",light_sim_data!B985,0)","v":0},477,null,0,178,109,136,1,2,2,1,9,0,0,0,5,0,3,3,0,2,15,1,3,2,1,2,0,1,1,0,0,0,0,0,0]
[975,"16:14:00",0,477,{"$f":"IF(appliances!$D$46=\"YES\",light_sim_data!B986,0)","v":0},477,null,0,178,109,136,1,2,2,1,9,0,0,0,5,0,3,3,0,2,15,1,3,2,1,2,0,1,1,0,0,0,0,0,0]
[976,"16:15:00",0,477,{"$f":"IF(appliances!$D$46=\"YES\",light_sim_data!B987,0)","v":0},477,null,0,178,109,136,1,2,2,1,9,0,0,0,5,0,3,3,0,2,15,1,3,2,1,2,0,1,1,0,0,0,0,0,0]
[977,"16:16:00",0,341,{"$f":"IF(appliances!$D$46=\"YES\",light_sim_data!B988,0)","v":0},341,null,0,178,109,0,1,2,2,1,9,0,0,0,5,0,3,3,0,2,15,1,3,2,1,2,0,1,1,0,0,0,0,0,0]
[978,"16:17:00",0,163,{"$f":"IF(appliances!$D$46=\"YES\",light_sim_data!B989,0)","v":0},163,null,0,0,109,0,1,2,2,1,9,0,0,0,5,0,3,3,0,2,15,1,3,2,1,2,0,1,1,0,0,0,0,0,0]
[979,"16:18:00",0,54,{"$f":"IF(appliances!$D$46=\"YES\",light_sim_data!B990,0)","v":0},54,null,0,0,0,0,1,2,2,1,9,0,0,0,5,0,3,3,0,2,15,1,3,2,1,2,0,1,1,0,0,0,0,0,0]
[980,"16:19:00",0,54,{"$f":"IF(appliances!$D$46=\"YES\",light_sim_data!B991,0)","v":0},54,null,0,0,0,0,1,2,2,1,9,0,0,0,5,0,3,3,0,2,15,1,3,2,1,2,0,1,1,0,0,0,0,0,0]
[981,"16:20:00",0,54,{"$f":"IF(appliances!$D$46=\"YES\",light_sim_data!B992,0)","v":0},54,null,0,0,0,0,1,2,2,1,9,0,0,0,5,0,3,3,0,2,15,1,3,2,1,2,0,1,1,0,0,0,0,0,0]
[982,"16:21:00",0,54,{"$f":"IF(appliances!$D$46=\"YES\",light_sim_data!B993,0)","v":0},54,null,0,0,0,0,1,2,2,1,9,0,0,0,5,0,3,3,0,2,15,1,3,2,1,2,0,1,1,0,0,0,0,0,0]
[983,"16:22:00",0,54,{"$f":"IF(appliances!$D$46=\"YES\",light_sim_data!B994,0)","v":0},54,null,0,0,0,0,1,2,2,1,9,0,0,0,5,0,3,3,0,2,15,1,3,2,1,2,0,1,1,0,0,0,0,0,0]
[984,"16:23:00",0,54,{"$f":"IF(appliances!$D$46=\"YES\",light_sim_data!B995,0)","v":0},54,null,0,0,0,0,1,2,2,1,9,0,0,0,5,0,3,3,0,2,15,1,3,2,1,2,0,1,1,0,0,0,0,0,0]
[985,"16:24:00",0,54,{"$f":"IF(appliances!$D$46=\"YES\",light_sim_data!B996,0)","v":0},54,null,0,0,0,0,1,2,2,1,9,0,0,0,5,0,3,3,0,2,15,1,3,2,1,2,0,1,1,0,0,0,0,0,0]
[986,"16:25:00",0,54,{"$f":"IF(appliances!$D$46=\"YES\",light_sim_data!B997,0)","v":0},54,null,0,0,0,0,1,2,2,1,9,0,0,0,5,0,3,3,0,2,15,1,3,2,1,2,0,1,1,0,0,0,0,0,0]
[987,"16:26:00",0,54,{"$f":"IF(appliances!$D$46=\"YES\",light_sim_data!B998,0)","v":0},54,null,0,0,0,0,1,2,2,1,9,0,0,0,5,0,3,3,0,2,15,1,3,2,1,2,0,1,1,0,0,0,0,0,0]
[988,"16:27:00",0,54,{"$f":"IF(appliances!$D$46=\"YES\",light_sim_data!B999,0)","v":0},54,null,0,0,0,0,1,2,2,1,9,0,0,0,5,0,3,3,0,2,15,1,3,2,1,2,0,1,1,0,0,0,0,0,0]
[989,"16:28:00",0,54,{"$f":"IF(appliances!$D$46=\"YES\",light_sim_data!B1000,0)","v":0},54,null,0,0,0,0,1,2,2,1,9,0,0,0,5,0,3,3,0,2,15,1,3,2,1,2,0,1,1,0,0,0,0,0,0]
[990,"16:29:00",0,54,{"$f":"IF(appliances!$D$46=\"YES\",light_sim_data!B1001,0)","v":0},54,null,0,0,0,0,1,2,2,1,9,0,0,0,5,0,3,3,0,2,15,1,3,2,1,2,0,1,1,0,0,0,0,0,0]
[991,"16:30:00",0,54,{"$f":"IF(appliances!$D$46=\"YES\",light_sim_data!B1002,0)","v":0},54,null,0,0,0,0,1,2,2,1,9,0,0,0,5,0,3,3,0,2,15,1,3,2,1,2,0,1,1,0,0,0,0,0,0]
[992,"16:31:00",0,54,{"$f":"IF(appliances!$D$46=\"YES\",light_sim_data!B1003,0)","v":0},54,null,0,0,0,0,1,2,2,1,9,0,0,0,5,0,3,3,0,2,15,1,3,2,1,2,0,1,1,0,0,0,0,0,0]
[993,"16:32:00",0,54,{"$f":"IF(appliances!$D$46=\"YES\",light_sim_data!B1004,0)","v":0},54,null,0,0,0,0,1,2,2,1,9,0,0,0,5,0,3,3,0,2,15,1,3,2,1,2,0,1,1,0,0,0,0,0,0]
[994,"16:33:00",0,54,{"$f":"IF(appliances!$D$46=\"YES\",light_sim_data!B1005,0)","v":0},54,null,0,0,0,0,1,2,2,1,9,0,0,0,5,0,3,3,0,2,15,1,3,2,1,2,0,1,1,0,0,0,0,0,0]
[995,"16:34:00",0,54,{"$f":"IF(appliances!$D$46=\"YES\",light_sim_data!B1006,0)","v":0},54,null,0,0,0,0,1,2,2,1,9,0,0,0,5,0,3,3,0,2,15,1,3,2,1,2,0,1,1,0,0,0,0,0,0]
[996,"16:35:00",0,54,{"$f":"IF(appliances!$D$46=\"YES\",light_sim_data!B1007,0)","v":0},54,null,0,0,0,0,1,2,2,1,9,0,0,0,5,0,3,3,0,2,15,1,3,2,1,2,0,1,1,0,0,0,0,0,0]
[997,"16:36:00",0,54,{"$f":"IF(appliances!$D$46=\"YES\",light_sim_data!B1008,0)","v":0},54,null,0,0,0,0,1,2,2,1,9,0,0,0,5,0,3,3,0,2,15,1,3,2,1,2,0,1,1,0,0,0,0,0,0]
[998,"16:37:00",0,54,{"$f":"IF(appliances!$D$46=\"YES\",light_sim_data!B1009,0)","v":0},54,null,0,0,0,0,1,2,2,1,9,0,0,0,5,0,3,3,0,2,15,1,3,2,1,2,0,1,1,0,0,0,0,0,0]
[999,"16:38:00",0,54,{"$f":"IF(appliances!$D$46=\"YES\",light_sim_data!B1010,0)","v":0},54,null,0,0,0,0,1,2,2,1,9,0,0,0,5,0,3,3,0,2,15,1,3,2,1,2,0,1,1,0,0,0,0,0,0]
[1000,"16:39:00",0,54,{"$f":"IF(appliances!$D$46=\"YES\",light_sim_data!B1011,0)","v":0},54,null,0,0,0,0,1,2,2,1,9,0,0,0,5,0,3,3,0,2,15,1,3,2,1,2,0,1,1,0,0,0,0,0,0]
[1001,"16:40:00",1,245,{"$f":"IF(appliances!$D$46=\"YES\",light_sim_data!B1012,0)","v":0},245,null,0,0,0,0,1,17,2,1,9,0,0,0,148,0,3,3,0,35,15,1,3,2,1,2,0,1,1,0,0,0,0,0,0]
[1002,"16:41:00",1,245,{"$f":"IF(appliances!$D$46=\"YES\",light_sim_data!B1013,0)","v":0},245,null,0,0,0,0,1,17,2,1,9,0,0,0,148,0,3,3,0,35,15,1,3,2,1,2,0,1,1,0,0,0,0,0,0]
[1003,"16:42:00",1,245,{"$f":"IF(appliances!$D$46=\"YES\",light_sim_data!B1014,0)","v":0},245,null,0,0,0,0,1,17,2,1,9,0,0,0,148,0,3,3,0,35,15,1,3,2,1,2,0,1,1,0,0,0,0,0,0]
[1004,"16:43:00",1,245,{"$f":"IF(appliances!$D$46=\"YES\",light_sim_data!B1015,0)","v":0},245,null,0,0,0,0,1,17,2,1,9,0,0,0,148,0,3,3,0,35,15,1,3,2,1,2,0,1,1,0,0,0,0,0,0]
[1005,"16:44:00",1,245,{"$f":"IF(appliances!$D$46=\"YES\",light_sim_data!B1016,0)","v":0},245,null,0,0,0,0,1,17,2,1,9,0,0,0,148,0,3,3,0,35,15,1,3,2,1,2,0,1,1,0,0,0,0,0,0]
[1006,"16:45:00",1,245,{"$f":"IF(appliances!$D$46=\"YES\",light_sim_data!B1017,0)","v":0},245,null,0,0,0,0,1,17,2,1,9,0,0,0,148,0,3,3,0,35,15,1,3,2,1,2,0,1,1,0,0,0,0,0,0]
[1007,"16:46:00",1,245,{"$f":"IF(appliances!$D$46=\"YES\",light_sim_data!B1018,0)","v":0},245,null,0,0,0,0,1,17,2,1,9,0,0,0,148,0,3,3,0,35,15,1,3,2,1,2,0,1,1,0,0,0,0,0,0]
[1008,"16:47:00",1,245,{"$f":"IF(appliances!$D$46=\"YES\",light_sim_data!B1019,0)","v":0},245,null,0,0,0,0,1,17,2,1,9,0,0,0,148,0,3,3,0,35,15,1,3,2,1,2,0,1,1,0,0,0,0,0,0]
[1009,"16:48:00",1,245,{"$f":"IF(appliances!$D$46=\"YES\",light_sim_data!B1020,0)","v":0},245,null,0,0,0,0,1,17,2,1,9,0,0,0,148,0,3,3,0,35,15,1,3,2,1,2,0,1,1,0,0,0,0,0,0]
[1010,"16:49:00",1,245,{"$f":"IF(appliances!$D$46=\"YES\",light_sim_data!B1021,0)","v":0},245,null,0,0,0,0,1,17,2,1,9,0,0,0,148,0,3,3,0,35,15,1,3,2,1,2,0,1,1,0,0,0,0,0,0]
[1011,"16:50:00",1,245,{"$f":"IF(appliances!$D$46=\"YES\",light_sim_data!B1022,0)","v":0},245,null,0,0,0,0,1,17,2,1,9,0,0,0,148,0,3,3,0,35,15,1,3,2,1,2,0,1,1,0,0,0,0,0,0]
[1012,"16:51:00",1,245,{"$f":"IF(appliances!$D$46=\"YES\",light_sim_data!B1023,0)","v":0},245,null,0,0,0,0,1,17,2,1,9,0,0,0,148,0,3,3,0,35,15,1,3,2,1,2,0,1,1,0,0,0,0,0,0]
[1013,"16:52:00",1,245,{"$f":"IF(appliances!$D$46=\"YES\",light_sim_data!B1024,0)","v":0},245,null,0,0,0,0,1,17,2,1,9,0,0,0,148,0,3,3,0,35,15,1,3,2,1,2,0,1,1,0,0,0,0,0,0]
[1014,"16:53:00",1,245,{"$f":"IF(appliances!$D$46=\"YES\",light_sim_data!B1025,0)","v":0},245,null,0,0,0,0,1,17,2,1,9,0,0,0,148,0,3,3,0,35,15,1,3,2,1,2,0,1,1,0,0,0,0,0,0]
[1015,"16:54:00",1,245,{"$f":"IF(appliances!$D$46=\"YES\",light_sim_data!B1026,0)","v":0},245,null,0,0,0,0,1,17,2,1,9,0,0,0,148,0,3,3,0,35,15,1,3,2,1,2,0,1,1,0,0,0,0,0,0]
[1016,"16:55:00",1,245,{"$f":"IF(appliances!$D$46=\"YES\",light_sim_data!B1027,0)","v":0},245,null,0,0,0,0,1,17,2,1,9,0,0,0,148,0,3,3,0,35,15,1,3,2,1,2,0,1,1,0,0,0,0,0,0]
[1017,"16:56:00",1,230,{"$f":"IF(appliances!$D$46=\"YES\",light_sim_data!B1028,0)","v":0},230,null,0,0,0,0,1,2,2,1,9,0,0,0,148,0,3,3,0,35,15,1,3,2,1,2,0,1,1,0,0,0,0,0,0]
[1018,"16:57:00",1,230,{"$f":"IF(appliances!$D$46=\"YES\",light_sim_data!B1029,0)","v":0},230,null,0,0,0,0,1,2,2,1,9,0,0,0,148,0,3,3,0,35,15,1,3,2,1,2,0,1,1,0,0,0,0,0,0]
[1019,"16:58:00",1,230,{"$f":"IF(appliances!$D$46=\"YES\",light_sim_data!B1030,0)","v":0},230,null,0,0,0,0,1,2,2,1,9,0,0,0,148,0,3,3,0,35,15,1,3,2,1,2,0,1,1,0,0,0,0,0,0]
[1020,"16:59:00",1,230,{"$f":"IF(appliances!$D$46=\"YES\",light_sim_data!B1031,0)","v":0},230,null,0,0,0,0,1,2,2,1,9,0,0,0,148,0,3,3,0,35,15,1,3,2,1,2,0,1,1,0,0,0,0,0,0]
[1021,"17:00:00",1,245,{"$f":"IF(appliances!$D$46=\"YES\",light_sim_data!B1032,0)","v":0},245,null,0,0,0,0,1,17,2,1,9,0,0,0,148,0,3,3,0,35,15,1,3,2,1,2,0,1,1,0,0,0,0,0,0]
[1022,"17:01:00",1,245,{"$f":"IF(appliances!$D$46=\"YES\",light_sim_data!B1033,0)","v":0},245,null,0,0,0,0,1,17,2,1,9,0,0,0,148,0,3,3,0,35,15,1,3,2,1,2,0,1,1,0,0,0,0,0,0]
[1023,"17:02:00",1,245,{"$f":"IF(appliances!$D$46=\"YES\",light_sim_data!B1034,0)","v":0},245,null,0,0,0,0,1,17,2,1,9,0,0,0,148,0,3,3,0,35,15,1,3,2,1,2,0,1,1,0,0,0,0,0,0]
[1024,"17:03:00",1,245,{"$f":"IF(appliances!$D$46=\"YES\",light_sim_data!B1035,0)","v":0},245,null,0,0,0,0,1,17,2,1,9,0,0,0,148,0,3,3,0,35,15,1,3,2,1,2,0,1,1,0,0,0,0,0,0]
[1025,"17:04:00",1,245,{"$f":"IF(appliances!$D$46=\"YES\",light_sim_data!B1036,0)","v":0},245,null,0,0,0,0,1,17,2,1,9,0,0,0,148,0,3,3,0,35,15,1,3,2,1,2,0,1,1,0,0,0,0,0,0]
[1026,"17:05:00",{"$f":"INDIRECT(\"occ_sim_data!C\"&(ROUNDDOWN((A1037-1)/10,0)+11))","v":1},{"$f":"E1037+F1037","v":285},{"$f":"IF(appliances!$D$46=\"YES\",light_sim_data!B1037,0)","v":40},{"$f":"SUM(H1037:AN1037)","v":245},null,0,0,0,0,1,17,2,1,9,0,0,0,148,0,3,3,0,35,15,1,3,2,1,2,0,1,1,0,0,0,0,0,0]
[1027,"17:06:00",1,285,{"$f":"IF(appliances!$D$46=\"YES\",light_sim_data!B1038,0)","v":40},245,null,0,0,0,0,1,17,2,1,9,0,0,0,148,0,3,3,0,35,15,1,3,2,1,2,0,1,1,0,0,0,0,0,0]
[1028,"17:07:00",1,285,{"$f":"IF(appliances!$D$46=\"YES\",light_sim_data!B1039,0)","v":40},245,null,0,0,0,0,1,17,2,1,9,0,0,0,148,0,3,3,0,35,15,1,3,2,1,2,0,1,1,0,0,0,0,0,0]
[1029,"17:08:00",1,285,{"$f":"IF(appliances!$D$46=\"YES\",light_sim_data!B1040,0)","v":40},245,null,0,0,0,0,1,17,2,1,9,0,0,0,148,0,3,3,0,35,15,1,3,2,1,2,0,1,1,0,0,0,0,0,0]
[1030,"17:09:00",1,285,{"$f":"IF(appliances!$D$46=\"YES\",light_sim_data!B1041,0)","v":40},245,null,0,0,0,0,1,17,2,1,9,0,0,0,148,0,3,3,0,35,15,1,3,2,1,2,0,1,1,0,0,0,0,0,0]
[1031,"17:10:00",2,285,{"$f":"IF(appliances!$D$46=\"YES\",light_sim_data!B1042,0)","v":40},245,null,0,0,0,0,1,17,2,1,9,0,0,0,148,0,3,3,0,35,15,1,3,2,1,2,0,1,1,0,0,0,0,0,0]
[1032,"17:11:00",2,285,{"$f":"IF(appliances!$D$46=\"YES\",light_sim_data!B1043,0)","v":40},245,null,0,0,0,0,1,17,2,1,9,0,0,0,148,0,3,3,0,35,15,1,3,2,1,2,0,1,1,0,0,0,0,0,0]
[1033,"17:12:00",2,421,{"$f":"IF(appliances!$D$46=\"YES\",light_sim_data!B1044,0)","v":40},381,null,0,0,0,136,1,17,2,1,9,0,0,0,148,0,3,3,0,35,15,1,3,2,1,2,0,1,1,0,0,0,0,0,0]
[1034,"17:13:00",2,421,{"$f":"IF(appliances!$D$46=\"YES\",light_sim_data!B1045,0)","v":40},381,null,0,0,0,136,1,17,2,1,9,0,0,0,148,0,3,3,0,35,15,1,3,2,1,2,0,1,1,0,0,0,0,0,0]
[1035,"17:14:00",2,421,{"$f":"IF(appliances!$D$46=\"YES\",light_sim_data!B1046,0)","v":40},381,null,0,0,0,136,1,17,2,1,9,0,0,0,148,0,3,3,0,35,15,1,3,2,1,2,0,1,1,0,0,0,0,0,0]
[1036,"17:15:00",2,421,{"$f":"IF(appliances!$D$46=\"YES\",light_sim_data!B1047,0)","v":40},381,null,0,0,0,136,1,17,2,1,9,0,0,0,148,0,3,3,0,35,15,1,3,2,1,2,0,1,1,0,0,0,0,0,0]
[1037,"17:16:00",2,381,{"$f":"IF(appliances!$D$46=\"YES\",light_sim_data!B1048,0)","v":0},381,null,0,0,0,136,1,17,2,1,9,0,0,0,148,0,3,3,0,35,15,1,3,2,1,2,0,1,1,0,0,0,0,0,0]
[1038,"17:17:00",2,490,{"$f":"IF(appliances!$D$46=\"YES\",light_sim_data!B1049,0)","v":0},490,null,0,0,0,136,1,17,2,1,9,0,0,0,148,0,112,3,0,35,15,1,3,2,1,2,0,1,1,0,0,0,0,0,0]
[1039,"17:18:00",2,490,{"$f":"IF(appliances!$D$46=\"YES\",light_sim_data!B1050,0)","v":0},490,null,0,0,0,136,1,17,2,1,9,0,0,0,148,0,112,3,0,35,15,1,3,2,1,2,0,1,1,0,0,0,0,0,0]
[1040,"17:19:00",2,490,{"$f":"IF(appliances!$D$46=\"YES\",light_sim_data!B1051,0)","v":0},490,null,0,0,0,136,1,17,2,1,9,0,0,0,148,0,112,3,0,35,15,1,3,2,1,2,0,1,1,0,0,0,0,0,0]
[1041,"17:20:00",2,490,{"$f":"IF(appliances!$D$46=\"YES\",light_sim_data!B1052,0)","v":0},490,null,0,0,0,136,1,17,2,1,9,0,0,0,148,0,112,3,0,35,15,1,3,2,1,2,0,1,1,0,0,0,0,0,0]
[1042,"17:21:00",2,782,{"$f":"IF(appliances!$D$46=\"YES\",light_sim_data!B1053,0)","v":0},782,null,0,178,0,136,1,17,2,1,9,0,0,0,148,0,112,117,0,35,15,1,3,2,1,2,0,1,1,0,0,0,0,0,0]
[1043,"17:22:00",2,782,{"$f":"IF(appliances!$D$46=\"YES\",light_sim_data!B1054,0)","v":0},782,null,0,178,0,136,1,17,2,1,9,0,0,0,148,0,112,117,0,35,15,1,3,2,1,2,0,1,1,0,0,0,0,0,0]
[1044,"17:23:00",2,782,{"$f":"IF(appliances!$D$46=\"YES\",light_sim_data!B1055,0)","v":0},782,null,0,178,0,136,1,17,2,1,9,0,0,0,148,0,112,117,0,35,15,1,3,2,1,2,0,1,1,0,0,0,0,0,0]
[1045,"17:24:00",2,782,{"$f":"IF(appliances!$D$46=\"YES\",light_sim_data!B1056,0)","v":0},782,null,0,178,0,136,1,17,2,1,9,0,0,0,148,0,112,117,0,35,15,1,3,2,1,2,0,1,1,0,0,0,0,0,0]
[1046,"17:25:00",2,782,{"$f":"IF(appliances!$D$46=\"YES\",light_sim_data!B1057,0)","v":0},782,null,0,178,0,136,1,17,2,1,9,0,0,0,148,0,112,117,0,35,15,1,3,2,1,2,0,1,1,0,0,0,0,0,0]
[1047,"17:26:00",2,782,{"$f":"IF(appliances!$D$46=\"YES\",light_sim_data!B1058,0)","v":0},782,null,0,178,0,136,1,17,2,1,9,0,0,0,148,0,112,117,0,35,15,1,3,2,1,2,0,1,1,0,0,0,0,0,0]
[1048,"17:27:00",2,782,{"$f":"IF(appliances!$D$46=\"YES\",light_sim_data!B1059,0)","v":0},782,null,0,178,0,136,1,17,2,1,9,0,0,0,148,0,112,117,0,35,15,1,3,2,1,2,0,1,1,0,0,0,0,0,0]
[1049,"17:28:00",2,782,{"$f":"IF(appliances!$D$46=\"YES\",light_sim_data!B1060,0)","v":0},782,null,0,178,0,136,1,17,2,1,9,0,0,0,148,0,112,117,0,35,15,1,3,2,1,2,0,1,1,0,0,0,0,0,0]
[1050,"17:29:00",2,782,{"$f":"IF(appliances!$D$46=\"YES\",light_sim_data!B1061,0)","v":0},782,null,0,178,0,136,1,17,2,1,9,0,0,0,148,0,112,117,0,35,15,1,3,2,1,2,0,1,1,0,0,0,0,0,0]
[1051,"17:30:00",2,782,{"$f":"IF(appliances!$D$46=\"YES\",light_sim_data!B1062,0)","v":0},782,null,0,178,0,136,1,17,2,1,9,0,0,0,148,0,112,117,0,35,15,1,3,2,1,2,0,1,1,0,0,0,0,0,0]
[1052,"17:31:00",2,782,{"$f":"IF(appliances!$D$46=\"YES\",light_sim_data!B1063,0)","v":0},782,null,0,178,0,136,1,17,2,1,9,0,0,0,148,0,112,117,0,35,15,1,3,2,1,2,0,1,1,0,0,0,0,0,0]
[1053,"17:32:00",2,646,{"$f":"IF(appliances!$D$46=\"YES\",light_sim_data!B1064,0)","v":0},646,null,0,178,0,0,1,17,2,1,9,0,0,0,148,0,112,117,0,35,15,1,3,2,1,2,0,1,1,0,0,0,0,0,0]
[1054,"17:33:00",2,646,{"$f":"IF(appliances!$D$46=\"YES\",light_sim_data!B1065,0)","v":0},646,null,0,178,0,0,1,17,2,1,9,0,0,0,148,0,112,117,0,35,15,1,3,2,1,2,0,1,1,0,0,0,0,0,0]
[1055,"17:34:00",2,646,{"$f":"IF(appliances!$D$46=\"YES\",light_sim_data!B1066,0)","v":0},646,null,0,178,0,0,1,17,2,1,9,0,0,0,148,0,112,117,0,35,15,1,3,2,1,2,0,1,1,0,0,0,0,0,0]
[1056,"17:35:00",2,646,{"$f":"IF(appliances!$D$46=\"YES\",light_sim_data!B1067,0)","v":0},646,null,0,178,0,0,1,17,2,1,9,0,0,0,148,0,112,117,0,35,15,1,3,2,1,2,0,1,1,0,0,0,0,0,0]
[1057,"17:36:00",2,646,{"$f":"IF(appliances!$D$46=\"YES\",light_sim_data!B1068,0)","v":0},646,null,0,178,0,0,1,17,2,1,9,0,0,0,148,0,112,117,0,35,15,1,3,2,1,2,0,1,1,0,0,0,0,0,0]
[1058,"17:37:00",2,613,{"$f":"IF(appliances!$D$46=\"YES\",light_sim_data!B1069,0)","v":0},613,null,0,178,0,0,1,17,2,1,9,0,0,0,148,0,112,117,0,2,15,1,3,2,1,2,0,1,1,0,0,0,0,0,0]
[1059,"17:38:00",2,613,{"$f":"IF(appliances!$D$46=\"YES\",light_sim_data!B1070,0)","v":0},613,null,0,178,0,0,1,17,2,1,9,0,0,0,148,0,112,117,0,2,15,1,3,2,1,2,0,1,1,0,0,0,0,0,0]
[1060,"17:39:00",2,613,{"$f":"IF(appliances!$D$46=\"YES\",light_sim_data!B1071,0)","v":0},613,null,0,178,0,0,1,17,2,1,9,0,0,0,148,0,112,117,0,2,15,1,3,2,1,2,0,1,1,0,0,0,0,0,0]
[1061,"17:40:00",2,613,{"$f":"IF(appliances!$D$46=\"YES\",light_sim_data!B1072,0)","v":0},613,null,0,178,0,0,1,17,2,1,9,0,0,0,148,0,112,117,0,2,15,1,3,2,1,2,0,1,1,0,0,0,0,0,0]
[1062,"17:41:00",2,613,{"$f":"IF(appliances!$D$46=\"YES\",light_sim_data!B1073,0)","v":0},613,null,0,178,0,0,1,17,2,1,9,0,0,0,148,0,112,117,0,2,15,1,3,2,1,2,0,1,1,0,0,0,0,0,0]
[1063,"17:42:00",2,613,{"$f":"IF(appliances!$D$46=\"YES\",light_sim_data!B1074,0)","v":0},613,null,0,178,0,0,1,17,2,1,9,0,0,0,148,0,112,117,0,2,15,1,3,2,1,2,0,1,1,0,0,0,0,0,0]
[1064,"17:43:00",2,435,{"$f":"IF(appliances!$D$46=\"YES\",light_sim_data!B1075,0)","v":0},435,null,0,0,0,0,1,17,2,1,9,0,0,0,148,0,112,117,0,2,15,1,3,2,1,2,0,1,1,0,0,0,0,0,0]
[1065,"17:44:00",2,435,{"$f":"IF(appliances!$D$46=\"YES\",light_sim_data!B1076,0)","v":0},435,null,0,0,0,0,1,17,2,1,9,0,0,0,148,0,112,117,0,2,15,1,3,2,1,2,0,1,1,0,0,0,0,0,0]
[1066,"17:45:00",2,292,{"$f":"IF(appliances!$D$46=\"YES\",light_sim_data!B1077,0)","v":0},292,null,0,0,0,0,1,17,2,1,9,0,0,0,5,0,112,117,0,2,15,1,3,2,1,2,0,1,1,0,0,0,0,0,0]
[1067,"17:46:00",2,292,{"$f":"IF(appliances!$D$46=\"YES\",light_sim_data!B1078,0)","v":0},292,null,0,0,0,0,1,17,2,1,9,0,0,0,5,0,112,117,0,2,15,1,3,2,1,2,0,1,1,0,0,0,0,0,0]
[1068,"17:47:00",2,183,{"$f":"IF(appliances!$D$46=\"YES\",light_sim_data!B1079,0)","v":0},183,null,0,0,0,0,1,17,2,1,9,0,0,0,5,0,3,117,0,2,15,1,3,2,1,2,0,1,1,0,0,0,0,0,0]
[1069,"17:48:00",2,183,{"$f":"IF(appliances!$D$46=\"YES\",light_sim_data!B1080,0)","v":0},183,null,0,0,0,0,1,17,2,1,9,0,0,0,5,0,3,117,0,2,15,1,3,2,1,2,0,1,1,0,0,0,0,0,0]
[1070,"17:49:00",2,183,{"$f":"IF(appliances!$D$46=\"YES\",light_sim_data!B1081,0)","v":0},183,null,0,0,0,0,1,17,2,1,9,0,0,0,5,0,3,117,0,2,15,1,3,2,1,2,0,1,1,0,0,0,0,0,0]
[1071,"17:50:00",2,183,{"$f":"IF(appliances!$D$46=\"YES\",light_sim_data!B1082,0)","v":0},183,null,0,0,0,0,1,17,2,1,9,0,0,0,5,0,3,117,0,2,15,1,3,2,1,2,0,1,1,0,0,0,0,0,0]
[1072,"17:51:00",2,183,{"$f":"IF(appliances!$D$46=\"YES\",light_sim_data!B1083,0)","v":0},183,null,0,0,0,0,1,17,2,1,9,0,0,0,5,0,3,117,0,2,15,1,3,2,1,2,0,1,1,0,0,0,0,0,0]
[1073,"17:52:00",2,183,{"$f":"IF(appliances!$D$46=\"YES\",light_sim_data!B1084,0)","v":0},183,null,0,0,0,0,1,17,2,1,9,0,0,0,5,0,3,117,0,2,15,1,3,2,1,2,0,1,1,0,0,0,0,0,0]
[1074,"17:53:00",2,183,{"$f":"IF(appliances!$D$46=\"YES\",light_sim_data!B1085,0)","v":0},183,null,0,0,0,0,1,17,2,1,9,0,0,0,5,0,3,117,0,2,15,1,3,2,1,2,0,1,1,0,0,0,0,0,0]
[1075,"17:54:00",2,183,{"$f":"IF(appliances!$D$46=\"YES\",light_sim_data!B1086,0)","v":0},183,null,0,0,0,0,1,17,2,1,9,0,0,0,5,0,3,117,0,2,15,1,3,2,1,2,0,1,1,0,0,0,0,0,0]
[1076,"17:55:00",2,183,{"$f":"IF(appliances!$D$46=\"YES\",light_sim_data!B1087,0)","v":0},183,null,0,0,0,0,1,17,2,1,9,0,0,0,5,0,3,117,0,2,15,1,3,2,1,2,0,1,1,0,0,0,0,0,0]
[1077,"17:56:00",2,183,{"$f":"IF(appliances!$D$46=\"YES\",light_sim_data!B1088,0)","v":0},183,null,0,0,0,0,1,17,2,1,9,0,0,0,5,0,3,117,0,2,15,1,3,2,1,2,0,1,1,0,0,0,0,0,0]
[1078,"17:57:00",2,183,{"$f":"IF(appliances!$D$46=\"YES\",light_sim_data!B1089,0)","v":0},183,null,0,0,0,0,1,17,2,1,9,0,0,0,5,0,3,117,0,2,15,1,3,2,1,2,0,1,1,0,0,0,0,0,0]
[1079,"17:58:00",2,183,{"$f":"IF(appliances!$D$46=\"YES\",light_sim_data!B1090,0)","v":0},183,null,0,0,0,0,1,17,2,1,9,0,0,0,5,0,3,117,0,2,15,1,3,2,1,2,0,1,1,0,0,0,0,0,0]
[1080,"17:59:00",2,183,{"$f":"IF(appliances!$D$46=\"YES\",light_sim_data!B1091,0)","v":0},183,null,0,0,0,0,1,17,2,1,9,0,0,0,5,0,3,117,0,2,15,1,3,2,1,2,0,1,1,0,0,0,0,0,0]
[1081,"18:00:00",2,168,{"$f":"IF(appliances!$D$46=\"YES\",light_sim_data!B1092,0)","v":0},168,null,0,0,0,0,1,2,2,1,9,0,0,0,5,0,3,117,0,2,15,1,3,2,1,2,0,1,1,0,0,0,0,0,0]
[1082,"18:01:00",2,168,{"$f":"IF(appliances!$D$46=\"YES\",light_sim_data!B1093,0)","v":0},168,null,0,0,0,0,1,2,2,1,9,0,0,0,5,0,3,117,0,2,15,1,3,2,1,2,0,1,1,0,0,0,0,0,0]
[1083,"18:02:00",2,2003,{"$f":"IF(appliances!$D$46=\"YES\",light_sim_data!B1094,0)","v":0},2003,null,0,0,0,0,1,2,2,1,9,0,0,0,5,0,3,117,0,2,15,1,1838,2,1,2,0,1,1,0,0,0,0,0,0]
[1084,"18:03:00",2,2003,{"$f":"IF(appliances!$D$46=\"YES\",light_sim_data!B1095,0)","v":0},2003,null,0,0,0,0,1,2,2,1,9,0,0,0,5,0,3,117,0,2,15,1,1838,2,1,2,0,1,1,0,0,0,0,0,0]
[1085,"18:04:00",2,2003,{"$f":"IF(appliances!$D$46=\"YES\",light_sim_data!B1096,0)","v":0},2003,null,0,0,0,0,1,2,2,1,9,0,0,0,5,0,3,117,0,2,15,1,1838,2,1,2,0,1,1,0,0,0,0,0,0]
[1086,"18:05:00",2,2003,{"$f":"IF(appliances!$D$46=\"YES\",light_sim_data!B1097,0)","v":0},2003,null,0,0,0,0,1,2,2,1,9,0,0,0,5,0,3,117,0,2,15,1,1838,2,1,2,0,1,1,0,0,0,0,0,0]
[1087,"18:06:00",2,2003,{"$f":"IF(appliances!$D$46=\"YES\",light_sim_data!B1098,0)","v":0},2003,null,0,0,0,0,1,2,2,1,9,0,0,0,5,0,3,117,0,2,15,1,1838,2,1,2,0,1,1,0,0,0,0,0,0]
[1088,"18:07:00",2,2003,{"$f":"IF(appliances!$D$46=\"YES\",light_sim_data!B1099,0)","v":0},2003,null,0,0,0,0,1,2,2,1,9,0,0,0,5,0,3,117,0,2,15,1,1838,2,1,2,0,1,1,0,0,0,0,0,0]
[1089,"18:08:00",2,2003,{"$f":"IF(appliances!$D$46=\"YES\",light_sim_data!B1100,0)","v":0},2003,null,0,0,0,0,1,2,2,1,9,0,0,0,5,0,3,117,0,2,15,1,1838,2,1,2,0,1,1,0,0,0,0,0,0]
[1090,"18:09:00",{"$f":"INDIRECT(\"occ_sim_data!C\"&(ROUNDDOWN((A1101-1)/10,0)+11))","v":2},{"$f":"E1101+F1101","v":2003},{"$f":"IF(appliances!$D$46=\"YES\",light_sim_data!B1101,0)","v":0},{"$f":"SUM(H1101:AN1101)","v":2003},null,0,0,0,0,1,2,2,1,9,0,0,0,5,0,3,117,0,2,15,1,1838,2,1,2,0,1,1,0,0,0,0,0,0]
[1091,"18:10:00",2,2003,{"$f":"IF(appliances!$D$46=\"YES\",light_sim_data!B1102,0)","v":0},2003,null,0,0,0,0,1,2,2,1,9,0,0,0,5,0,3,117,0,2,15,1,1838,2,1,2,0,1,1,0,0,0,0,0,0]
[1092,"18:11:00",2,2003,{"$f":"IF(appliances!$D$46=\"YES\",light_sim_data!B1103,0)","v":0},2003,null,0,0,0,0,1,2,2,1,9,0,0,0,5,0,3,117,0,2,15,1,1838,2,1,2,0,1,1,0,0,0,0,0,0]
[1093,"18:12:00",2,2003,{"$f":"IF(appliances!$D$46=\"YES\",light_sim_data!B1104,0)","v":0},2003,null,0,0,0,0,1,2,2,1,9,0,0,0,5,0,3,117,0,2,15,1,1838,2,1,2,0,1,1,0,0,0,0,0,0]
[1094,"18:13:00",2,2003,{"$f":"IF(appliances!$D$46=\"YES\",light_sim_data!B1105,0)","v":0},2003,null,0,0,0,0,1,2,2,1,9,0,0,0,5,0,3,117,0,2,15,1,1838,2,1,2,0,1,1,0,0,0,0,0,0]
[1095,"18:14:00",2,2003,{"$f":"IF(appliances!$D$46=\"YES\",light_sim_data!B1106,0)","v":0},2003,null,0,0,0,0,1,2,2,1,9,0,0,0,5,0,3,117,0,2,15,1,1838,2,1,2,0,1,1,0,0,0,0,0,0]
[1096,"18:15:00",2,2003,{"$f":"IF(appliances!$D$46=\"YES\",light_sim_data!B1107,0)","v":0},2003,null,0,0,0,0,1,2,2,1,9,0,0,0,5,0,3,117,0,2,15,1,1838,2,1,2,0,1,1,0,0,0,0,0,0]
[1097,"18:16:00",2,2103,{"$f":"IF(appliances!$D$46=\"YES\",light_sim_data!B1108,0)","v":100},2003,null,0,0,0,0,1,2,2,1,9,0,0,0,5,0,3,117,0,2,15,1,1838,2,1,2,0,1,1,0,0,0,0,0,0]
[1098,"18:17:00",2,2103,{"$f":"IF(appliances!$D$46=\"YES\",light_sim_data!B1109,0)","v":100},2003,null,0,0,0,0,1,2,2,1,9,0,0,0,5,0,3,117,0,2,15,1,1838,2,1,2,0,1,1,0,0,0,0,0,0]
[1099,"18:18:00",2,2103,{"$f":"IF(appliances!$D$46=\"YES\",light_sim_data!B1110,0)","v":100},2003,null,0,0,0,0,1,2,2,1,9,0,0,0,5,0,3,117,0,2,15,1,1838,2,1,2,0,1,1,0,0,0,0,0,0]
[1100,"18:19:00",2,2103,{"$f":"IF(appliances!$D$46=\"YES\",light_sim_data!B1111,0)","v":100},2003,null,0,0,0,0,1,2,2,1,9,0,0,0,5,0,3,117,0,2,15,1,1838,2,1,2,0,1,1,0,0,0,0,0,0]
[1101,"18:20:00",2,2103,{"$f":"IF(appliances!$D$46=\"YES\",light_sim_data!B1112,0)","v":100},2003,null,0,0,0,0,1,2,2,1,9,0,0,0,5,0,3,117,0,2,15,1,1838,2,1,2,0,1,1,0,0,0,0,0,0]
[1102,"18:21:00",2,2103,{"$f":"IF(appliances!$D$46=\"YES\",light_sim_data!B1113,0)","v":100},2003,null,0,0,0,0,1,2,2,1,9,0,0,0,5,0,3,117,0,2,15,1,1838,2,1,2,0,1,1,0,0,0,0,0,0]
[1103,"18:22:00",2,2103,{"$f":"IF(appliances!$D$46=\"YES\",light_sim_data!B1114,0)","v":100},2003,null,0,0,0,0,1,2,2,1,9,0,0,0,5,0,3,117,0,2,15,1,1838,2,1,2,0,1,1,0,0,0,0,0,0]
[1104,"18:23:00",2,2103,{"$f":"IF(appliances!$D$46=\"YES\",light_sim_data!B1115,0)","v":100},2003,null,0,0,0,0,1,2,2,1,9,0,0,0,5,0,3,117,0,2,15,1,1838,2,1,2,0,1,1,0,0,0,0,0,0]
[1105,"18:24:00",2,2103,{"$f":"IF(appliances!$D$46=\"YES\",light_sim_data!B1116,0)","v":100},2003,null,0,0,0,0,1,2,2,1,9,0,0,0,5,0,3,117,0,2,15,1,1838,2,1,2,0,1,1,0,0,0,0,0,0]
[1106,"18:25:00",2,2103,{"$f":"IF(appliances!$D$46=\"YES\",light_sim_data!B1117,0)","v":100},2003,null,0,0,0,0,1,2,2,1,9,0,0,0,5,0,3,117,0,2,15,1,1838,2,1,2,0,1,1,0,0,0,0,0,0]
[1107,"18:26:00",2,2103,{"$f":"IF(appliances!$D$46=\"YES\",light_sim_data!B1118,0)","v":100},2003,null,0,0,0,0,1,2,2,1,9,0,0,0,5,0,3,117,0,2,15,1,1838,2,1,2,0,1,1,0,0,0,0,0,0]
[1108,"18:27:00",2,2114,{"$f":"IF(appliances!$D$46=\"YES\",light_sim_data!B1119,0)","v":100},2014,null,0,0,0,0,1,2,2,1,9,0,0,0,5,0,3,117,0,2,26,1,1838,2,1,2,0,1,1,0,0,0,0,0,0]
[1109,"18:28:00",2,2292,{"$f":"IF(appliances!$D$46=\"YES\",light_sim_data!B1120,0)","v":100},2192,null,0,178,0,0,1,2,2,1,9,0,0,0,5,0,3,117,0,2,26,1,1838,2,1,2,0,1,1,0,0,0,0,0,0]
[1110,"18:29:00",2,457,{"$f":"IF(appliances!$D$46=\"YES\",light_sim_data!B1121,0)","v":100},357,null,0,178,0,0,1,2,2,1,9,0,0,0,5,0,3,117,0,2,26,1,3,2,1,2,0,1,1,0,0,0,0,0,0]
[1111,"18:30:00",2,457,{"$f":"IF(appliances!$D$46=\"YES\",light_sim_data!B1122,0)","v":100},357,null,0,178,0,0,1,2,2,1,9,0,0,0,5,0,3,117,0,2,26,1,3,2,1,2,0,1,1,0,0,0,0,0,0]
[1112,"18:31:00",2,457,{"$f":"IF(appliances!$D$46=\"YES\",light_sim_data!B1123,0)","v":100},357,null,0,178,0,0,1,2,2,1,9,0,0,0,5,0,3,117,0,2,26,1,3,2,1,2,0,1,1,0,0,0,0,0,0]
[1113,"18:32:00",2,457,{"$f":"IF(appliances!$D$46=\"YES\",light_sim_data!B1124,0)","v":100},357,null,0,178,0,0,1,2,2,1,9,0,0,0,5,0,3,117,0,2,26,1,3,2,1,2,0,1,1,0,0,0,0,0,0]
[1114,"18:33:00",2,457,{"$f":"IF(appliances!$D$46=\"YES\",light_sim_data!B1125,0)","v":100},357,null,0,178,0,0,1,2,2,1,9,0,0,0,5,0,3,117,0,2,26,1,3,2,1,2,0,1,1,0,0,0,0,0,0]
[1115,"18:34:00",2,457,{"$f":"IF(appliances!$D$46=\"YES\",light_sim_data!B1126,0)","v":100},357,null,0,178,0,0,1,2,2,1,9,0,0,0,5,0,3,117,0,2,26,1,3,2,1,2,0,1,1,0,0,0,0,0,0]
[1116,"18:35:00",2,457,{"$f":"IF(appliances!$D$46=\"YES\",light_sim_data!B1127,0)","v":100},357,null,0,178,0,0,1,2,2,1,9,0,0,0,5,0,3,117,0,2,26,1,3,2,1,2,0,1,1,0,0,0,0,0,0]
[1117,"18:36:00",2,457,{"$f":"IF(appliances!$D$46=\"YES\",light_sim_data!B1128,0)","v":100},357,null,0,178,0,0,1,2,2,1,9,0,0,0,5,0,3,117,0,2,26,1,3,2,1,2,0,1,1,0,0,0,0,0,0]
[1118,"18:37:00",2,566,{"$f":"IF(appliances!$D$46=\"YES\",light_sim_data!B1129,0)","v":100},466,null,0,178,109,0,1,2,2,1,9,0,0,0,5,0,3,117,0,2,26,1,3,2,1,2,0,1,1,0,0,0,0,0,0]
[1119,"18:38:00",2,566,{"$f":"IF(appliances!$D$46=\"YES\",light_sim_data!B1130,0)","v":100},466,null,0,178,109,0,1,2,2,1,9,0,0,0,5,0,3,117,0,2,26,1,3,2,1,2,0,1,1,0,0,0,0,0,0]
[1120,"18:39:00",2,566,{"$f":"IF(appliances!$D$46=\"YES\",light_sim_data!B1131,0)","v":100},466,null,0,178,109,0,1,2,2,1,9,0,0,0,5,0,3,117,0,2,26,1,3,2,1,2,0,1,1,0,0,0,0,0,0]
[1121,"18:40:00",2,566,{"$f":"IF(appliances!$D$46=\"YES\",light_sim_data!B1132,0)","v":100},466,null,0,178,109,0,1,2,2,1,9,0,0,0,5,0,3,117,0,2,26,1,3,2,1,2,0,1,1,0,0,0,0,0,0]
[1122,"18:41:00",2,566,{"$f":"IF(appliances!$D$46=\"YES\",light_sim_data!B1133,0)","v":100},466,null,0,178,109,0,1,2,2,1,9,0,0,0,5,0,3,117,0,2,26,1,3,2,1,2,0,1,1,0,0,0,0,0,0]
[1123,"18:42:00",2,566,{"$f":"IF(appliances!$D$46=\"YES\",light_sim_data!B1134,0)","v":100},466,null,0,178,109,0,1,2,2,1,9,0,0,0,5,0,3,117,0,2,26,1,3,2,1,2,0,1,1,0,0,0,0,0,0]
[1124,"18:43:00",2,566,{"$f":"IF(appliances!$D$46=\"YES\",light_sim_data!B1135,0)","v":100},466,null,0,178,109,0,1,2,2,1,9,0,0,0,5,0,3,117,0,2,26,1,3,2,1,2,0,1,1,0,0,0,0,0,0]
[1125,"18:44:00",2,566,{"$f":"IF(appliances!$D$46=\"YES\",light_sim_data!B1136,0)","v":100},466,null,0,178,109,0,1,2,2,1,9,0,0,0,5,0,3,117,0,2,26,1,3,2,1,2,0,1,1,0,0,0,0,0,0]
[1126,"18:45:00",2,566,{"$f":"IF(appliances!$D$46=\"YES\",light_sim_data!B1137,0)","v":100},466,null,0,178,109,0,1,2,2,1,9,0,0,0,5,0,3,117,0,2,26,1,3,2,1,2,0,1,1,0,0,0,0,0,0]
[1127,"18:46:00",2,566,{"$f":"IF(appliances!$D$46=\"YES\",light_sim_data!B1138,0)","v":100},466,null,0,178,109,0,1,2,2,1,9,0,0,0,5,0,3,117,0,2,26,1,3,2,1,2,0,1,1,0,0,0,0,0,0]
[1128,"18:47:00",2,566,{"$f":"IF(appliances!$D$46=\"YES\",light_sim_data!B1139,0)","v":100},466,null,0,178,109,0,1,2,2,1,9,0,0,0,5,0,3,117,0,2,26,1,3,2,1,2,0,1,1,0,0,0,0,0,0]
[1129,"18:48:00",2,566,{"$f":"IF(appliances!$D$46=\"YES\",light_sim_data!B1140,0)","v":100},466,null,0,178,109,0,1,2,2,1,9,0,0,0,5,0,3,117,0,2,26,1,3,2,1,2,0,1,1,0,0,0,0,0,0]
[1130,"18:49:00",2,566,{"$f":"IF(appliances!$D$46=\"YES\",light_sim_data!B1141,0)","v":100},466,null,0,178,109,0,1,2,2,1,9,0,0,0,5,0,3,117,0,2,26,1,3,2,1,2,0,1,1,0,0,0,0,0,0]
[1131,"18:50:00",2,388,{"$f":"IF(appliances!$D$46=\"YES\",light_sim_data!B1142,0)","v":100},288,null,0,0,109,0,1,2,2,1,9,0,0,0,5,0,3,117,0,2,26,1,3,2,1,2,0,1,1,0,0,0,0,0,0]
[1132,"18:51:00",2,388,{"$f":"IF(appliances!$D$46=\"YES\",light_sim_data!B1143,0)","v":100},288,null,0,0,109,0,1,2,2,1,9,0,0,0,5,0,3,117,0,2,26,1,3,2,1,2,0,1,1,0,0,0,0,0,0]
[1133,"18:52:00",2,388,{"$f":"IF(appliances!$D$46=\"YES\",light_sim_data!B1144,0)","v":100},288,null,0,0,109,0,1,2,2,1,9,0,0,0,5,0,3,117,0,2,26,1,3,2,1,2,0,1,1,0,0,0,0,0,0]
[1134,"18:53:00",2,388,{"$f":"IF(appliances!$D$46=\"YES\",light_sim_data!B1145,0)","v":100},288,null,0,0,109,0,1,2,2,1,9,0,0,0,5,0,3,117,0,2,26,1,3,2,1,2,0,1,1,0,0,0,0,0,0]
[1135,"18:54:00",2,388,{"$f":"IF(appliances!$D$46=\"YES\",light_sim_data!B1146,0)","v":100},288,null,0,0,109,0,1,2,2,1,9,0,0,0,5,0,3,117,0,2,26,1,3,2,1,2,0,1,1,0,0,0,0,0,0]
[1136,"18:55:00",2,279,{"$f":"IF(appliances!$D$46=\"YES\",light_sim_data!B1147,0)","v":100},179,null,0,0,0,0,1,2,2,1,9,0,0,0,5,0,3,117,0,2,26,1,3,2,1,2,0,1,1,0,0,0,0,0,0]
[1137,"18:56:00",2,279,{"$f":"IF(appliances!$D$46=\"YES\",light_sim_data!B1148,0)","v":100},179,null,0,0,0,0,1,2,2,1,9,0,0,0,5,0,3,117,0,2,26,1,3,2,1,2,0,1,1,0,0,0,0,0,0]
[1138,"18:57:00",2,279,{"$f":"IF(appliances!$D$46=\"YES\",light_sim_data!B1149,0)","v":100},179,null,0,0,0,0,1,2,2,1,9,0,0,0,5,0,3,117,0,2,26,1,3,2,1,2,0,1,1,0,0,0,0,0,0]
[1139,"18:58:00",2,279,{"$f":"IF(appliances!$D$46=\"YES\",light_sim_data!B1150,0)","v":100},179,null,0,0,0,0,1,2,2,1,9,0,0,0,5,0,3,117,0,2,26,1,3,2,1,2,0,1,1,0,0,0,0,0,0]
[1140,"18:59:00",2,415,{"$f":"IF(appliances!$D$46=\"YES\",light_sim_data!B1151,0)","v":100},315,null,0,0,0,136,1,2,2,1,9,0,0,0,5,0,3,117,0,2,26,1,3,2,1,2,0,1,1,0,0,0,0,0,0]
[1141,"19:00:00",2,415,{"$f":"IF(appliances!$D$46=\"YES\",light_sim_data!B1152,0)","v":100},315,null,0,0,0,136,1,2,2,1,9,0,0,0,5,0,3,117,0,2,26,1,3,2,1,2,0,1,1,0,0,0,0,0,0]
[1142,"19:01:00",2,415,{"$f":"IF(appliances!$D$46=\"YES\",light_sim_data!B1153,0)","v":100},315,null,0,0,0,136,1,2,2,1,9,0,0,0,5,0,3,117,0,2,26,1,3,2,1,2,0,1,1,0,0,0,0,0,0]
[1143,"19:02:00",2,415,{"$f":"IF(appliances!$D$46=\"YES\",light_sim_data!B1154,0)","v":100},315,null,0,0,0,136,1,2,2,1,9,0,0,0,5,0,3,117,0,2,26,1,3,2,1,2,0,1,1,0,0,0,0,0,0]
[1144,"19:03:00",2,415,{"$f":"IF(appliances!$D$46=\"YES\",light_sim_data!B1155,0)","v":100},315,null,0,0,0,136,1,2,2,1,9,0,0,0,5,0,3,117,0,2,26,1,3,2,1,2,0,1,1,0,0,0,0,0,0]
[1145,"19:04:00",2,415,{"$f":"IF(appliances!$D$46=\"YES\",light_sim_data!B1156,0)","v":100},315,null,0,0,0,136,1,2,2,1,9,0,0,0,5,0,3,117,0,2,26,1,3,2,1,2,0,1,1,0,0,0,0,0,0]
[1146,"19:05:00",2,415,{"$f":"IF(appliances!$D$46=\"YES\",light_sim_data!B1157,0)","v":100},315,null,0,0,0,136,1,2,2,1,9,0,0,0,5,0,3,117,0,2,26,1,3,2,1,2,0,1,1,0,0,0,0,0,0]
[1147,"19:06:00",2,415,{"$f":"IF(appliances!$D$46=\"YES\",light_sim_data!B1158,0)","v":100},315,null,0,0,0,136,1,2,2,1,9,0,0,0,5,0,3,117,0,2,26,1,3,2,1,2,0,1,1,0,0,0,0,0,0]
[1148,"19:07:00",2,415,{"$f":"IF(appliances!$D$46=\"YES\",light_sim_data!B1159,0)","v":100},315,null,0,0,0,136,1,2,2,1,9,0,0,0,5,0,3,117,0,2,26,1,3,2,1,2,0,1,1,0,0,0,0,0,0]
[1149,"19:08:00",2,415,{"$f":"IF(appliances!$D$46=\"YES\",light_sim_data!B1160,0)","v":100},315,null,0,0,0,136,1,2,2,1,9,0,0,0,5,0,3,117,0,2,26,1,3,2,1,2,0,1,1,0,0,0,0,0,0]
[1150,"19:09:00",2,415,{"$f":"IF(appliances!$D$46=\"YES\",light_sim_data!B1161,0)","v":100},315,null,0,0,0,136,1,2,2,1,9,0,0,0,5,0,3,117,0,2,26,1,3,2,1,2,0,1,1,0,0,0,0,0,0]
[1151,"19:10:00",2,415,{"$f":"IF(appliances!$D$46=\"YES\",light_sim_data!B1162,0)","v":100},315,null,0,0,0,136,1,2,2,1,9,0,0,0,5,0,3,117,0,2,26,1,3,2,1,2,0,1,1,0,0,0,0,0,0]
[1152,"19:11:00",2,415,{"$f":"IF(appliances!$D$46=\"YES\",light_sim_data!B1163,0)","v":100},315,null,0,0,0,136,1,2,2,1,9,0,0,0,5,0,3,117,0,2,26,1,3,2,1,2,0,1,1,0,0,0,0,0,0]
[1153,"19:12:00",2,415,{"$f":"IF(appliances!$D$46=\"YES\",light_sim_data!B1164,0)","v":100},315,null,0,0,0,136,1,2,2,1,9,0,0,0,5,0,3,117,0,2,26,1,3,2,1,2,0,1,1,0,0,0,0,0,0]
[1154,"19:13:00",{"$f":"INDIRECT(\"occ_sim_data!C\"&(ROUNDDOWN((A1165-1)/10,0)+11))","v":2},{"$f":"E1165+F1165","v":415},{"$f":"IF(appliances!$D$46=\"YES\",light_sim_data!B1165,0)","v":100},{"$f":"SUM(H1165:AN1165)","v":315},null,0,0,0,136,1,2,2,1,9,0,0,0,5,0,3,117,0,2,26,1,3,2,1,2,0,1,1,0,0,0,0,0,0]
[1155,"19:14:00",2,415,{"$f":"IF(appliances!$D$46=\"YES\",light_sim_data!B1166,0)","v":100},315,null,0,0,0,136,1,2,2,1,9,0,0,0,5,0,3,117,0,2,26,1,3,2,1,2,0,1,1,0,0,0,0,0,0]
[1156,"19:15:00",2,415,{"$f":"IF(appliances!$D$46=\"YES\",light_sim_data!B1167,0)","v":100},315,null,0,0,0,136,1,2,2,1,9,0,0,0,5,0,3,117,0,2,26,1,3,2,1,2,0,1,1,0,0,0,0,0,0]
[1157,"19:16:00",2,415,{"$f":"IF(appliances!$D$46=\"YES\",light_sim_data!B1168,0)","v":100},315,null,0,0,0,136,1,2,2,1,9,0,0,0,5,0,3,117,0,2,26,1,3,2,1,2,0,1,1,0,0,0,0,0,0]
[1158,"19:17:00",2,415,{"$f":"IF(appliances!$D$46=\"YES\",light_sim_data!B1169,0)","v":100},315,null,0,0,0,136,1,2,2,1,9,0,0,0,5,0,3,117,0,2,26,1,3,2,1,2,0,1,1,0,0,0,0,0,0]
[1159,"19:18:00",2,415,{"$f":"IF(appliances!$D$46=\"YES\",light_sim_data!B1170,0)","v":100},315,null,0,0,0,136,1,2,2,1,9,0,0,0,5,0,3,117,0,2,26,1,3,2,1,2,0,1,1,0,0,0,0,0,0]
[1160,"19:19:00",2,279,{"$f":"IF(appliances!$D$46=\"YES\",light_sim_data!B1171,0)","v":100},179,null,0,0,0,0,1,2,2,1,9,0,0,0,5,0,3,117,0,2,26,1,3,2,1,2,0,1,1,0,0,0,0,0,0]
[1161,"19:20:00",2,279,{"$f":"IF(appliances!$D$46=\"YES\",light_sim_data!B1172,0)","v":100},179,null,0,0,0,0,1,2,2,1,9,0,0,0,5,0,3,117,0,2,26,1,3,2,1,2,0,1,1,0,0,0,0,0,0]
[1162,"19:21:00",2,279,{"$f":"IF(appliances!$D$46=\"YES\",light_sim_data!B1173,0)","v":100},179,null,0,0,0,0,1,2,2,1,9,0,0,0,5,0,3,117,0,2,26,1,3,2,1,2,0,1,1,0,0,0,0,0,0]
[1163,"19:22:00",2,279,{"$f":"IF(appliances!$D$46=\"YES\",light_sim_data!B1174,0)","v":100},179,null,0,0,0,0,1,2,2,1,9,0,0,0,5,0,3,117,0,2,26,1,3,2,1,2,0,1,1,0,0,0,0,0,0]
[1164,"19:23:00",2,279,{"$f":"IF(appliances!$D$46=\"YES\",light_sim_data!B1175,0)","v":100},179,null,0,0,0,0,1,2,2,1,9,0,0,0,5,0,3,117,0,2,26,1,3,2,1,2,0,1,1,0,0,0,0,0,0]
[1165,"19:24:00",2,279,{"$f":"IF(appliances!$D$46=\"YES\",light_sim_data!B1176,0)","v":100},179,null,0,0,0,0,1,2,2,1,9,0,0,0,5,0,3,117,0,2,26,1,3,2,1,2,0,1,1,0,0,0,0,0,0]
[1166,"19:25:00",2,279,{"$f":"IF(appliances!$D$46=\"YES\",light_sim_data!B1177,0)","v":100},179,null,0,0,0,0,1,2,2,1,9,0,0,0,5,0,3,117,0,2,26,1,3,2,1,2,0,1,1,0,0,0,0,0,0]
[1167,"19:26:00",2,279,{"$f":"IF(appliances!$D$46=\"YES\",light_sim_data!B1178,0)","v":100},179,null,0,0,0,0,1,2,2,1,9,0,0,0,5,0,3,117,0,2,26,1,3,2,1,2,0,1,1,0,0,0,0,0,0]
[1168,"19:27:00",2,279,{"$f":"IF(appliances!$D$46=\"YES\",light_sim_data!B1179,0)","v":100},179,null,0,0,0,0,1,2,2,1,9,0,0,0,5,0,3,117,0,2,26,1,3,2,1,2,0,1,1,0,0,0,0,0,0]
[1169,"19:28:00",2,279,{"$f":"IF(appliances!$D$46=\"YES\",light_sim_data!B1180,0)","v":100},179,null,0,0,0,0,1,2,2,1,9,0,0,0,5,0,3,117,0,2,26,1,3,2,1,2,0,1,1,0,0,0,0,0,0]
[1170,"19:29:00",2,279,{"$f":"IF(appliances!$D$46=\"YES\",light_sim_data!B1181,0)","v":100},179,null,0,0,0,0,1,2,2,1,9,0,0,0,5,0,3,117,0,2,26,1,3,2,1,2,0,1,1,0,0,0,0,0,0]
[1171,"19:30:00",1,279,{"$f":"IF(appliances!$D$46=\"YES\",light_sim_data!B1182,0)","v":100},179,null,0,0,0,0,1,2,2,1,9,0,0,0,5,0,3,117,0,2,26,1,3,2,1,2,0,1,1,0,0,0,0,0,0]
[1172,"19:31:00",1,279,{"$f":"IF(appliances!$D$46=\"YES\",light_sim_data!B1183,0)","v":100},179,null,0,0,0,0,1,2,2,1,9,0,0,0,5,0,3,117,0,2,26,1,3,2,1,2,0,1,1,0,0,0,0,0,0]
[1173,"19:32:00",1,279,{"$f":"IF(appliances!$D$46=\"YES\",light_sim_data!B1184,0)","v":100},179,null,0,0,0,0,1,2,2,1,9,0,0,0,5,0,3,117,0,2,26,1,3,2,1,2,0,1,1,0,0,0,0,0,0]
[1174,"19:33:00",1,279,{"$f":"IF(appliances!$D$46=\"YES\",light_sim_data!B1185,0)","v":100},179,null,0,0,0,0,1,2,2,1,9,0,0,0,5,0,3,117,0,2,26,1,3,2,1,2,0,1,1,0,0,0,0,0,0]
[1175,"19:34:00",1,279,{"$f":"IF(appliances!$D$46=\"YES\",light_sim_data!B1186,0)","v":100},179,null,0,0,0,0,1,2,2,1,9,0,0,0,5,0,3,117,0,2,26,1,3,2,1,2,0,1,1,0,0,0,0,0,0]
[1176,"19:35:00",1,457,{"$f":"IF(appliances!$D$46=\"YES\",light_sim_data!B1187,0)","v":100},357,null,0,178,0,0,1,2,2,1,9,0,0,0,5,0,3,117,0,2,26,1,3,2,1,2,0,1,1,0,0,0,0,0,0]
[1177,"19:36:00",1,457,{"$f":"IF(appliances!$D$46=\"YES\",light_sim_data!B1188,0)","v":100},357,null,0,178,0,0,1,2,2,1,9,0,0,0,5,0,3,117,0,2,26,1,3,2,1,2,0,1,1,0,0,0,0,0,0]
[1178,"19:37:00",1,457,{"$f":"IF(appliances!$D$46=\"YES\",light_sim_data!B1189,0)","v":100},357,null,0,178,0,0,1,2,2,1,9,0,0,0,5,0,3,117,0,2,26,1,3,2,1,2,0,1,1,0,0,0,0,0,0]
[1179,"19:38:00",1,457,{"$f":"IF(appliances!$D$46=\"YES\",light_sim_data!B1190,0)","v":100},357,null,0,178,0,0,1,2,2,1,9,0,0,0,5,0,3,117,0,2,26,1,3,2,1,2,0,1,1,0,0,0,0,0,0]
[1180,"19:39:00",1,457,{"$f":"IF(appliances!$D$46=\"YES\",light_sim_data!B1191,0)","v":100},357,null,0,178,0,0,1,2,2,1,9,0,0,0,5,0,3,117,0,2,26,1,3,2,1,2,0,1,1,0,0,0,0,0,0]
[1181,"19:40:00",1,446,{"$f":"IF(appliances!$D$46=\"YES\",light_sim_data!B1192,0)","v":100},346,null,0,178,0,0,1,2,2,1,9,0,0,0,5,0,3,117,0,2,15,1,3,2,1,2,0,1,1,0,0,0,0,0,0]
[1182,"19:41:00",1,446,{"$f":"IF(appliances!$D$46=\"YES\",light_sim_data!B1193,0)","v":100},346,null,0,178,0,0,1,2,2,1,9,0,0,0,5,0,3,117,0,2,15,1,3,2,1,2,0,1,1,0,0,0,0,0,0]
[1183,"19:42:00",1,446,{"$f":"IF(appliances!$D$46=\"YES\",light_sim_data!B1194,0)","v":100},346,null,0,178,0,0,1,2,2,1,9,0,0,0,5,0,3,117,0,2,15,1,3,2,1,2,0,1,1,0,0,0,0,0,0]
[1184,"19:43:00",1,446,{"$f":"IF(appliances!$D$46=\"YES\",light_sim_data!B1195,0)","v":100},346,null,0,178,0,0,1,2,2,1,9,0,0,0,5,0,3,117,0,2,15,1,3,2,1,2,0,1,1,0,0,0,0,0,0]
[1185,"19:44:00",1,446,{"$f":"IF(appliances!$D$46=\"YES\",light_sim_data!B1196,0)","v":100},346,null,0,178,0,0,1,2,2,1,9,0,0,0,5,0,3,117,0,2,15,1,3,2,1,2,0,1,1,0,0,0,0,0,0]
[1186,"19:45:00",1,446,{"$f":"IF(appliances!$D$46=\"YES\",light_sim_data!B1197,0)","v":100},346,null,0,178,0,0,1,2,2,1,9,0,0,0,5,0,3,117,0,2,15,1,3,2,1,2,0,1,1,0,0,0,0,0,0]
[1187,"19:46:00",1,446,{"$f":"IF(appliances!$D$46=\"YES\",light_sim_data!B1198,0)","v":100},346,null,0,178,0,0,1,2,2,1,9,0,0,0,5,0,3,117,0,2,15,1,3,2,1,2,0,1,1,0,0,0,0,0,0]
[1188,"19:47:00",1,446,{"$f":"IF(appliances!$D$46=\"YES\",light_sim_data!B1199,0)","v":100},346,null,0,178,0,0,1,2,2,1,9,0,0,0,5,0,3,117,0,2,15,1,3,2,1,2,0,1,1,0,0,0,0,0,0]
[1189,"19:48:00",1,446,{"$f":"IF(appliances!$D$46=\"YES\",light_sim_data!B1200,0)","v":100},346,null,0,178,0,0,1,2,2,1,9,0,0,0,5,0,3,117,0,2,15,1,3,2,1,2,0,1,1,0,0,0,0,0,0]
[1190,"19:49:00",1,446,{"$f":"IF(appliances!$D$46=\"YES\",light_sim_data!B1201,0)","v":100},346,null,0,178,0,0,1,2,2,1,9,0,0,0,5,0,3,117,0,2,15,1,3,2,1,2,0,1,1,0,0,0,0,0,0]
[1191,"19:50:00",1,555,{"$f":"IF(appliances!$D$46=\"YES\",light_sim_data!B1202,0)","v":100},455,null,0,178,109,0,1,2,2,1,9,0,0,0,5,0,3,117,0,2,15,1,3,2,1,2,0,1,1,0,0,0,0,0,0]
[1192,"19:51:00",1,555,{"$f":"IF(appliances!$D$46=\"YES\",light_sim_data!B1203,0)","v":100},455,null,0,178,109,0,1,2,2,1,9,0,0,0,5,0,3,117,0,2,15,1,3,2,1,2,0,1,1,0,0,0,0,0,0]
[1193,"19:52:00",1,555,{"$f":"IF(appliances!$D$46=\"YES\",light_sim_data!B1204,0)","v":100},455,null,0,178,109,0,1,2,2,1,9,0,0,0,5,0,3,117,0,2,15,1,3,2,1,2,0,1,1,0,0,0,0,0,0]
[1194,"19:53:00",1,555,{"$f":"IF(appliances!$D$46=\"YES\",light_sim_data!B1205,0)","v":100},455,null,0,178,109,0,1,2,2,1,9,0,0,0,5,0,3,117,0,2,15,1,3,2,1,2,0,1,1,0,0,0,0,0,0]
[1195,"19:54:00",1,566,{"$f":"IF(appliances!$D$46=\"YES\",light_sim_data!B1206,0)","v":100},466,null,0,178,109,0,1,2,2,1,9,0,0,0,5,0,3,117,0,2,26,1,3,2,1,2,0,1,1,0,0,0,0,0,0]
[1196,"19:55:00",1,566,{"$f":"IF(appliances!$D$46=\"YES\",light_sim_data!B1207,0)","v":100},466,null,0,178,109,0,1,2,2,1,9,0,0,0,5,0,3,117,0,2,26,1,3,2,1,2,0,1,1,0,0,0,0,0,0]
[1197,"19:56:00",1,566,{"$f":"IF(appliances!$D$46=\"YES\",light_sim_data!B1208,0)","v":100},466,null,0,178,109,0,1,2,2,1,9,0,0,0,5,0,3,117,0,2,26,1,3,2,1,2,0,1,1,0,0,0,0,0,0]
[1198,"19:57:00",1,388,{"$f":"IF(appliances!$D$46=\"YES\",light_sim_data!B1209,0)","v":100},288,null,0,0,109,0,1,2,2,1,9,0,0,0,5,0,3,117,0,2,26,1,3,2,1,2,0,1,1,0,0,0,0,0,0]
[1199,"19:58:00",1,388,{"$f":"IF(appliances!$D$46=\"YES\",light_sim_data!B1210,0)","v":100},288,null,0,0,109,0,1,2,2,1,9,0,0,0,5,0,3,117,0,2,26,1,3,2,1,2,0,1,1,0,0,0,0,0,0]
[1200,"19:59:00",1,388,{"$f":"IF(appliances!$D$46=\"YES\",light_sim_data!B1211,0)","v":100},288,null,0,0,109,0,1,2,2,1,9,0,0,0,5,0,3,117,0,2,26,1,3,2,1,2,0,1,1,0,0,0,0,0,0]
[1201,"20:00:00",2,388,{"$f":"IF(appliances!$D$46=\"YES\",light_sim_data!B1212,0)","v":100},288,null,0,0,109,0,1,2,2,1,9,0,0,0,5,0,3,117,0,2,26,1,3,2,1,2,0,1,1,0,0,0,0,0,0]
[1202,"20:01:00",2,388,{"$f":"IF(appliances!$D$46=\"YES\",light_sim_data!B1213,0)","v":100},288,null,0,0,109,0,1,2,2,1,9,0,0,0,5,0,3,117,0,2,26,1,3,2,1,2,0,1,1,0,0,0,0,0,0]
[1203,"20:02:00",2,388,{"$f":"IF(appliances!$D$46=\"YES\",light_sim_data!B1214,0)","v":100},288,null,0,0,109,0,1,2,2,1,9,0,0,0,5,0,3,117,0,2,26,1,3,2,1,2,0,1,1,0,0,0,0,0,0]
[1204,"20:03:00",2,388,{"$f":"IF(appliances!$D$46=\"YES\",light_sim_data!B1215,0)","v":100},288,null,0,0,109,0,1,2,2,1,9,0,0,0,5,0,3,117,0,2,26,1,3,2,1,2,0,1,1,0,0,0,0,0,0]
[1205,"20:04:00",2,388,{"$f":"IF(appliances!$D$46=\"YES\",light_sim_data!B1216,0)","v":100},288,null,0,0,109,0,1,2,2,1,9,0,0,0,5,0,3,117,0,2,26,1,3,2,1,2,0,1,1,0,0,0,0,0,0]
[1206,"20:05:00",2,388,{"$f":"IF(appliances!$D$46=\"YES\",light_sim_data!B1217,0)","v":100},288,null,0,0,109,0,1,2,2,1,9,0,0,0,5,0,3,117,0,2,26,1,3,2,1,2,0,1,1,0,0,0,0,0,0]
[1207,"20:06:00",2,388,{"$f":"IF(appliances!$D$46=\"YES\",light_sim_data!B1218,0)","v":100},288,null,0,0,109,0,1,2,2,1,9,0,0,0,5,0,3,117,0,2,26,1,3,2,1,2,0,1,1,0,0,0,0,0,0]
[1208,"20:07:00",2,388,{"$f":"IF(appliances!$D$46=\"YES\",light_sim_data!B1219,0)","v":100},288,null,0,0,109,0,1,2,2,1,9,0,0,0,5,0,3,117,0,2,26,1,3,2,1,2,0,1,1,0,0,0,0,0,0]
[1209,"20:08:00",2,279,{"$f":"IF(appliances!$D$46=\"YES\",light_sim_data!B1220,0)","v":100},179,null,0,0,0,0,1,2,2,1,9,0,0,0,5,0,3,117,0,2,26,1,3,2,1,2,0,1,1,0,0,0,0,0,0]
[1210,"20:09:00",2,279,{"$f":"IF(appliances!$D$46=\"YES\",light_sim_data!B1221,0)","v":100},179,null,0,0,0,0,1,2,2,1,9,0,0,0,5,0,3,117,0,2,26,1,3,2,1,2,0,1,1,0,0,0,0,0,0]
[1211,"20:10:00",2,279,{"$f":"IF(appliances!$D$46=\"YES\",light_sim_data!B1222,0)","v":100},179,null,0,0,0,0,1,2,2,1,9,0,0,0,5,0,3,117,0,2,26,1,3,2,1,2,0,1,1,0,0,0,0,0,0]
[1212,"20:11:00",2,279,{"$f":"IF(appliances!$D$46=\"YES\",light_sim_data!B1223,0)","v":100},179,null,0,0,0,0,1,2,2,1,9,0,0,0,5,0,3,117,0,2,26,1,3,2,1,2,0,1,1,0,0,0,0,0,0]
[1213,"20:12:00",2,415,{"$f":"IF(appliances!$D$46=\"YES\",light_sim_data!B1224,0)","v":100},315,null,0,0,0,136,1,2,2,1,9,0,0,0,5,0,3,117,0,2,26,1,3,2,1,2,0,1,1,0,0,0,0,0,0]
[1214,"20:13:00",2,415,{"$f":"IF(appliances!$D$46=\"YES\",light_sim_data!B1225,0)","v":100},315,null,0,0,0,136,1,2,2,1,9,0,0,0,5,0,3,117,0,2,26,1,3,2,1,2,0,1,1,0,0,0,0,0,0]
[1215,"20:14:00",2,415,{"$f":"IF(appliances!$D$46=\"YES\",light_sim_data!B1226,0)","v":100},315,null,0,0,0,136,1,2,2,1,9,0,0,0,5,0,3,117,0,2,26,1,3,2,1,2,0,1,1,0,0,0,0,0,0]
[1216,"20:15:00",2,558,{"$f":"IF(appliances!$D$46=\"YES\",light_sim_data!B1227,0)","v":100},458,null,0,0,0,136,1,2,2,1,9,0,0,0,148,0,3,117,0,2,26,1,3,2,1,2,0,1,1,0,0,0,0,0,0]
[1217,"20:16:00",2,558,{"$f":"IF(appliances!$D$46=\"YES\",light_sim_data!B1228,0)","v":100},458,null,0,0,0,136,1,2,2,1,9,0,0,0,148,0,3,117,0,2,26,1,3,2,1,2,0,1,1,0,0,0,0,0,0]
[1218,"20:17:00",{"$f":"INDIRECT(\"occ_sim_data!C\"&(ROUNDDOWN((A1229-1)/10,0)+11))","v":2},{"$f":"E1229+F1229","v":558},{"$f":"IF(appliances!$D$46=\"YES\",light_sim_data!B1229,0)","v":100},{"$f":"SUM(H1229:AN1229)","v":458},null,0,0,0,136,1,2,2,1,9,0,0,0,148,0,3,117,0,2,26,1,3,2,1,2,0,1,1,0,0,0,0,0,0]
[1219,"20:18:00",2,558,{"$f":"IF(appliances!$D$46=\"YES\",light_sim_data!B1230,0)","v":100},458,null,0,0,0,136,1,2,2,1,9,0,0,0,148,0,3,117,0,2,26,1,3,2,1,2,0,1,1,0,0,0,0,0,0]
[1220,"20:19:00",2,444,{"$f":"IF(appliances!$D$46=\"YES\",light_sim_data!B1231,0)","v":100},344,null,0,0,0,136,1,2,2,1,9,0,0,0,148,0,3,3,0,2,26,1,3,2,1,2,0,1,1,0,0,0,0,0,0]
[1221,"20:20:00",2,444,{"$f":"IF(appliances!$D$46=\"YES\",light_sim_data!B1232,0)","v":100},344,null,0,0,0,136,1,2,2,1,9,0,0,0,148,0,3,3,0,2,26,1,3,2,1,2,0,1,1,0,0,0,0,0,0]
[1222,"20:21:00",2,444,{"$f":"IF(appliances!$D$46=\"YES\",light_sim_data!B1233,0)","v":100},344,null,0,0,0,136,1,2,2,1,9,0,0,0,148,0,3,3,0,2,26,1,3,2,1,2,0,1,1,0,0,0,0,0,0]
[1223,"20:22:00",2,444,{"$f":"IF(appliances!$D$46=\"YES\",light_sim_data!B1234,0)","v":100},344,null,0,0,0,136,1,2,2,1,9,0,0,0,148,0,3,3,0,2,26,1,3,2,1,2,0,1,1,0,0,0,0,0,0]
[1224,"20:23:00",2,444,{"$f":"IF(appliances!$D$46=\"YES\",light_sim_data!B1235,0)","v":100},344,null,0,0,0,136,1,2,2,1,9,0,0,0,148,0,3,3,0,2,26,1,3,2,1,2,0,1,1,0,0,0,0,0,0]
[1225,"20:24:00",2,444,{"$f":"IF(appliances!$D$46=\"YES\",light_sim_data!B1236,0)","v":100},344,null,0,0,0,136,1,2,2,1,9,0,0,0,148,0,3,3,0,2,26,1,3,2,1,2,0,1,1,0,0,0,0,0,0]
[1226,"20:25:00",2,444,{"$f":"IF(appliances!$D$46=\"YES\",light_sim_data!B1237,0)","v":100},344,null,0,0,0,136,1,2,2,1,9,0,0,0,148,0,3,3,0,2,26,1,3,2,1,2,0,1,1,0,0,0,0,0,0]
[1227,"20:26:00",2,444,{"$f":"IF(appliances!$D$46=\"YES\",light_sim_data!B1238,0)","v":100},344,null,0,0,0,136,1,2,2,1,9,0,0,0,148,0,3,3,0,2,26,1,3,2,1,2,0,1,1,0,0,0,0,0,0]
[1228,"20:27:00",2,444,{"$f":"IF(appliances!$D$46=\"YES\",light_sim_data!B1239,0)","v":100},344,null,0,0,0,136,1,2,2,1,9,0,0,0,148,0,3,3,0,2,26,1,3,2,1,2,0,1,1,0,0,0,0,0,0]
[1229,"20:28:00",2,444,{"$f":"IF(appliances!$D$46=\"YES\",light_sim_data!B1240,0)","v":100},344,null,0,0,0,136,1,2,2,1,9,0,0,0,148,0,3,3,0,2,26,1,3,2,1,2,0,1,1,0,0,0,0,0,0]
[1230,"20:29:00",2,444,{"$f":"IF(appliances!$D$46=\"YES\",light_sim_data!B1241,0)","v":100},344,null,0,0,0,136,1,2,2,1,9,0,0,0,148,0,3,3,0,2,26,1,3,2,1,2,0,1,1,0,0,0,0,0,0]
[1231,"20:30:00",2,444,{"$f":"IF(appliances!$D$46=\"YES\",light_sim_data!B1242,0)","v":100},344,null,0,0,0,136,1,2,2,1,9,0,0,0,148,0,3,3,0,2,26,1,3,2,1,2,0,1,1,0,0,0,0,0,0]
[1232,"20:31:00",2,444,{"$f":"IF(appliances!$D$46=\"YES\",light_sim_data!B1243,0)","v":100},344,null,0,0,0,136,1,2,2,1,9,0,0,0,148,0,3,3,0,2,26,1,3,2,1,2,0,1,1,0,0,0,0,0,0]
[1233,"20:32:00",2,408,{"$f":"IF(appliances!$D$46=\"YES\",light_sim_data!B1244,0)","v":200},208,null,0,0,0,0,1,2,2,1,9,0,0,0,148,0,3,3,0,2,26,1,3,2,1,2,0,1,1,0,0,0,0,0,0]
[1234,"20:33:00",2,501,{"$f":"IF(appliances!$D$46=\"YES\",light_sim_data!B1245,0)","v":260},241,null,0,0,0,0,1,2,2,1,9,0,0,0,148,0,3,3,0,35,26,1,3,2,1,2,0,1,1,0,0,0,0,0,0]
[1235,"20:34:00",2,501,{"$f":"IF(appliances!$D$46=\"YES\",light_sim_data!B1246,0)","v":260},241,null,0,0,0,0,1,2,2,1,9,0,0,0,148,0,3,3,0,35,26,1,3,2,1,2,0,1,1,0,0,0,0,0,0]
[1236,"20:35:00",2,501,{"$f":"IF(appliances!$D$46=\"YES\",light_sim_data!B1247,0)","v":260},241,null,0,0,0,0,1,2,2,1,9,0,0,0,148,0,3,3,0,35,26,1,3,2,1,2,0,1,1,0,0,0,0,0,0]
[1237,"20:36:00",2,441,{"$f":"IF(appliances!$D$46=\"YES\",light_sim_data!B1248,0)","v":200},241,null,0,0,0,0,1,2,2,1,9,0,0,0,148,0,3,3,0,35,26,1,3,2,1,2,0,1,1,0,0,0,0,0,0]
[1238,"20:37:00",2,441,{"$f":"IF(appliances!$D$46=\"YES\",light_sim_data!B1249,0)","v":200},241,null,0,0,0,0,1,2,2,1,9,0,0,0,148,0,3,3,0,35,26,1,3,2,1,2,0,1,1,0,0,0,0,0,0]
[1239,"20:38:00",2,453,{"$f":"IF(appliances!$D$46=\"YES\",light_sim_data!B1250,0)","v":212},241,null,0,0,0,0,1,2,2,1,9,0,0,0,148,0,3,3,0,35,26,1,3,2,1,2,0,1,1,0,0,0,0,0,0]
[1240,"20:39:00",2,453,{"$f":"IF(appliances!$D$46=\"YES\",light_sim_data!B1251,0)","v":212},241,null,0,0,0,0,1,2,2,1,9,0,0,0,148,0,3,3,0,35,26,1,3,2,1,2,0,1,1,0,0,0,0,0,0]
[1241,"20:40:00",2,441,{"$f":"IF(appliances!$D$46=\"YES\",light_sim_data!B1252,0)","v":200},241,null,0,0,0,0,1,2,2,1,9,0,0,0,148,0,3,3,0,35,26,1,3,2,1,2,0,1,1,0,0,0,0,0,0]
[1242,"20:41:00",2,441,{"$f":"IF(appliances!$D$46=\"YES\",light_sim_data!B1253,0)","v":200},241,null,0,0,0,0,1,2,2,1,9,0,0,0,148,0,3,3,0,35,26,1,3,2,1,2,0,1,1,0,0,0,0,0,0]
[1243,"20:42:00",2,441,{"$f":"IF(appliances!$D$46=\"YES\",light_sim_data!B1254,0)","v":200},241,null,0,0,0,0,1,2,2,1,9,0,0,0,148,0,3,3,0,35,26,1,3,2,1,2,0,1,1,0,0,0,0,0,0]
[1244,"20:43:00",2,441,{"$f":"IF(appliances!$D$46=\"YES\",light_sim_data!B1255,0)","v":200},241,null,0,0,0,0,1,2,2,1,9,0,0,0,148,0,3,3,0,35,26,1,3,2,1,2,0,1,1,0,0,0,0,0,0]
[1245,"20:44:00",2,441,{"$f":"IF(appliances!$D$46=\"YES\",light_sim_data!B1256,0)","v":200},241,null,0,0,0,0,1,2,2,1,9,0,0,0,148,0,3,3,0,35,26,1,3,2,1,2,0,1,1,0,0,0,0,0,0]
[1246,"20:45:00",2,441,{"$f":"IF(appliances!$D$46=\"YES\",light_sim_data!B1257,0)","v":200},241,null,0,0,0,0,1,2,2,1,9,0,0,0,148,0,3,3,0,35,26,1,3,2,1,2,0,1,1,0,0,0,0,0,0]
[1247,"20:46:00",2,441,{"$f":"IF(appliances!$D$46=\"YES\",light_sim_data!B1258,0)","v":200},241,null,0,0,0,0,1,2,2,1,9,0,0,0,148,0,3,3,0,35,26,1,3,2,1,2,0,1,1,0,0,0,0,0,0]
[1248,"20:47:00",2,441,{"$f":"IF(appliances!$D$46=\"YES\",light_sim_data!B1259,0)","v":200},241,null,0,0,0,0,1,2,2,1,9,0,0,0,148,0,3,3,0,35,26,1,3,2,1,2,0,1,1,0,0,0,0,0,0]
[1249,"20:48:00",2,441,{"$f":"IF(appliances!$D$46=\"YES\",light_sim_data!B1260,0)","v":200},241,null,0,0,0,0,1,2,2,1,9,0,0,0,148,0,3,3,0,35,26,1,3,2,1,2,0,1,1,0,0,0,0,0,0]
[1250,"20:49:00",2,441,{"$f":"IF(appliances!$D$46=\"YES\",light_sim_data!B1261,0)","v":200},241,null,0,0,0,0,1,2,2,1,9,0,0,0,148,0,3,3,0,35,26,1,3,2,1,2,0,1,1,0,0,0,0,0,0]
[1251,"20:50:00",2,541,{"$f":"IF(appliances!$D$46=\"YES\",light_sim_data!B1262,0)","v":300},241,null,0,0,0,0,1,2,2,1,9,0,0,0,148,0,3,3,0,35,26,1,3,2,1,2,0,1,1,0,0,0,0,0,0]
[1252,"20:51:00",2,541,{"$f":"IF(appliances!$D$46=\"YES\",light_sim_data!B1263,0)","v":300},241,null,0,0,0,0,1,2,2,1,9,0,0,0,148,0,3,3,0,35,26,1,3,2,1,2,0,1,1,0,0,0,0,0,0]
[1253,"20:52:00",2,541,{"$f":"IF(appliances!$D$46=\"YES\",light_sim_data!B1264,0)","v":300},241,null,0,0,0,0,1,2,2,1,9,0,0,0,148,0,3,3,0,35,26,1,3,2,1,2,0,1,1,0,0,0,0,0,0]
[1254,"20:53:00",2,541,{"$f":"IF(appliances!$D$46=\"YES\",light_sim_data!B1265,0)","v":300},241,null,0,0,0,0,1,2,2,1,9,0,0,0,148,0,3,3,0,35,26,1,3,2,1,2,0,1,1,0,0,0,0,0,0]
[1255,"20:54:00",2,441,{"$f":"IF(appliances!$D$46=\"YES\",light_sim_data!B1266,0)","v":200},241,null,0,0,0,0,1,2,2,1,9,0,0,0,148,0,3,3,0,35,26,1,3,2,1,2,0,1,1,0,0,0,0,0,0]
[1256,"20:55:00",2,441,{"$f":"IF(appliances!$D$46=\"YES\",light_sim_data!B1267,0)","v":200},241,null,0,0,0,0,1,2,2,1,9,0,0,0,148,0,3,3,0,35,26,1,3,2,1,2,0,1,1,0,0,0,0,0,0]
[1257,"20:56:00",2,441,{"$f":"IF(appliances!$D$46=\"YES\",light_sim_data!B1268,0)","v":200},241,null,0,0,0,0,1,2,2,1,9,0,0,0,148,0,3,3,0,35,26,1,3,2,1,2,0,1,1,0,0,0,0,0,0]
[1258,"20:57:00",2,441,{"$f":"IF(appliances!$D$46=\"YES\",light_sim_data!B1269,0)","v":200},241,null,0,0,0,0,1,2,2,1,9,0,0,0,148,0,3,3,0,35,26,1,3,2,1,2,0,1,1,0,0,0,0,0,0]
[1259,"20:58:00",2,441,{"$f":"IF(appliances!$D$46=\"YES\",light_sim_data!B1270,0)","v":200},241,null,0,0,0,0,1,2,2,1,9,0,0,0,148,0,3,3,0,35,26,1,3,2,1,2,0,1,1,0,0,0,0,0,0]
[1260,"20:59:00",2,441,{"$f":"IF(appliances!$D$46=\"YES\",light_sim_data!B1271,0)","v":200},241,null,0,0,0,0,1,2,2,1,9,0,0,0,148,0,3,3,0,35,26,1,3,2,1,2,0,1,1,0,0,0,0,0,0]
[1261,"21:00:00",2,441,{"$f":"IF(appliances!$D$46=\"YES\",light_sim_data!B1272,0)","v":200},241,null,0,0,0,0,1,2,2,1,9,0,0,0,148,0,3,3,0,35,26,1,3,2,1,2,0,1,1,0,0,0,0,0,0]
[1262,"21:01:00",2,441,{"$f":"IF(appliances!$D$46=\"YES\",light_sim_data!B1273,0)","v":200},241,null,0,0,0,0,1,2,2,1,9,0,0,0,148,0,3,3,0,35,26,1,3,2,1,2,0,1,1,0,0,0,0,0,0]
[1263,"21:02:00",2,441,{"$f":"IF(appliances!$D$46=\"YES\",light_sim_data!B1274,0)","v":200},241,null,0,0,0,0,1,2,2,1,9,0,0,0,148,0,3,3,0,35,26,1,3,2,1,2,0,1,1,0,0,0,0,0,0]
[1264,"21:03:00",2,441,{"$f":"IF(appliances!$D$46=\"YES\",light_sim_data!B1275,0)","v":200},241,null,0,0,0,0,1,2,2,1,9,0,0,0,148,0,3,3,0,35,26,1,3,2,1,2,0,1,1,0,0,0,0,0,0]
[1265,"21:04:00",2,441,{"$f":"IF(appliances!$D$46=\"YES\",light_sim_data!B1276,0)","v":200},241,null,0,0,0,0,1,2,2,1,9,0,0,0,148,0,3,3,0,35,26,1,3,2,1,2,0,1,1,0,0,0,0,0,0]
[1266,"21:05:00",2,441,{"$f":"IF(appliances!$D$46=\"YES\",light_sim_data!B1277,0)","v":200},241,null,0,0,0,0,1,2,2,1,9,0,0,0,148,0,3,3,0,35,26,1,3,2,1,2,0,1,1,0,0,0,0,0,0]
[1267,"21:06:00",2,441,{"$f":"IF(appliances!$D$46=\"YES\",light_sim_data!B1278,0)","v":200},241,null,0,0,0,0,1,2,2,1,9,0,0,0,148,0,3,3,0,35,26,1,3,2,1,2,0,1,1,0,0,0,0,0,0]
[1268,"21:07:00",2,430,{"$f":"IF(appliances!$D$46=\"YES\",light_sim_data!B1279,0)","v":200},230,null,0,0,0,0,1,2,2,1,9,0,0,0,148,0,3,3,0,35,15,1,3,2,1,2,0,1,1,0,0,0,0,0,0]
[1269,"21:08:00",2,430,{"$f":"IF(appliances!$D$46=\"YES\",light_sim_data!B1280,0)","v":200},230,null,0,0,0,0,1,2,2,1,9,0,0,0,148,0,3,3,0,35,15,1,3,2,1,2,0,1,1,0,0,0,0,0,0]
[1270,"21:09:00",2,430,{"$f":"IF(appliances!$D$46=\"YES\",light_sim_data!B1281,0)","v":200},230,null,0,0,0,0,1,2,2,1,9,0,0,0,148,0,3,3,0,35,15,1,3,2,1,2,0,1,1,0,0,0,0,0,0]
[1271,"21:10:00",2,430,{"$f":"IF(appliances!$D$46=\"YES\",light_sim_data!B1282,0)","v":200},230,null,0,0,0,0,1,2,2,1,9,0,0,0,148,0,3,3,0,35,15,1,3,2,1,2,0,1,1,0,0,0,0,0,0]
[1272,"21:11:00",2,430,{"$f":"IF(appliances!$D$46=\"YES\",light_sim_data!B1283,0)","v":200},230,null,0,0,0,0,1,2,2,1,9,0,0,0,148,0,3,3,0,35,15,1,3,2,1,2,0,1,1,0,0,0,0,0,0]
[1273,"21:12:00",2,430,{"$f":"IF(appliances!$D$46=\"YES\",light_sim_data!B1284,0)","v":200},230,null,0,0,0,0,1,2,2,1,9,0,0,0,148,0,3,3,0,35,15,1,3,2,1,2,0,1,1,0,0,0,0,0,0]
[1274,"21:13:00",2,430,{"$f":"IF(appliances!$D$46=\"YES\",light_sim_data!B1285,0)","v":200},230,null,0,0,0,0,1,2,2,1,9,0,0,0,148,0,3,3,0,35,15,1,3,2,1,2,0,1,1,0,0,0,0,0,0]
[1275,"21:14:00",2,430,{"$f":"IF(appliances!$D$46=\"YES\",light_sim_data!B1286,0)","v":200},230,null,0,0,0,0,1,2,2,1,9,0,0,0,148,0,3,3,0,35,15,1,3,2,1,2,0,1,1,0,0,0,0,0,0]
[1276,"21:15:00",2,430,{"$f":"IF(appliances!$D$46=\"YES\",light_sim_data!B1287,0)","v":200},230,null,0,0,0,0,1,2,2,1,9,0,0,0,148,0,3,3,0,35,15,1,3,2,1,2,0,1,1,0,0,0,0,0,0]
[1277,"21:16:00",2,430,{"$f":"IF(appliances!$D$46=\"YES\",light_sim_data!B1288,0)","v":200},230,null,0,0,0,0,1,2,2,1,9,0,0,0,148,0,3,3,0,35,15,1,3,2,1,2,0,1,1,0,0,0,0,0,0]
[1278,"21:17:00",2,430,{"$f":"IF(appliances!$D$46=\"YES\",light_sim_data!B1289,0)","v":200},230,null,0,0,0,0,1,2,2,1,9,0,0,0,148,0,3,3,0,35,15,1,3,2,1,2,0,1,1,0,0,0,0,0,0]
[1279,"21:18:00",2,430,{"$f":"IF(appliances!$D$46=\"YES\",light_sim_data!B1290,0)","v":200},230,null,0,0,0,0,1,2,2,1,9,0,0,0,148,0,3,3,0,35,15,1,3,2,1,2,0,1,1,0,0,0,0,0,0]
[1280,"21:19:00",2,430,{"$f":"IF(appliances!$D$46=\"YES\",light_sim_data!B1291,0)","v":200},230,null,0,0,0,0,1,2,2,1,9,0,0,0,148,0,3,3,0,35,15,1,3,2,1,2,0,1,1,0,0,0,0,0,0]
[1281,"21:20:00",2,430,{"$f":"IF(appliances!$D$46=\"YES\",light_sim_data!B1292,0)","v":200},230,null,0,0,0,0,1,2,2,1,9,0,0,0,148,0,3,3,0,35,15,1,3,2,1,2,0,1,1,0,0,0,0,0,0]
[1282,"21:21:00",{"$f":"INDIRECT(\"occ_sim_data!C\"&(ROUNDDOWN((A1293-1)/10,0)+11))","v":2},{"$f":"E1293+F1293","v":430},{"$f":"IF(appliances!$D$46=\"YES\",light_sim_data!B1293,0)","v":200},{"$f":"SUM(H1293:AN1293)","v":230},null,0,0,0,0,1,2,2,1,9,0,0,0,148,0,3,3,0,35,15,1,3,2,1,2,0,1,1,0,0,0,0,0,0]
[1283,"21:22:00",2,430,{"$f":"IF(appliances!$D$46=\"YES\",light_sim_data!B1294,0)","v":200},230,null,0,0,0,0,1,2,2,1,9,0,0,0,148,0,3,3,0,35,15,1,3,2,1,2,0,1,1,0,0,0,0,0,0]
[1284,"21:23:00",2,608,{"$f":"IF(appliances!$D$46=\"YES\",light_sim_data!B1295,0)","v":200},408,null,0,178,0,0,1,2,2,1,9,0,0,0,148,0,3,3,0,35,15,1,3,2,1,2,0,1,1,0,0,0,0,0,0]
[1285,"21:24:00",2,622,{"$f":"IF(appliances!$D$46=\"YES\",light_sim_data!B1296,0)","v":100},522,null,0,178,0,0,1,2,2,1,9,0,0,0,148,0,3,117,0,35,15,1,3,2,1,2,0,1,1,0,0,0,0,0,0]
[1286,"21:25:00",2,622,{"$f":"IF(appliances!$D$46=\"YES\",light_sim_data!B1297,0)","v":100},522,null,0,178,0,0,1,2,2,1,9,0,0,0,148,0,3,117,0,35,15,1,3,2,1,2,0,1,1,0,0,0,0,0,0]
[1287,"21:26:00",2,622,{"$f":"IF(appliances!$D$46=\"YES\",light_sim_data!B1298,0)","v":100},522,null,0,178,0,0,1,2,2,1,9,0,0,0,148,0,3,117,0,35,15,1,3,2,1,2,0,1,1,0,0,0,0,0,0]
[1288,"21:27:00",2,622,{"$f":"IF(appliances!$D$46=\"YES\",light_sim_data!B1299,0)","v":100},522,null,0,178,0,0,1,2,2,1,9,0,0,0,148,0,3,117,0,35,15,1,3,2,1,2,0,1,1,0,0,0,0,0,0]
[1289,"21:28:00",2,622,{"$f":"IF(appliances!$D$46=\"YES\",light_sim_data!B1300,0)","v":100},522,null,0,178,0,0,1,2,2,1,9,0,0,0,148,0,3,117,0,35,15,1,3,2,1,2,0,1,1,0,0,0,0,0,0]
[1290,"21:29:00",2,622,{"$f":"IF(appliances!$D$46=\"YES\",light_sim_data!B1301,0)","v":100},522,null,0,178,0,0,1,2,2,1,9,0,0,0,148,0,3,117,0,35,15,1,3,2,1,2,0,1,1,0,0,0,0,0,0]
[1291,"21:30:00",2,622,{"$f":"IF(appliances!$D$46=\"YES\",light_sim_data!B1302,0)","v":100},522,null,0,178,0,0,1,2,2,1,9,0,0,0,148,0,3,117,0,35,15,1,3,2,1,2,0,1,1,0,0,0,0,0,0]
[1292,"21:31:00",2,622,{"$f":"IF(appliances!$D$46=\"YES\",light_sim_data!B1303,0)","v":100},522,null,0,178,0,0,1,2,2,1,9,0,0,0,148,0,3,117,0,35,15,1,3,2,1,2,0,1,1,0,0,0,0,0,0]
[1293,"21:32:00",2,622,{"$f":"IF(appliances!$D$46=\"YES\",light_sim_data!B1304,0)","v":100},522,null,0,178,0,0,1,2,2,1,9,0,0,0,148,0,3,117,0,35,15,1,3,2,1,2,0,1,1,0,0,0,0,0,0]
[1294,"21:33:00",2,622,{"$f":"IF(appliances!$D$46=\"YES\",light_sim_data!B1305,0)","v":100},522,null,0,178,0,0,1,2,2,1,9,0,0,0,148,0,3,117,0,35,15,1,3,2,1,2,0,1,1,0,0,0,0,0,0]
[1295,"21:34:00",2,622,{"$f":"IF(appliances!$D$46=\"YES\",light_sim_data!B1306,0)","v":100},522,null,0,178,0,0,1,2,2,1,9,0,0,0,148,0,3,117,0,35,15,1,3,2,1,2,0,1,1,0,0,0,0,0,0]
[1296,"21:35:00",2,622,{"$f":"IF(appliances!$D$46=\"YES\",light_sim_data!B1307,0)","v":100},522,null,0,178,0,0,1,2,2,1,9,0,0,0,148,0,3,117,0,35,15,1,3,2,1,2,0,1,1,0,0,0,0,0,0]
[1297,"21:36:00",2,622,{"$f":"IF(appliances!$D$46=\"YES\",light_sim_data!B1308,0)","v":100},522,null,0,178,0,0,1,2,2,1,9,0,0,0,148,0,3,117,0,35,15,1,3,2,1,2,0,1,1,0,0,0,0,0,0]
[1298,"21:37:00",2,622,{"$f":"IF(appliances!$D$46=\"YES\",light_sim_data!B1309,0)","v":100},522,null,0,178,0,0,1,2,2,1,9,0,0,0,148,0,3,117,0,35,15,1,3,2,1,2,0,1,1,0,0,0,0,0,0]
[1299,"21:38:00",2,622,{"$f":"IF(appliances!$D$46=\"YES\",light_sim_data!B1310,0)","v":100},522,null,0,178,0,0,1,2,2,1,9,0,0,0,148,0,3,117,0,35,15,1,3,2,1,2,0,1,1,0,0,0,0,0,0]
[1300,"21:39:00",2,622,{"$f":"IF(appliances!$D$46=\"YES\",light_sim_data!B1311,0)","v":100},522,null,0,178,0,0,1,2,2,1,9,0,0,0,148,0,3,117,0,35,15,1,3,2,1,2,0,1,1,0,0,0,0,0,0]
[1301,"21:40:00",2,622,{"$f":"IF(appliances!$D$46=\"YES\",light_sim_data!B1312,0)","v":100},522,null,0,178,0,0,1,2,2,1,9,0,0,0,148,0,3,117,0,35,15,1,3,2,1,2,0,1,1,0,0,0,0,0,0]
[1302,"21:41:00",2,682,{"$f":"IF(appliances!$D$46=\"YES\",light_sim_data!B1313,0)","v":160},522,null,0,178,0,0,1,2,2,1,9,0,0,0,148,0,3,117,0,35,15,1,3,2,1,2,0,1,1,0,0,0,0,0,0]
[1303,"21:42:00",2,682,{"$f":"IF(appliances!$D$46=\"YES\",light_sim_data!B1314,0)","v":160},522,null,0,178,0,0,1,2,2,1,9,0,0,0,148,0,3,117,0,35,15,1,3,2,1,2,0,1,1,0,0,0,0,0,0]
[1304,"21:43:00",2,682,{"$f":"IF(appliances!$D$46=\"YES\",light_sim_data!B1315,0)","v":160},522,null,0,178,0,0,1,2,2,1,9,0,0,0,148,0,3,117,0,35,15,1,3,2,1,2,0,1,1,0,0,0,0,0,0]
[1305,"21:44:00",2,682,{"$f":"IF(appliances!$D$46=\"YES\",light_sim_data!B1316,0)","v":160},522,null,0,178,0,0,1,2,2,1,9,0,0,0,148,0,3,117,0,35,15,1,3,2,1,2,0,1,1,0,0,0,0,0,0]
[1306,"21:45:00",2,504,{"$f":"IF(appliances!$D$46=\"YES\",light_sim_data!B1317,0)","v":160},344,null,0,0,0,0,1,2,2,1,9,0,0,0,148,0,3,117,0,35,15,1,3,2,1,2,0,1,1,0,0,0,0,0,0]
[1307,"21:46:00",2,471,{"$f":"IF(appliances!$D$46=\"YES\",light_sim_data!B1318,0)","v":160},311,null,0,0,0,0,1,2,2,1,9,0,0,0,148,0,3,117,0,2,15,1,3,2,1,2,0,1,1,0,0,0,0,0,0]
[1308,"21:47:00",2,471,{"$f":"IF(appliances!$D$46=\"YES\",light_sim_data!B1319,0)","v":160},311,null,0,0,0,0,1,2,2,1,9,0,0,0,148,0,3,117,0,2,15,1,3,2,1,2,0,1,1,0,0,0,0,0,0]
[1309,"21:48:00",2,411,{"$f":"IF(appliances!$D$46=\"YES\",light_sim_data!B1320,0)","v":100},311,null,0,0,0,0,1,2,2,1,9,0,0,0,148,0,3,117,0,2,15,1,3,2,1,2,0,1,1,0,0,0,0,0,0]
[1310,"21:49:00",2,411,{"$f":"IF(appliances!$D$46=\"YES\",light_sim_data!B1321,0)","v":100},311,null,0,0,0,0,1,2,2,1,9,0,0,0,148,0,3,117,0,2,15,1,3,2,1,2,0,1,1,0,0,0,0,0,0]
[1311,"21:50:00",2,411,{"$f":"IF(appliances!$D$46=\"YES\",light_sim_data!B1322,0)","v":100},311,null,0,0,0,0,1,2,2,1,9,0,0,0,148,0,3,117,0,2,15,1,3,2,1,2,0,1,1,0,0,0,0,0,0]
[1312,"21:51:00",2,411,{"$f":"IF(appliances!$D$46=\"YES\",light_sim_data!B1323,0)","v":100},311,null,0,0,0,0,1,2,2,1,9,0,0,0,148,0,3,117,0,2,15,1,3,2,1,2,0,1,1,0,0,0,0,0,0]
[1313,"21:52:00",2,371,{"$f":"IF(appliances!$D$46=\"YES\",light_sim_data!B1324,0)","v":60},311,null,0,0,0,0,1,2,2,1,9,0,0,0,148,0,3,117,0,2,15,1,3,2,1,2,0,1,1,0,0,0,0,0,0]
[1314,"21:53:00",2,371,{"$f":"IF(appliances!$D$46=\"YES\",light_sim_data!B1325,0)","v":60},311,null,0,0,0,0,1,2,2,1,9,0,0,0,148,0,3,117,0,2,15,1,3,2,1,2,0,1,1,0,0,0,0,0,0]
[1315,"21:54:00",2,371,{"$f":"IF(appliances!$D$46=\"YES\",light_sim_data!B1326,0)","v":60},311,null,0,0,0,0,1,2,2,1,9,0,0,0,148,0,3,117,0,2,15,1,3,2,1,2,0,1,1,0,0,0,0,0,0]
[1316,"21:55:00",2,371,{"$f":"IF(appliances!$D$46=\"YES\",light_sim_data!B1327,0)","v":60},311,null,0,0,0,0,1,2,2,1,9,0,0,0,148,0,3,117,0,2,15,1,3,2,1,2,0,1,1,0,0,0,0,0,0]
[1317,"21:56:00",2,471,{"$f":"IF(appliances!$D$46=\"YES\",light_sim_data!B1328,0)","v":160},311,null,0,0,0,0,1,2,2,1,9,0,0,0,148,0,3,117,0,2,15,1,3,2,1,2,0,1,1,0,0,0,0,0,0]
[1318,"21:57:00",2,471,{"$f":"IF(appliances!$D$46=\"YES\",light_sim_data!B1329,0)","v":160},311,null,0,0,0,0,1,2,2,1,9,0,0,0,148,0,3,117,0,2,15,1,3,2,1,2,0,1,1,0,0,0,0,0,0]
[1319,"21:58:00",2,471,{"$f":"IF(appliances!$D$46=\"YES\",light_sim_data!B1330,0)","v":160},311,null,0,0,0,0,1,2,2,1,9,0,0,0,148,0,3,117,0,2,15,1,3,2,1,2,0,1,1,0,0,0,0,0,0]
[1320,"21:59:00",2,531,{"$f":"IF(appliances!$D$46=\"YES\",light_sim_data!B1331,0)","v":220},311,null,0,0,0,0,1,2,2,1,9,0,0,0,148,0,3,117,0,2,15,1,3,2,1,2,0,1,1,0,0,0,0,0,0]
[1321,"22:00:00",2,542,{"$f":"IF(appliances!$D$46=\"YES\",light_sim_data!B1332,0)","v":220},322,null,0,0,0,0,1,2,2,1,9,0,0,0,148,0,3,117,0,2,26,1,3,2,1,2,0,1,1,0,0,0,0,0,0]
[1322,"22:01:00",2,542,{"$f":"IF(appliances!$D$46=\"YES\",light_sim_data!B1333,0)","v":220},322,null,0,0,0,0,1,2,2,1,9,0,0,0,148,0,3,117,0,2,26,1,3,2,1,2,0,1,1,0,0,0,0,0,0]
[1323,"22:02:00",2,575,{"$f":"IF(appliances!$D$46=\"YES\",light_sim_data!B1334,0)","v":220},355,null,0,0,0,0,1,2,2,1,9,0,0,0,148,0,3,117,0,35,26,1,3,2,1,2,0,1,1,0,0,0,0,0,0]
[1324,"22:03:00",2,575,{"$f":"IF(appliances!$D$46=\"YES\",light_sim_data!B1335,0)","v":220},355,null,0,0,0,0,1,2,2,1,9,0,0,0,148,0,3,117,0,35,26,1,3,2,1,2,0,1,1,0,0,0,0,0,0]
[1325,"22:04:00",2,711,{"$f":"IF(appliances!$D$46=\"YES\",light_sim_data!B1336,0)","v":220},491,null,0,0,0,136,1,2,2,1,9,0,0,0,148,0,3,117,0,35,26,1,3,2,1,2,0,1,1,0,0,0,0,0,0]
[1326,"22:05:00",2,711,{"$f":"IF(appliances!$D$46=\"YES\",light_sim_data!B1337,0)","v":220},491,null,0,0,0,136,1,2,2,1,9,0,0,0,148,0,3,117,0,35,26,1,3,2,1,2,0,1,1,0,0,0,0,0,0]
[1327,"22:06:00",2,860,{"$f":"IF(appliances!$D$46=\"YES\",light_sim_data!B1338,0)","v":260},600,null,0,0,109,136,1,2,2,1,9,0,0,0,148,0,3,117,0,35,26,1,3,2,1,2,0,1,1,0,0,0,0,0,0]
[1328,"22:07:00",2,760,{"$f":"IF(appliances!$D$46=\"YES\",light_sim_data!B1339,0)","v":160},600,null,0,0,109,136,1,2,2,1,9,0,0,0,148,0,3,117,0,35,26,1,3,2,1,2,0,1,1,0,0,0,0,0,0]
[1329,"22:08:00",2,660,{"$f":"IF(appliances!$D$46=\"YES\",light_sim_data!B1340,0)","v":60},600,null,0,0,109,136,1,2,2,1,9,0,0,0,148,0,3,117,0,35,26,1,3,2,1,2,0,1,1,0,0,0,0,0,0]
[1330,"22:09:00",2,760,{"$f":"IF(appliances!$D$46=\"YES\",light_sim_data!B1341,0)","v":160},600,null,0,0,109,136,1,2,2,1,9,0,0,0,148,0,3,117,0,35,26,1,3,2,1,2,0,1,1,0,0,0,0,0,0]
[1331,"22:10:00",2,760,{"$f":"IF(appliances!$D$46=\"YES\",light_sim_data!B1342,0)","v":160},600,null,0,0,109,136,1,2,2,1,9,0,0,0,148,0,3,117,0,35,26,1,3,2,1,2,0,1,1,0,0,0,0,0,0]
[1332,"22:11:00",2,800,{"$f":"IF(appliances!$D$46=\"YES\",light_sim_data!B1343,0)","v":200},600,null,0,0,109,136,1,2,2,1,9,0,0,0,148,0,3,117,0,35,26,1,3,2,1,2,0,1,1,0,0,0,0,0,0]
[1333,"22:12:00",2,800,{"$f":"IF(appliances!$D$46=\"YES\",light_sim_data!B1344,0)","v":200},600,null,0,0,109,136,1,2,2,1,9,0,0,0,148,0,3,117,0,35,26,1,3,2,1,2,0,1,1,0,0,0,0,0,0]
[1334,"22:13:00",2,800,{"$f":"IF(appliances!$D$46=\"YES\",light_sim_data!B1345,0)","v":200},600,null,0,0,109,136,1,2,2,1,9,0,0,0,148,0,3,117,0,35,26,1,3,2,1,2,0,1,1,0,0,0,0,0,0]
[1335,"22:14:00",2,2782,{"$f":"IF(appliances!$D$46=\"YES\",light_sim_data!B1346,0)","v":200},2582,null,0,0,109,136,1,2,2,1,9,0,0,0,148,0,3,117,0,35,26,1,3,2,1983,2,0,1,1,0,0,0,0,0,0]
[1336,"22:15:00",2,2782,{"$f":"IF(appliances!$D$46=\"YES\",light_sim_data!B1347,0)","v":200},2582,null,0,0,109,136,1,2,2,1,9,0,0,0,148,0,3,117,0,35,26,1,3,2,1983,2,0,1,1,0,0,0,0,0,0]
[1337,"22:16:00",2,2782,{"$f":"IF(appliances!$D$46=\"YES\",light_sim_data!B1348,0)","v":200},2582,null,0,0,109,136,1,2,2,1,9,0,0,0,148,0,3,117,0,35,26,1,3,2,1983,2,0,1,1,0,0,0,0,0,0]
[1338,"22:17:00",2,686,{"$f":"IF(appliances!$D$46=\"YES\",light_sim_data!B1349,0)","v":200},486,null,0,0,109,136,1,2,2,1,9,0,0,0,148,0,3,3,0,35,26,1,3,2,1,2,0,1,1,0,0,0,0,0,0]
[1339,"22:18:00",2,686,{"$f":"IF(appliances!$D$46=\"YES\",light_sim_data!B1350,0)","v":200},486,null,0,0,109,136,1,2,2,1,9,0,0,0,148,0,3,3,0,35,26,1,3,2,1,2,0,1,1,0,0,0,0,0,0]
[1340,"22:19:00",2,686,{"$f":"IF(appliances!$D$46=\"YES\",light_sim_data!B1351,0)","v":200},486,null,0,0,109,136,1,2,2,1,9,0,0,0,148,0,3,3,0,35,26,1,3,2,1,2,0,1,1,0,0,0,0,0,0]
[1341,"22:20:00",2,686,{"$f":"IF(appliances!$D$46=\"YES\",light_sim_data!B1352,0)","v":200},486,null,0,0,109,136,1,2,2,1,9,0,0,0,148,0,3,3,0,35,26,1,3,2,1,2,0,1,1,0,0,0,0,0,0]
[1342,"22:21:00",2,2568,{"$f":"IF(appliances!$D$46=\"YES\",light_sim_data!B1353,0)","v":100},2468,null,0,0,109,136,1,2,2,1,9,0,0,0,148,0,3,3,0,35,26,1,3,2,1983,2,0,1,1,0,0,0,0,0,0]
[1343,"22:22:00",2,2568,{"$f":"IF(appliances!$D$46=\"YES\",light_sim_data!B1354,0)","v":100},2468,null,0,0,109,136,1,2,2,1,9,0,0,0,148,0,3,3,0,35,26,1,3,2,1983,2,0,1,1,0,0,0,0,0,0]
[1344,"22:23:00",2,2568,{"$f":"IF(appliances!$D$46=\"YES\",light_sim_data!B1355,0)","v":100},2468,null,0,0,109,136,1,2,2,1,9,0,0,0,148,0,3,3,0,35,26,1,3,2,1983,2,0,1,1,0,0,0,0,0,0]
[1345,"22:24:00",2,341,{"$f":"IF(appliances!$D$46=\"YES\",light_sim_data!B1356,0)","v":100},241,null,0,0,0,0,1,2,2,1,9,0,0,0,148,0,3,3,0,35,26,1,3,2,1,2,0,1,1,0,0,0,0,0,0]
[1346,"22:25:00",{"$f":"INDIRECT(\"occ_sim_data!C\"&(ROUNDDOWN((A1357-1)/10,0)+11))","v":2},{"$f":"E1357+F1357","v":341},{"$f":"IF(appliances!$D$46=\"YES\",light_sim_data!B1357,0)","v":100},{"$f":"SUM(H1357:AN1357)","v":241},null,0,0,0,0,1,2,2,1,9,0,0,0,148,0,3,3,0,35,26,1,3,2,1,2,0,1,1,0,0,0,0,0,0]
[1347,"22:26:00",2,301,{"$f":"IF(appliances!$D$46=\"YES\",light_sim_data!B1358,0)","v":60},241,null,0,0,0,0,1,2,2,1,9,0,0,0,148,0,3,3,0,35,26,1,3,2,1,2,0,1,1,0,0,0,0,0,0]
[1348,"22:27:00",2,301,{"$f":"IF(appliances!$D$46=\"YES\",light_sim_data!B1359,0)","v":60},241,null,0,0,0,0,1,2,2,1,9,0,0,0,148,0,3,3,0,35,26,1,3,2,1,2,0,1,1,0,0,0,0,0,0]
[1349,"22:28:00",2,301,{"$f":"IF(appliances!$D$46=\"YES\",light_sim_data!B1360,0)","v":60},241,null,0,0,0,0,1,2,2,1,9,0,0,0,148,0,3,3,0,35,26,1,3,2,1,2,0,1,1,0,0,0,0,0,0]
[1350,"22:29:00",2,301,{"$f":"IF(appliances!$D$46=\"YES\",light_sim_data!B1361,0)","v":60},241,null,0,0,0,0,1,2,2,1,9,0,0,0,148,0,3,3,0,35,26,1,3,2,1,2,0,1,1,0,0,0,0,0,0]
[1351,"22:30:00",1,301,{"$f":"IF(appliances!$D$46=\"YES\",light_sim_data!B1362,0)","v":60},241,null,0,0,0,0,1,2,2,1,9,0,0,0,148,0,3,3,0,35,26,1,3,2,1,2,0,1,1,0,0,0,0,0,0]
[1352,"22:31:00",1,301,{"$f":"IF(appliances!$D$46=\"YES\",light_sim_data!B1363,0)","v":60},241,null,0,0,0,0,1,2,2,1,9,0,0,0,148,0,3,3,0,35,26,1,3,2,1,2,0,1,1,0,0,0,0,0,0]
[1353,"22:32:00",1,301,{"$f":"IF(appliances!$D$46=\"YES\",light_sim_data!B1364,0)","v":60},241,null,0,0,0,0,1,2,2,1,9,0,0,0,148,0,3,3,0,35,26,1,3,2,1,2,0,1,1,0,0,0,0,0,0]
[1354,"22:33:00",1,301,{"$f":"IF(appliances!$D$46=\"YES\",light_sim_data!B1365,0)","v":60},241,null,0,0,0,0,1,2,2,1,9,0,0,0,148,0,3,3,0,35,26,1,3,2,1,2,0,1,1,0,0,0,0,0,0]
[1355,"22:34:00",1,301,{"$f":"IF(appliances!$D$46=\"YES\",light_sim_data!B1366,0)","v":60},241,null,0,0,0,0,1,2,2,1,9,0,0,0,148,0,3,3,0,35,26,1,3,2,1,2,0,1,1,0,0,0,0,0,0]
[1356,"22:35:00",1,301,{"$f":"IF(appliances!$D$46=\"YES\",light_sim_data!B1367,0)","v":60},241,null,0,0,0,0,1,2,2,1,9,0,0,0,148,0,3,3,0,35,26,1,3,2,1,2,0,1,1,0,0,0,0,0,0]
[1357,"22:36:00",1,301,{"$f":"IF(appliances!$D$46=\"YES\",light_sim_data!B1368,0)","v":60},241,null,0,0,0,0,1,2,2,1,9,0,0,0,148,0,3,3,0,35,26,1,3,2,1,2,0,1,1,0,0,0,0,0,0]
[1358,"22:37:00",1,301,{"$f":"IF(appliances!$D$46=\"YES\",light_sim_data!B1369,0)","v":60},241,null,0,0,0,0,1,2,2,1,9,0,0,0,148,0,3,3,0,35,26,1,3,2,1,2,0,1,1,0,0,0,0,0,0]
[1359,"22:38:00",1,479,{"$f":"IF(appliances!$D$46=\"YES\",light_sim_data!B1370,0)","v":60},419,null,0,178,0,0,1,2,2,1,9,0,0,0,148,0,3,3,0,35,26,1,3,2,1,2,0,1,1,0,0,0,0,0,0]
[1360,"22:39:00",1,479,{"$f":"IF(appliances!$D$46=\"YES\",light_sim_data!B1371,0)","v":60},419,null,0,178,0,0,1,2,2,1,9,0,0,0,148,0,3,3,0,35,26,1,3,2,1,2,0,1,1,0,0,0,0,0,0]
[1361,"22:40:00",1,479,{"$f":"IF(appliances!$D$46=\"YES\",light_sim_data!B1372,0)","v":60},419,null,0,178,0,0,1,2,2,1,9,0,0,0,148,0,3,3,0,35,26,1,3,2,1,2,0,1,1,0,0,0,0,0,0]
[1362,"22:41:00",1,479,{"$f":"IF(appliances!$D$46=\"YES\",light_sim_data!B1373,0)","v":60},419,null,0,178,0,0,1,2,2,1,9,0,0,0,148,0,3,3,0,35,26,1,3,2,1,2,0,1,1,0,0,0,0,0,0]
[1363,"22:42:00",1,479,{"$f":"IF(appliances!$D$46=\"YES\",light_sim_data!B1374,0)","v":60},419,null,0,178,0,0,1,2,2,1,9,0,0,0,148,0,3,3,0,35,26,1,3,2,1,2,0,1,1,0,0,0,0,0,0]
[1364,"22:43:00",1,2461,{"$f":"IF(appliances!$D$46=\"YES\",light_sim_data!B1375,0)","v":60},2401,null,0,178,0,0,1,2,2,1,9,0,0,0,148,0,3,3,0,35,26,1,3,2,1983,2,0,1,1,0,0,0,0,0,0]
[1365,"22:44:00",1,2461,{"$f":"IF(appliances!$D$46=\"YES\",light_sim_data!B1376,0)","v":60},2401,null,0,178,0,0,1,2,2,1,9,0,0,0,148,0,3,3,0,35,26,1,3,2,1983,2,0,1,1,0,0,0,0,0,0]
[1366,"22:45:00",1,2461,{"$f":"IF(appliances!$D$46=\"YES\",light_sim_data!B1377,0)","v":60},2401,null,0,178,0,0,1,2,2,1,9,0,0,0,148,0,3,3,0,35,26,1,3,2,1983,2,0,1,1,0,0,0,0,0,0]
[1367,"22:46:00",1,479,{"$f":"IF(appliances!$D$46=\"YES\",light_sim_data!B1378,0)","v":60},419,null,0,178,0,0,1,2,2,1,9,0,0,0,148,0,3,3,0,35,26,1,3,2,1,2,0,1,1,0,0,0,0,0,0]
[1368,"22:47:00",1,491,{"$f":"IF(appliances!$D$46=\"YES\",light_sim_data!B1379,0)","v":72},419,null,0,178,0,0,1,2,2,1,9,0,0,0,148,0,3,3,0,35,26,1,3,2,1,2,0,1,1,0,0,0,0,0,0]
[1369,"22:48:00",1,491,{"$f":"IF(appliances!$D$46=\"YES\",light_sim_data!B1380,0)","v":72},419,null,0,178,0,0,1,2,2,1,9,0,0,0,148,0,3,3,0,35,26,1,3,2,1,2,0,1,1,0,0,0,0,0,0]
[1370,"22:49:00",1,491,{"$f":"IF(appliances!$D$46=\"YES\",light_sim_data!B1381,0)","v":72},419,null,0,178,0,0,1,2,2,1,9,0,0,0,148,0,3,3,0,35,26,1,3,2,1,2,0,1,1,0,0,0,0,0,0]
[1371,"22:50:00",0,232,{"$f":"IF(appliances!$D$46=\"YES\",light_sim_data!B1382,0)","v":0},232,null,0,178,0,0,1,2,2,1,9,0,0,0,5,0,3,3,0,2,15,1,3,2,1,2,0,1,1,0,0,0,0,0,0]
[1372,"22:51:00",0,232,{"$f":"IF(appliances!$D$46=\"YES\",light_sim_data!B1383,0)","v":0},232,null,0,178,0,0,1,2,2,1,9,0,0,0,5,0,3,3,0,2,15,1,3,2,1,2,0,1,1,0,0,0,0,0,0]
[1373,"22:52:00",0,232,{"$f":"IF(appliances!$D$46=\"YES\",light_sim_data!B1384,0)","v":0},232,null,0,178,0,0,1,2,2,1,9,0,0,0,5,0,3,3,0,2,15,1,3,2,1,2,0,1,1,0,0,0,0,0,0]
[1374,"22:53:00",0,232,{"$f":"IF(appliances!$D$46=\"YES\",light_sim_data!B1385,0)","v":0},232,null,0,178,0,0,1,2,2,1,9,0,0,0,5,0,3,3,0,2,15,1,3,2,1,2,0,1,1,0,0,0,0,0,0]
[1375,"22:54:00",0,232,{"$f":"IF(appliances!$D$46=\"YES\",light_sim_data!B1386,0)","v":0},232,null,0,178,0,0,1,2,2,1,9,0,0,0,5,0,3,3,0,2,15,1,3,2,1,2,0,1,1,0,0,0,0,0,0]
[1376,"22:55:00",0,232,{"$f":"IF(appliances!$D$46=\"YES\",light_sim_data!B1387,0)","v":0},232,null,0,178,0,0,1,2,2,1,9,0,0,0,5,0,3,3,0,2,15,1,3,2,1,2,0,1,1,0,0,0,0,0,0]
[1377,"22:56:00",0,232,{"$f":"IF(appliances!$D$46=\"YES\",light_sim_data!B1388,0)","v":0},232,null,0,178,0,0,1,2,2,1,9,0,0,0,5,0,3,3,0,2,15,1,3,2,1,2,0,1,1,0,0,0,0,0,0]
[1378,"22:57:00",0,232,{"$f":"IF(appliances!$D$46=\"YES\",light_sim_data!B1389,0)","v":0},232,null,0,178,0,0,1,2,2,1,9,0,0,0,5,0,3,3,0,2,15,1,3,2,1,2,0,1,1,0,0,0,0,0,0]
[1379,"22:58:00",0,232,{"$f":"IF(appliances!$D$46=\"YES\",light_sim_data!B1390,0)","v":0},232,null,0,178,0,0,1,2,2,1,9,0,0,0,5,0,3,3,0,2,15,1,3,2,1,2,0,1,1,0,0,0,0,0,0]
[1380,"22:59:00",0,232,{"$f":"IF(appliances!$D$46=\"YES\",light_sim_data!B1391,0)","v":0},232,null,0,178,0,0,1,2,2,1,9,0,0,0,5,0,3,3,0,2,15,1,3,2,1,2,0,1,1,0,0,0,0,0,0]
[1381,"23:00:00",0,54,{"$f":"IF(appliances!$D$46=\"YES\",light_sim_data!B1392,0)","v":0},54,null,0,0,0,0,1,2,2,1,9,0,0,0,5,0,3,3,0,2,15,1,3,2,1,2,0,1,1,0,0,0,0,0,0]
[1382,"23:01:00",0,54,{"$f":"IF(appliances!$D$46=\"YES\",light_sim_data!B1393,0)","v":0},54,null,0,0,0,0,1,2,2,1,9,0,0,0,5,0,3,3,0,2,15,1,3,2,1,2,0,1,1,0,0,0,0,0,0]
[1383,"23:02:00",0,54,{"$f":"IF(appliances!$D$46=\"YES\",light_sim_data!B1394,0)","v":0},54,null,0,0,0,0,1,2,2,1,9,0,0,0,5,0,3,3,0,2,15,1,3,2,1,2,0,1,1,0,0,0,0,0,0]
[1384,"23:03:00",0,54,{"$f":"IF(appliances!$D$46=\"YES\",light_sim_data!B1395,0)","v":0},54,null,0,0,0,0,1,2,2,1,9,0,0,0,5,0,3,3,0,2,15,1,3,2,1,2,0,1,1,0,0,0,0,0,0]
[1385,"23:04:00",0,54,{"$f":"IF(appliances!$D$46=\"YES\",light_sim_data!B1396,0)","v":0},54,null,0,0,0,0,1,2,2,1,9,0,0,0,5,0,3,3,0,2,15,1,3,2,1,2,0,1,1,0,0,0,0,0,0]
[1386,"23:05:00",0,190,{"$f":"IF(appliances!$D$46=\"YES\",light_sim_data!B1397,0)","v":0},190,null,0,0,0,136,1,2,2,1,9,0,0,0,5,0,3,3,0,2,15,1,3,2,1,2,0,1,1,0,0,0,0,0,0]
[1387,"23:06:00",0,190,{"$f":"IF(appliances!$D$46=\"YES\",light_sim_data!B1398,0)","v":0},190,null,0,0,0,136,1,2,2,1,9,0,0,0,5,0,3,3,0,2,15,1,3,2,1,2,0,1,1,0,0,0,0,0,0]
[1388,"23:07:00",0,190,{"$f":"IF(appliances!$D$46=\"YES\",light_sim_data!B1399,0)","v":0},190,null,0,0,0,136,1,2,2,1,9,0,0,0,5,0,3,3,0,2,15,1,3,2,1,2,0,1,1,0,0,0,0,0,0]
[1389,"23:08:00",0,190,{"$f":"IF(appliances!$D$46=\"YES\",light_sim_data!B1400,0)","v":0},190,null,0,0,0,136,1,2,2,1,9,0,0,0,5,0,3,3,0,2,15,1,3,2,1,2,0,1,1,0,0,0,0,0,0]
[1390,"23:09:00",0,190,{"$f":"IF(appliances!$D$46=\"YES\",light_sim_data!B1401,0)","v":0},190,null,0,0,0,136,1,2,2,1,9,0,0,0,5,0,3,3,0,2,15,1,3,2,1,2,0,1,1,0,0,0,0,0,0]
[1391,"23:10:00",0,190,{"$f":"IF(appliances!$D$46=\"YES\",light_sim_data!B1402,0)","v":0},190,null,0,0,0,136,1,2,2,1,9,0,0,0,5,0,3,3,0,2,15,1,3,2,1,2,0,1,1,0,0,0,0,0,0]
[1392,"23:11:00",0,190,{"$f":"IF(appliances!$D$46=\"YES\",light_sim_data!B1403,0)","v":0},190,null,0,0,0,136,1,2,2,1,9,0,0,0,5,0,3,3,0,2,15,1,3,2,1,2,0,1,1,0,0,0,0,0,0]
[1393,"23:12:00",0,299,{"$f":"IF(appliances!$D$46=\"YES\",light_sim_data!B1404,0)","v":0},299,null,0,0,109,136,1,2,2,1,9,0,0,0,5,0,3,3,0,2,15,1,3,2,1,2,0,1,1,0,0,0,0,0,0]
[1394,"23:13:00",0,299,{"$f":"IF(appliances!$D$46=\"YES\",light_sim_data!B1405,0)","v":0},299,null,0,0,109,136,1,2,2,1,9,0,0,0,5,0,3,3,0,2,15,1,3,2,1,2,0,1,1,0,0,0,0,0,0]
[1395,"23:14:00",0,299,{"$f":"IF(appliances!$D$46=\"YES\",light_sim_data!B1406,0)","v":0},299,null,0,0,109,136,1,2,2,1,9,0,0,0,5,0,3,3,0,2,15,1,3,2,1,2,0,1,1,0,0,0,0,0,0]
[1396,"23:15:00",0,299,{"$f":"IF(appliances!$D$46=\"YES\",light_sim_data!B1407,0)","v":0},299,null,0,0,109,136,1,2,2,1,9,0,0,0,5,0,3,3,0,2,15,1,3,2,1,2,0,1,1,0,0,0,0,0,0]
[1397,"23:16:00",0,299,{"$f":"IF(appliances!$D$46=\"YES\",light_sim_data!B1408,0)","v":0},299,null,0,0,109,136,1,2,2,1,9,0,0,0,5,0,3,3,0,2,15,1,3,2,1,2,0,1,1,0,0,0,0,0,0]
[1398,"23:17:00",0,299,{"$f":"IF(appliances!$D$46=\"YES\",light_sim_data!B1409,0)","v":0},299,null,0,0,109,136,1,2,2,1,9,0,0,0,5,0,3,3,0,2,15,1,3,2,1,2,0,1,1,0,0,0,0,0,0]
[1399,"23:18:00",0,299,{"$f":"IF(appliances!$D$46=\"YES\",light_sim_data!B1410,0)","v":0},299,null,0,0,109,136,1,2,2,1,9,0,0,0,5,0,3,3,0,2,15,1,3,2,1,2,0,1,1,0,0,0,0,0,0]
[1400,"23:19:00",0,299,{"$f":"IF(appliances!$D$46=\"YES\",light_sim_data!B1411,0)","v":0},299,null,0,0,109,136,1,2,2,1,9,0,0,0,5,0,3,3,0,2,15,1,3,2,1,2,0,1,1,0,0,0,0,0,0]
[1401,"23:20:00",0,299,{"$f":"IF(appliances!$D$46=\"YES\",light_sim_data!B1412,0)","v":0},299,null,0,0,109,136,1,2,2,1,9,0,0,0,5,0,3,3,0,2,15,1,3,2,1,2,0,1,1,0,0,0,0,0,0]
[1402,"23:21:00",0,299,{"$f":"IF(appliances!$D$46=\"YES\",light_sim_data!B1413,0)","v":0},299,null,0,0,109,136,1,2,2,1,9,0,0,0,5,0,3,3,0,2,15,1,3,2,1,2,0,1,1,0,0,0,0,0,0]
[1403,"23:22:00",0,299,{"$f":"IF(appliances!$D$46=\"YES\",light_sim_data!B1414,0)","v":0},299,null,0,0,109,136,1,2,2,1,9,0,0,0,5,0,3,3,0,2,15,1,3,2,1,2,0,1,1,0,0,0,0,0,0]
[1404,"23:23:00",0,299,{"$f":"IF(appliances!$D$46=\"YES\",light_sim_data!B1415,0)","v":0},299,null,0,0,109,136,1,2,2,1,9,0,0,0,5,0,3,3,0,2,15,1,3,2,1,2,0,1,1,0,0,0,0,0,0]
[1405,"23:24:00",0,299,{"$f":"IF(appliances!$D$46=\"YES\",light_sim_data!B1416,0)","v":0},299,null,0,0,109,136,1,2,2,1,9,0,0,0,5,0,3,3,0,2,15,1,3,2,1,2,0,1,1,0,0,0,0,0,0]
[1406,"23:25:00",0,163,{"$f":"IF(appliances!$D$46=\"YES\",light_sim_data!B1417,0)","v":0},163,null,0,0,109,0,1,2,2,1,9,0,0,0,5,0,3,3,0,2,15,1,3,2,1,2,0,1,1,0,0,0,0,0,0]
[1407,"23:26:00",0,163,{"$f":"IF(appliances!$D$46=\"YES\",light_sim_data!B1418,0)","v":0},163,null,0,0,109,0,1,2,2,1,9,0,0,0,5,0,3,3,0,2,15,1,3,2,1,2,0,1,1,0,0,0,0,0,0]
[1408,"23:27:00",0,163,{"$f":"IF(appliances!$D$46=\"YES\",light_sim_data!B1419,0)","v":0},163,null,0,0,109,0,1,2,2,1,9,0,0,0,5,0,3,3,0,2,15,1,3,2,1,2,0,1,1,0,0,0,0,0,0]
[1409,"23:28:00",0,163,{"$f":"IF(appliances!$D$46=\"YES\",light_sim_data!B1420,0)","v":0},163,null,0,0,109,0,1,2,2,1,9,0,0,0,5,0,3,3,0,2,15,1,3,2,1,2,0,1,1,0,0,0,0,0,0]
[1410,"23:29:00",{"$f":"INDIRECT(\"occ_sim_data!C\"&(ROUNDDOWN((A1421-1)/10,0)+11))","v":0},{"$f":"E1421+F1421","v":163},{"$f":"IF(appliances!$D$46=\"YES\",light_sim_data!B1421,0)","v":0},{"$f":"SUM(H1421:AN1421)","v":163},null,0,0,109,0,1,2,2,1,9,0,0,0,5,0,3,3,0,2,15,1,3,2,1,2,0,1,1,0,0,0,0,0,0]
[1411,"23:30:00",0,54,{"$f":"IF(appliances!$D$46=\"YES\",light_sim_data!B1422,0)","v":0},54,null,0,0,0,0,1,2,2,1,9,0,0,0,5,0,3,3,0,2,15,1,3,2,1,2,0,1,1,0,0,0,0,0,0]
[1412,"23:31:00",0,54,{"$f":"IF(appliances!$D$46=\"YES\",light_sim_data!B1423,0)","v":0},54,null,0,0,0,0,1,2,2,1,9,0,0,0,5,0,3,3,0,2,15,1,3,2,1,2,0,1,1,0,0,0,0,0,0]
[1413,"23:32:00",0,54,{"$f":"IF(appliances!$D$46=\"YES\",light_sim_data!B1424,0)","v":0},54,null,0,0,0,0,1,2,2,1,9,0,0,0,5,0,3,3,0,2,15,1,3,2,1,2,0,1,1,0,0,0,0,0,0]
[1414,"23:33:00",0,54,{"$f":"IF(appliances!$D$46=\"YES\",light_sim_data!B1425,0)","v":0},54,null,0,0,0,0,1,2,2,1,9,0,0,0,5,0,3,3,0,2,15,1,3,2,1,2,0,1,1,0,0,0,0,0,0]
[1415,"23:34:00",0,54,{"$f":"IF(appliances!$D$46=\"YES\",light_sim_data!B1426,0)","v":0},54,null,0,0,0,0,1,2,2,1,9,0,0,0,5,0,3,3,0,2,15,1,3,2,1,2,0,1,1,0,0,0,0,0,0]
[1416,"23:35:00",0,54,{"$f":"IF(appliances!$D$46=\"YES\",light_sim_data!B1427,0)","v":0},54,null,0,0,0,0,1,2,2,1,9,0,0,0,5,0,3,3,0,2,15,1,3,2,1,2,0,1,1,0,0,0,0,0,0]
[1417,"23:36:00",0,54,{"$f":"IF(appliances!$D$46=\"YES\",light_sim_data!B1428,0)","v":0},54,null,0,0,0,0,1,2,2,1,9,0,0,0,5,0,3,3,0,2,15,1,3,2,1,2,0,1,1,0,0,0,0,0,0]
[1418,"23:37:00",0,54,{"$f":"IF(appliances!$D$46=\"YES\",light_sim_data!B1429,0)","v":0},54,null,0,0,0,0,1,2,2,1,9,0,0,0,5,0,3,3,0,2,15,1,3,2,1,2,0,1,1,0,0,0,0,0,0]
[1419,"23:38:00",0,54,{"$f":"IF(appliances!$D$46=\"YES\",light_sim_data!B1430,0)","v":0},54,null,0,0,0,0,1,2,2,1,9,0,0,0,5,0,3,3,0,2,15,1,3,2,1,2,0,1,1,0,0,0,0,0,0]
[1420,"23:39:00",0,54,{"$f":"IF(appliances!$D$46=\"YES\",light_sim_data!B1431,0)","v":0},54,null,0,0,0,0,1,2,2,1,9,0,0,0,5,0,3,3,0,2,15,1,3,2,1,2,0,1,1,0,0,0,0,0,0]
[1421,"23:40:00",0,54,{"$f":"IF(appliances!$D$46=\"YES\",light_sim_data!B1432,0)","v":0},54,null,0,0,0,0,1,2,2,1,9,0,0,0,5,0,3,3,0,2,15,1,3,2,1,2,0,1,1,0,0,0,0,0,0]
[1422,"23:41:00",0,54,{"$f":"IF(appliances!$D$46=\"YES\",light_sim_data!B1433,0)","v":0},54,null,0,0,0,0,1,2,2,1,9,0,0,0,5,0,3,3,0,2,15,1,3,2,1,2,0,1,1,0,0,0,0,0,0]
[1423,"23:42:00",0,54,{"$f":"IF(appliances!$D$46=\"YES\",light_sim_data!B1434,0)","v":0},54,null,0,0,0,0,1,2,2,1,9,0,0,0,5,0,3,3,0,2,15,1,3,2,1,2,0,1,1,0,0,0,0,0,0]
[1424,"23:43:00",0,54,{"$f":"IF(appliances!$D$46=\"YES\",light_sim_data!B1435,0)","v":0},54,null,0,0,0,0,1,2,2,1,9,0,0,0,5,0,3,3,0,2,15,1,3,2,1,2,0,1,1,0,0,0,0,0,0]
[1425,"23:44:00",0,54,{"$f":"IF(appliances!$D$46=\"YES\",light_sim_data!B1436,0)","v":0},54,null,0,0,0,0,1,2,2,1,9,0,0,0,5,0,3,3,0,2,15,1,3,2,1,2,0,1,1,0,0,0,0,0,0]
[1426,"23:45:00",0,54,{"$f":"IF(appliances!$D$46=\"YES\",light_sim_data!B1437,0)","v":0},54,null,0,0,0,0,1,2,2,1,9,0,0,0,5,0,3,3,0,2,15,1,3,2,1,2,0,1,1,0,0,0,0,0,0]
[1427,"23:46:00",0,54,{"$f":"IF(appliances!$D$46=\"YES\",light_sim_data!B1438,0)","v":0},54,null,0,0,0,0,1,2,2,1,9,0,0,0,5,0,3,3,0,2,15,1,3,2,1,2,0,1,1,0,0,0,0,0,0]
[1428,"23:47:00",0,54,{"$f":"IF(appliances!$D$46=\"YES\",light_sim_data!B1439,0)","v":0},54,null,0,0,0,0,1,2,2,1,9,0,0,0,5,0,3,3,0,2,15,1,3,2,1,2,0,1,1,0,0,0,0,0,0]
[1429,"23:48:00",0,54,{"$f":"IF(appliances!$D$46=\"YES\",light_sim_data!B1440,0)","v":0},54,null,0,0,0,0,1,2,2,1,9,0,0,0,5,0,3,3,0,2,15,1,3,2,1,2,0,1,1,0,0,0,0,0,0]
[1430,"23:49:00",0,54,{"$f":"IF(appliances!$D$46=\"YES\",light_sim_data!B1441,0)","v":0},54,null,0,0,0,0,1,2,2,1,9,0,0,0,5,0,3,3,0,2,15,1,3,2,1,2,0,1,1,0,0,0,0,0,0]
[1431,"23:50:00",0,232,{"$f":"IF(appliances!$D$46=\"YES\",light_sim_data!B1442,0)","v":0},232,null,0,178,0,0,1,2,2,1,9,0,0,0,5,0,3,3,0,2,15,1,3,2,1,2,0,1,1,0,0,0,0,0,0]
[1432,"23:51:00",0,232,{"$f":"IF(appliances!$D$46=\"YES\",light_sim_data!B1443,0)","v":0},232,null,0,178,0,0,1,2,2,1,9,0,0,0,5,0,3,3,0,2,15,1,3,2,1,2,0,1,1,0,0,0,0,0,0]
[1433,"23:52:00",0,232,{"$f":"IF(appliances!$D$46=\"YES\",light_sim_data!B1444,0)","v":0},232,null,0,178,0,0,1,2,2,1,9,0,0,0,5,0,3,3,0,2,15,1,3,2,1,2,0,1,1,0,0,0,0,0,0]
[1434,"23:53:00",0,232,{"$f":"IF(appliances!$D$46=\"YES\",light_sim_data!B1445,0)","v":0},232,null,0,178,0,0,1,2,2,1,9,0,0,0,5,0,3,3,0,2,15,1,3,2,1,2,0,1,1,0,0,0,0,0,0]
[1435,"23:54:00",0,232,{"$f":"IF(appliances!$D$46=\"YES\",light_sim_data!B1446,0)","v":0},232,null,0,178,0,0,1,2,2,1,9,0,0,0,5,0,3,3,0,2,15,1,3,2,1,2,0,1,1,0,0,0,0,0,0]
[1436,"23:55:00",0,232,{"$f":"IF(appliances!$D$46=\"YES\",light_sim_data!B1447,0)","v":0},232,null,0,178,0,0,1,2,2,1,9,0,0,0,5,0,3,3,0,2,15,1,3,2,1,2,0,1,1,0,0,0,0,0,0]
[1437,"23:56:00",0,232,{"$f":"IF(appliances!$D$46=\"YES\",light_sim_data!B1448,0)","v":0},232,null,0,178,0,0,1,2,2,1,9,0,0,0,5,0,3,3,0,2,15,1,3,2,1,2,0,1,1,0,0,0,0,0,0]
[1438,"23:57:00",0,232,{"$f":"IF(appliances!$D$46=\"YES\",light_sim_data!B1449,0)","v":0},232,null,0,178,0,0,1,2,2,1,9,0,0,0,5,0,3,3,0,2,15,1,3,2,1,2,0,1,1,0,0,0,0,0,0]
[1439,"23:58:00",0,232,{"$f":"IF(appliances!$D$46=\"YES\",light_sim_data!B1450,0)","v":0},232,null,0,178,0,0,1,2,2,1,9,0,0,0,5,0,3,3,0,2,15,1,3,2,1,2,0,1,1,0,0,0,0,0,0]
[1440,"23:59:00",0,232,{"$f":"IF(appliances!$D$46=\"YES\",light_sim_data!B1451,0)","v":0},232,null,0,178,0,0,1,2,2,1,9,0,0,0,5,0,3,3,0,2,15,1,3,2,1,2,0,1,1,0,0,0,0,0,0]
[]
[null,null,null,{"$f":"SUM(D12:D1451)/(60*1000)","v":7.230666666666667},"kWh"]

{"sheet":"activity_stats","index":5,"n_rows":86,"n_cols":148,"rows_kept":86,"cut":false,"hidden":false,"merged":[]}
[null,"Active Occupant Activity Statistics (derived from the TUS survey data.)"]
[]
[null,null,"Active",null,"Proportion of households where at least one occupant is engaged in a particular activity during a particular ten minute period"]
[null,null,"occupant",null,"For example, between 00:00 and 00:10 (time period 1), the proportion of households with one active occupant watching TV on a weekday is 0.322."]
[null,"Weekend flag","count","Activity name","Ten-minute period number"]
[null,"(boolean)","(n)",null,1,2,3,4,5,6,7,8,9,10,11,12,13,14,15,16,17,18,19,20,21,22,23,24,25,26,27,28,29,30,31,32,33,34,35,36,37,38,39,40,41,42,43,44,45,46,47,48,49,50,51,52,53,54,55,56,57,58,59,60,61,62,63,64,65,66,67,68,69,70,71,72,73,74,75,76,77,78,79,80,81,82,83,84,85,86,87,88,89,90,91,92,93,94,95,96,97,98,99,100,101,102,103,104,105,106,107,108,109,110,111,112,113,114,115,116,117,118,119,120,121,122,123,124,125,126,127,128,129,130,131,132,133,134,135,136,137,138,139,140,141,142,143,144]
[null,0,0,"Act_TV",0,0,0,0,0,0,0,0,0,0,0,0,0,0,0,0,0,0,0,0,0,0,0,0,0,0,0,0,0,0,0,0,0,0,0,0,0,0,0,0,0,0,0,0,0,0,0,0,0,0,0,0,0,0,0,0,0,0,0,0,0,0,0,0,0,0,0,0,0,0,0,0,0,0,0,0,0,0,0,0,0,0,0,0,0,0,0,0,0,0,0,0,0,0,0,0,0,0,0,0,0,0,0,0,0,0,0,0,0,0,0,0,0,0,0,0,0,0,0,0,0,0,0,0,0,0,0,0,0,0,0,0,0,0,0,0,0,0,0,0,0,0,0,0]
[null,0,0,"Act_Cooking",0,0,0,0,0,0,0,0,0,0,0,0,0,0,0,0,0,0,0,0,0,0,0,0,0,0,0,0,0,0,0,0,0,0,0,0,0,0,0,0,0,0,0,0,0,0,0,0,0,0,0,0,0,0,0,0,0,0,0,0,0,0,0,0,0,0,0,0,0,0,0,0,0,0,0,0,0,0,0,0,0,0,0,0,0,0,0,0,0,0,0,0,0,0,0,0,0,0,0,0,0,0,0,0,0,0,0,0,0,0,0,0,0,0,0,0,0,0,0,0,0,0,0,0,0,0,0,0,0,0,0,0,0,0,0,0,0,0,0,0,0,0,0,0]
[null,0,0,"Act_Laundry",0,0,0,0,0,0,0,0,0,0,0,0,0,0,0,0,0,0,0,0,0,0,0,0,0,0,0,0,0,0,0,0,0,0,0,0,0,0,0,0,0,0,0,0,0,0,0,0,0,0,0,0,0,0,0,0,0,0,0,0,0,0,0,0,0,0,0,0,0,0,0,0,0,0,0,0,0,0,0,0,0,0,0,0,0,0,0,0,0,0,0,0,0,0,0,0,0,0,0,0,0,0,0,0,0,0,0,0,0,0,0,0,0,0,0,0,0,0,0,0,0,0,0,0,0,0,0,0,0,0,0,0,0,0,0,0,0,0,0,0,0,0,0,0]
[null,0,0,"Act_WashDress",0,0,0,0,0,0,0,0,0,0,0,0,0,0,0,0,0,0,0,0,0,0,0,0,0,0,0,0,0,0,0,0,0,0,0,0,0,0,0,0,0,0,0,0,0,0,0,0,0,0,0,0,0,0,0,0,0,0,0,0,0,0,0,0,0,0,0,0,0,0,0,0,0,0,0,0,0,0,0,0,0,0,0,0,0,0,0,0,0,0,0,0,0,0,0,0,0,0,0,0,0,0,0,0,0,0,0,0,0,0,0,0,0,0,0,0,0,0,0,0,0,0,0,0,0,0,0,0,0,0,0,0,0,0,0,0,0,0,0,0,0,0,0,0]
[null,0,0,"Act_Iron",0,0,0,0,0,0,0,0,0,0,0,0,0,0,0,0,0,0,0,0,0,0,0,0,0,0,0,0,0,0,0,0,0,0,0,0,0,0,0,0,0,0,0,0,0,0,0,0,0,0,0,0,0,0,0,0,0,0,0,0,0,0,0,0,0,0,0,0,0,0,0,0,0,0,0,0,0,0,0,0,0,0,0,0,0,0,0,0,0,0,0,0,0,0,0,0,0,0,0,0,0,0,0,0,0,0,0,0,0,0,0,0,0,0,0,0,0,0,0,0,0,0,0,0,0,0,0,0,0,0,0,0,0,0,0,0,0,0,0,0,0,0,0,0]
[null,0,0,"Act_HouseClean",0,0,0,0,0,0,0,0,0,0,0,0,0,0,0,0,0,0,0,0,0,0,0,0,0,0,0,0,0,0,0,0,0,0,0,0,0,0,0,0,0,0,0,0,0,0,0,0,0,0,0,0,0,0,0,0,0,0,0,0,0,0,0,0,0,0,0,0,0,0,0,0,0,0,0,0,0,0,0,0,0,0,0,0,0,0,0,0,0,0,0,0,0,0,0,0,0,0,0,0,0,0,0,0,0,0,0,0,0,0,0,0,0,0,0,0,0,0,0,0,0,0,0,0,0,0,0,0,0,0,0,0,0,0,0,0,0,0,0,0,0,0,0,0]
[null,0,1,"Act_TV",0.32209737827715401,0.32992700729926999,0.33661740558292302,0.31944444444444398,0.336244541484716,0.30466830466830502,0.25270758122743697,0.27385892116182597,0.28638497652582201,0.28421052631578902,0.29378531073446301,0.25149700598802399,0.18181818181818199,0.17647058823529399,0.16666666666666699,0.15671641791044799,0.16666666666666699,0.140625,0.12030075187969901,0.105263157894737,0.104,0.105769230769231,9.4827586206896505E-2,5.60747663551402E-2,0.114583333333333,0.104761904761905,9.0163934426229497E-2,9.9236641221374003E-2,9.0277777777777804E-2,7.1005917159763302E-2,5.6910569105691103E-2,6.8965517241379296E-2,6.0498220640569401E-2,6.8750000000000006E-2,7.2022160664820006E-2,8.3900226757369606E-2,5.8461538461538502E-2,4.7361299052774003E-2,4.8367593712212803E-2,4.4910179640718598E-2,5.3393665158370997E-2,3.5274815422477401E-2,3.7531806615776098E-2,3.3775633293124198E-2,4.8766494549627101E-2,4.8317046688382201E-2,4.8439181916038798E-2,5.0743208610968697E-2,5.2353506243996199E-2,5.6747734859322801E-2,6.0028585040495498E-2,5.7087566521528799E-2,6.10569522832222E-2,6.2734584450402101E-2,6.8146618482188906E-2,7.3133570340274207E-2,7.3808303434136302E-2,7.6219512195122005E-2,8.2944530844997394E-2,8.1109925293489898E-2,7.6496674057649705E-2,8.3754918493535696E-2,9.0234151913192506E-2,9.0694935217903394E-2,0.103468547912992,0.11216056670602099,0.103825136612022,0.108426270136307,0.11502782931354399,0.102516881522406,0.108478802992519,0.105295950155763,8.7965791081246206E-2,0.100973236009732,0.110643415514131,0.11826697892271699,0.12866168868466399,0.13298791018998299,0.13549832026875699,0.15092230296254899,0.15853658536585399,0.16583194212576499,0.176209005002779,0.184062850729517,0.173250564334086,0.16910935738444199,0.174844895657078,0.17214043035107601,0.17396247868106901,0.16910473961380901,0.16002379535990499,0.16165191740413001,0.174780058651026,0.18020594965675099,0.18236914600550999,0.18647764449291199,0.20399352401511101,0.212379935965848,0.219499200852424,0.22395833333333301,0.21846153846153801,0.206807632800413,0.190647482014388,0.198166072338258,0.204218106995885,0.214905564063298,0.213123092573754,0.236075625958099,0.26182003050330499,0.267105930055753,0.28113879003558701,0.281297516472377,0.28224582701062201,0.30366225839267502,0.350949204720369,0.36294027565084203,0.40243902439024398,0.43781597573306402,0.453360080240722,0.45477513895907001,0.45445240532241599,0.47543500511770698,0.48187850944359401,0.49589322381930201,0.51796714579055403,0.523421588594705,0.53072625698324005,0.54449472096530904,0.55904334828101598,0.55599603567889,0.57050323866467401,0.52570564516129004,0.468608739326971,0.49241658240647102,0.49360613810741699,0.46546391752577299,0.457352171637886,0.442786069651741,0.39462431276725701,0.38998682476943303,0.38115330520393798,0.35086342229199402,0.351045296167247,0.35786290322580599]
[null,0,1,"Act_Cooking",2.2471910112359599E-2,1.4598540145985399E-2,1.47783251231527E-2,1.9841269841269799E-2,1.96506550218341E-2,2.2113022113022102E-2,1.8050541516245501E-2,8.29875518672199E-3,0,5.2631578947368403E-3,1.12994350282486E-2,1.79640718562874E-2,1.9480519480519501E-2,2.9411764705882401E-2,2.7777777777777801E-2,7.4626865671641798E-3,1.58730158730159E-2,3.125E-2,2.2556390977443601E-2,3.7593984962405999E-2,3.2000000000000001E-2,3.8461538461538498E-2,2.5862068965517199E-2,2.80373831775701E-2,5.2083333333333301E-2,7.6190476190476197E-2,9.8360655737704902E-2,4.58015267175573E-2,6.9444444444444406E-2,0.100591715976331,9.7560975609756101E-2,0.11111111111111099,0.14234875444839901,0.11562500000000001,0.121883656509695,0.104308390022676,0.13230769230769199,0.121786197564276,0.143893591293833,0.149700598802395,0.13484162895927601,0.143560295324036,0.148218829516539,0.14595898673100099,0.14400458978772199,0.155808903365907,0.15823466092572699,0.166068682726807,0.13832853025936601,0.141154029566047,0.12815626488804199,0.141751330430576,0.13186249358645499,0.13404825737265399,0.124419204956118,0.119349923819198,0.111737570476679,0.113821138211382,9.9533437013996903E-2,9.8185699039487706E-2,9.5898004434589804E-2,8.7127599775154593E-2,8.1667618503712194E-2,7.5971731448763194E-2,7.3486184597295695E-2,8.6186540731995304E-2,9.5931997571341798E-2,8.8599752168525406E-2,9.8330241187383996E-2,0.10865561694291,0.127805486284289,0.16074766355140199,0.19242516799022599,0.18309002433089999,0.167769092002405,0.18266978922716601,0.17863296955772501,0.188255613126079,0.20044792833146699,0.14868641699273299,0.138026607538803,0.121869782971619,0.105614230127849,9.4837261503928197E-2,0.118510158013544,0.10315670800451,8.7986463620981406E-2,9.3997734994337501E-2,8.9255258669698703E-2,8.4844938560561703E-2,0.104699583581202,9.9705014749262494E-2,0.112023460410557,0.109267734553776,0.112396694214876,0.14830970556161399,0.175930922827847,0.15474919957310601,0.16782099094299399,0.196354166666667,0.20205128205128201,0.23207839092315599,0.26156217882836602,0.25165562913907302,0.23559670781893,0.22511485451761101,0.23245167853509699,0.219724067450179,0.20488052872394499,0.18753167764825099,0.17996949669547499,0.17891535732387201,0.167425392008093,0.157680569684639,0.13801949717803999,0.120469627360898,0.11128048780487799,0.10262891809909,8.27482447342026E-2,7.9838302172814596E-2,6.9089048106448295E-2,6.1924257932446297E-2,5.9213884635017901E-2,6.6735112936345001E-2,5.2874743326488699E-2,5.9572301425661903E-2,5.6373793803961403E-2,5.0276520864756202E-2,5.08221225710015E-2,4.4598612487611503E-2,3.6870951669157999E-2,4.5866935483871003E-2,6.0271220492214998E-2,3.7411526794742203E-2,3.9386189258311999E-2,3.9175257731958797E-2,2.77341705913134E-2,2.8745163073521301E-2,2.8711056811240102E-2,2.2397891963109401E-2,2.6019690576652599E-2,2.90423861852433E-2,2.5261324041811799E-2,2.0161290322580599E-2]
[null,0,1,"Act_Laundry",0,1.4598540145985401E-3,0,0,0,2.45700245700246E-3,0,0,0,0,0,0,0,0,0,0,0,0,0,0,0,0,0,0,0,9.5238095238095195E-3,0,0,0,5.9171597633136102E-3,0,0,1.06761565836299E-2,1.2500000000000001E-2,5.5401662049861496E-3,4.5351473922902504E-3,6.1538461538461504E-3,1.08254397834912E-2,1.33010882708585E-2,8.9820359281437105E-3,9.0497737556561094E-3,9.0237899917965606E-3,1.08142493638677E-2,1.56815440289505E-2,1.31956397016638E-2,1.4115092290988099E-2,1.7222820236813801E-2,1.33264992311635E-2,1.82516810758886E-2,1.4783023366714399E-2,2.1438780371605501E-2,2.99951620706338E-2,3.1811185223191402E-2,2.7345844504021399E-2,3.5105833763551898E-2,3.4535297105129502E-2,3.3316248077908797E-2,3.8617886178861797E-2,3.9917055469154999E-2,3.9487726787620102E-2,3.60310421286031E-2,3.8223721191680701E-2,3.7121644774414597E-2,4.00471142520612E-2,4.4679600235155797E-2,4.0731995277449799E-2,3.8858530661809401E-2,3.4696406443618301E-2,3.4013605442176902E-2,3.2535297728667902E-2,3.4912718204488803E-2,3.8629283489096597E-2,3.3598045204642601E-2,3.34549878345499E-2,3.1268791340950099E-2,2.6932084309133499E-2,2.29753015508329E-2,2.0149683362118601E-2,2.0156774916013399E-2,1.67691447736165E-2,1.55210643015521E-2,2.0589872008903699E-2,2.1678710394663701E-2,2.9741863075196402E-2,2.4266365688487598E-2,2.5930101465614398E-2,2.0868584320361001E-2,2.4348810872027199E-2,1.98976691301876E-2,1.8724400234055E-2,2.08209399167162E-2,1.7109144542772899E-2,1.9354838709677399E-2,1.6590389016018298E-2,1.6528925619834701E-2,1.19956379498364E-2,1.7808958445763599E-2,1.86766275346852E-2,1.43846563665424E-2,1.4583333333333301E-2,1.4871794871794901E-2,1.0830324909747301E-2,1.18191161356629E-2,9.6790626591951104E-3,1.0288065843621399E-2,7.1465033180194001E-3,7.1210579857578799E-3,5.1098620337250902E-3,9.1509913573970501E-3,4.5615813482007099E-3,6.6090493136756502E-3,7.0957932083122203E-3,8.5988872028325697E-3,6.6124109867751798E-3,7.6962544894817898E-3,5.6151097498723804E-3,5.08130081300813E-3,4.0444893832153701E-3,7.5225677031093303E-3,6.5689742294087897E-3,5.6294779938587504E-3,3.0706243602865902E-3,3.5732516590097001E-3,5.6468172484599602E-3,6.1601642710472299E-3,6.1099796334012201E-3,8.6338242762823807E-3,3.0165912518853701E-3,3.4877927254608901E-3,2.4777006937561899E-3,3.9860488290981598E-3,3.5282258064516102E-3,4.5203415369161198E-3,3.53892821031345E-3,2.55754475703325E-3,2.0618556701030898E-3,2.0931449502878102E-3,2.7639579878385801E-3,1.83262064752596E-3,1.9762845849802401E-3,2.81293952180028E-3,3.13971742543171E-3,2.6132404181184701E-3,3.0241935483871002E-3]
[null,0,1,"Act_WashDress",0.123595505617978,9.3430656934306605E-2,6.8965517241379296E-2,0.103174603174603,8.9519650655021807E-2,8.5995085995085999E-2,0.14440433212996401,0.112033195020747,0.107981220657277,7.3684210526315796E-2,0.101694915254237,0.13772455089820401,0.13636363636363599,7.3529411764705899E-2,6.25E-2,8.2089552238805999E-2,6.3492063492063502E-2,0.1015625,0.13533834586466201,7.5187969924811998E-2,0.08,5.7692307692307702E-2,0.15517241379310301,0.14953271028037399,0.29166666666666702,0.29523809523809502,0.26229508196721302,0.244274809160305,0.29861111111111099,0.33727810650887602,0.37398373983739802,0.30651340996168602,0.256227758007117,0.35312500000000002,0.318559556786704,0.34240362811791403,0.41538461538461502,0.39377537212449298,0.367593712212817,0.390219560878244,0.38914027149321301,0.37243642329778498,0.42366412213740501,0.39143546441495802,0.35742971887550201,0.33550488599348499,0.31646932185145299,0.29215786776012298,0.29490874159462099,0.27324749642346202,0.24440209623630299,0.21335268505079799,0.19702411493073399,0.16997319034852501,0.18120805369127499,0.14829862874555599,0.12660174269605301,0.11077235772357701,9.8496630378434397E-2,9.3383137673425806E-2,9.8115299334811501E-2,9.1624508150646405E-2,7.3672187321530594E-2,6.6548881036513505E-2,6.0552616108171697E-2,5.48996458087367E-2,6.0716454159077102E-2,5.9479553903345701E-2,5.3184910327767503E-2,6.9981583793738505E-2,6.1720698254364097E-2,4.9844236760124602E-2,4.2761148442272398E-2,3.7712895377128998E-2,3.3674082982561603E-2,4.1569086651053903E-2,3.3314187248707598E-2,3.5693724812895802E-2,3.41545352743561E-2,3.4097261039687E-2,3.8248337028824797E-2,3.6171396772398397E-2,3.0016675931072798E-2,2.6374859708193001E-2,2.9909706546275401E-2,3.1567080045095799E-2,2.9328821206993799E-2,3.17100792751982E-2,3.1836270608300202E-2,2.9256875365710901E-2,2.7364663890541301E-2,2.59587020648968E-2,2.63929618768328E-2,2.1739130434782601E-2,2.97520661157025E-2,2.5627044711014201E-2,2.8602266594711299E-2,2.9348986125933799E-2,2.7171017581246699E-2,2.6041666666666699E-2,3.0769230769230799E-2,2.5270758122743701E-2,3.1346351490236402E-2,3.56597045338767E-2,3.4979423868312799E-2,3.6242981112812697E-2,3.8657171922685703E-2,3.9345937659683201E-2,4.1687849517031E-2,4.0040547389761802E-2,4.7280122013218101E-2,4.8150025342118603E-2,4.5017703591300001E-2,4.7812817904374402E-2,5.5413032324268897E-2,5.00255232261358E-2,5.1321138211382102E-2,4.7522750252780598E-2,4.9648946840521603E-2,4.5982819605861598E-2,5.0665301944728798E-2,5.0153531218014302E-2,4.9004594180704401E-2,4.3634496919917901E-2,4.7227926078028698E-2,4.9389002036659899E-2,6.3484002031488102E-2,5.8320764203117097E-2,5.08221225710015E-2,5.8473736372646197E-2,6.07872446437469E-2,7.7620967741935498E-2,0.108990457056755,8.7967644084934293E-2,7.4680306905370905E-2,9.7422680412371093E-2,8.9481946624803799E-2,9.2868988391376403E-2,0.130116065974343,0.11330698287219999,9.63431786216596E-2,0.123233908948195,0.11411149825784,0.102822580645161]
[null,0,1,"Act_Iron",0,0,0,0,0,0,0,0,0,0,0,0,0,0,0,0,0,0,0,0,0,0,0,0,0,0,0,0,0,0,0,0,0,0,2.77008310249307E-3,2.26757369614512E-3,1.53846153846154E-3,5.4127198917456E-3,7.2551390568319201E-3,8.9820359281437105E-3,9.9547511312217205E-3,7.3831009023789997E-3,5.0890585241730301E-3,6.6344993968636898E-3,7.4584050487664904E-3,5.9717698154180196E-3,8.6114101184068901E-3,7.17580727831881E-3,4.8030739673391E-3,3.3381020505484E-3,4.2877560743211102E-3,6.7731011127237497E-3,7.6962544894817898E-3,1.07238605898123E-2,1.1357769747031499E-2,1.2188928390045701E-2,1.58892875448488E-2,1.77845528455285E-2,1.39968895800933E-2,1.38740661686233E-2,1.49667405764967E-2,1.7425519955030899E-2,2.28440890919475E-2,2.8857479387514699E-2,2.6455026455026499E-2,2.9515938606847699E-2,3.5215543412264697E-2,3.3457249070632002E-2,3.4013605442176902E-2,3.1307550644567202E-2,3.24189526184539E-2,3.1152647975077899E-2,2.5045815516188199E-2,2.4939172749391701E-2,1.9843656043295299E-2,1.6978922716627601E-2,2.01033888569787E-2,1.72711571675302E-2,1.8477043673012301E-2,1.7887087758524298E-2,2.16186252771619E-2,2.5598219254312701E-2,3.22401334074486E-2,3.3108866442199798E-2,3.7246049661399598E-2,4.2841037204058602E-2,4.5121263395375102E-2,4.3035107587769003E-2,4.5480386583286E-2,3.9789350497366899E-2,3.6882807852468801E-2,3.3628318584070803E-2,3.1671554252199398E-2,2.7459954233409599E-2,2.7548209366391199E-2,2.2900763358778602E-2,2.2665947112790099E-2,2.1344717182497301E-2,2.3974427277570601E-2,2.2395833333333299E-2,2.2564102564102601E-2,2.3723568849922601E-2,1.59301130524152E-2,1.7320427916454401E-2,1.9032921810699599E-2,1.42930066360388E-2,1.2716174974567699E-2,1.2263668880940199E-2,9.6593797661413301E-3,1.0643689812468301E-2,1.06761565836299E-2,1.36847440446021E-2,1.4668689934243801E-2,1.3224821973550399E-2,1.38532580810672E-2,1.3272077590607501E-2,1.47357723577236E-2,1.3144590495449899E-2,1.60481444332999E-2,1.41485598787266E-2,1.6376663254861801E-2,1.5864892528147399E-2,1.4803471158754499E-2,1.23203285420945E-2,1.3347022587269001E-2,1.1710794297352301E-2,8.6338242762823807E-3,8.5470085470085496E-3,1.0961634280019899E-2,6.9375619425173403E-3,5.9790732436472297E-3,5.0403225806451603E-3,3.0135610246107502E-3,2.5278058645096099E-3,2.0460358056266E-3,1.0309278350515501E-3,3.13971742543171E-3,3.8695411829740198E-3,4.8869883934025702E-3,6.5876152832674596E-3,6.3291139240506302E-3,3.13971742543171E-3,1.74216027874564E-3,1.0080645161290301E-3]
[null,0,1,"Act_HouseClean",6.2421972534332099E-3,4.3795620437956199E-3,9.8522167487684695E-3,3.9682539682539698E-3,2.18340611353712E-3,4.9140049140049104E-3,3.6101083032491002E-3,8.29875518672199E-3,0,5.2631578947368403E-3,5.6497175141242903E-3,5.9880239520958096E-3,1.2987012987013E-2,1.4705882352941201E-2,1.38888888888889E-2,2.2388059701492501E-2,7.9365079365079395E-3,7.8125E-3,7.5187969924812E-3,1.50375939849624E-2,0,0,0,0,1.0416666666666701E-2,0,0,0,0,0,0,0,3.5587188612099599E-3,1.5625E-2,1.1080332409972299E-2,1.1337868480725599E-2,7.6923076923076901E-3,1.2178619756427599E-2,1.45102781136638E-2,2.1956087824351302E-2,2.5339366515837101E-2,2.5430680885972098E-2,2.4809160305343501E-2,2.5934861278649E-2,3.1554790590935203E-2,3.9087947882736201E-2,4.9515608180839603E-2,4.8180420297283401E-2,5.7636887608069197E-2,6.7238912732474995E-2,8.1467365412101006E-2,9.9177552007740699E-2,0.124679322729605,0.138337801608579,0.15332989158492499,0.177247333671915,0.19682214249103,0.216971544715447,0.22135821669258701,0.21398078975453599,0.216740576496674,0.22484541877459199,0.227298686464877,0.23262661955241501,0.22104644326866499,0.207792207792208,0.19611414693381901,0.184634448574969,0.16573902288188,0.15960712093308799,0.145261845386534,0.13021806853582599,0.100183262064753,9.5498783454987801E-2,8.7793144918821397E-2,7.5526932084309106E-2,7.0649052268811005E-2,6.6781807714450206E-2,6.83090705487122E-2,6.6517607602012294E-2,7.1507760532150799E-2,8.1803005008347293E-2,8.7270705947748703E-2,9.3153759820426493E-2,8.8600451467268596E-2,9.1319052987598695E-2,8.7986463620981406E-2,9.0600226500566206E-2,8.5844229675952205E-2,8.6600351082504398E-2,7.9119571683521697E-2,7.1976401179941002E-2,6.2756598240469197E-2,5.9496567505720799E-2,5.6749311294765799E-2,5.2889858233369703E-2,4.8569886670264399E-2,5.01600853788687E-2,4.8481619605753902E-2,4.8437500000000001E-2,4.41025641025641E-2,3.5585353274883998E-2,3.4943473792394701E-2,3.2093734080489003E-2,3.03497942386831E-2,3.1648800408371598E-2,3.20447609359105E-2,2.7593254982115501E-2,2.4402643619725502E-2,2.3821591485048199E-2,2.4402643619725502E-2,3.0917384693360399E-2,2.8831562974203299E-2,2.8484231943031499E-2,2.5141097998973801E-2,3.1138335885655899E-2,2.4390243902439001E-2,2.32558139534884E-2,2.5075225677031101E-2,2.2233451237999E-2,2.30296827021494E-2,1.7911975435005102E-2,1.88871873404798E-2,1.6940451745379899E-2,1.79671457905544E-2,1.3238289205702599E-2,1.2188928390045701E-2,1.0558069381598799E-2,9.4668659691081198E-3,7.43310208126858E-3,8.4703537618335805E-3,1.05846774193548E-2,1.4565544952285301E-2,1.51668351870576E-2,7.6726342710997401E-3,6.1855670103092798E-3,8.8958660387231797E-3,6.6334991708126003E-3,7.3304825901038496E-3,7.9051383399209498E-3,6.3291139240506302E-3,2.3547880690737801E-3,6.0975609756097598E-3,8.0645161290322596E-3]
[null,0,2,"Act_TV",0.517948717948718,0.54729729729729704,0.54918032786885296,0.60204081632653095,0.607594936708861,0.56451612903225801,0.418604651162791,0.42499999999999999,0.36666666666666697,0.36,0.38095238095238099,0.45,0.4,0.15384615384615399,0.15384615384615399,0.18181818181818199,0.27272727272727298,0.1,0.11111111111111099,0.16666666666666699,0.14285714285714299,0.25,0.28571428571428598,0.11111111111111099,0,0,0,0,0,0.11111111111111099,0.05,3.3333333333333298E-2,9.6774193548387094E-2,0.114285714285714,0.11764705882352899,0.14893617021276601,6.8627450980392204E-2,0.05,5.7803468208092498E-2,4.2471042471042497E-2,4.8231511254019303E-2,4.59459459459459E-2,6.43564356435644E-2,7.5691411935953398E-2,8.9812332439678302E-2,7.1084337349397606E-2,8.9142857142857093E-2,0.110734463276836,0.10703043022035701,0.11395101171459,0.110352673492605,0.100861008610086,0.114365411436541,0.124054462934947,0.121987951807229,0.12202380952381001,0.137071651090343,0.16472545757071499,0.16302521008403401,0.17039586919104999,0.161512027491409,0.1875,0.200354609929078,0.21090909090909099,0.225988700564972,0.214,0.18146718146718099,0.18081180811808101,0.19188191881918801,0.202226345083488,0.19320214669051899,0.18871252204585501,0.165811965811966,0.175438596491228,0.17061611374407601,0.202764976958525,0.19938650306748501,0.21060606060606099,0.238390092879257,0.24883359253499199,0.25278219395866502,0.26929392446633799,0.28741496598639499,0.26428571428571401,0.26055045871559601,0.26966292134831499,0.27509293680297398,0.28200371057513901,0.30483271375464699,0.3,0.25871559633027502,0.29255319148936199,0.29654036243822102,0.328928046989721,0.34594594594594602,0.331168831168831,0.339002267573696,0.33734939759036098,0.35020661157024802,0.37626774847870198,0.37487828627069097,0.36768802228412301,0.33597185576077399,0.319095477386935,0.32737169517884901,0.32434456928839001,0.34132171387073301,0.34865629420084898,0.36956521739130399,0.37958115183246099,0.40038560411311103,0.39935064935064901,0.41682723185613402,0.43757961783439497,0.49873096446700499,0.52380952380952395,0.55464824120602996,0.60432569974554695,0.62897077509529897,0.63700384122919296,0.64520123839009302,0.66133004926108396,0.68761552680221805,0.69818181818181801,0.70684433676559699,0.70733173076923095,0.70950388523610297,0.73122765196662698,0.75921521997621899,0.76218438050499104,0.76900412492634096,0.75531914893617003,0.67972508591065295,0.69355980184005706,0.69940476190476197,0.68056713928273604,0.691800188501414,0.66631243358129699,0.59860139860139905,0.58101472995089998,0.61689587426326098,0.55940594059405901,0.547752808988764,0.57342657342657299]
[null,0,2,"Act_Cooking",5.1282051282051301E-2,6.08108108108108E-2,7.3770491803278701E-2,5.10204081632653E-2,5.0632911392405097E-2,6.4516129032258104E-2,4.6511627906976702E-2,7.4999999999999997E-2,6.6666666666666693E-2,0,0,0.05,6.6666666666666693E-2,7.69230769230769E-2,0,9.0909090909090898E-2,9.0909090909090898E-2,0.1,0,0,0.28571428571428598,0.125,0.14285714285714299,0,0.2,0,0,0.3,0.375,0.22222222222222199,0,0.3,0.25806451612903197,0.22857142857142901,0.14705882352941199,0.29787234042553201,0.25490196078431399,0.2,0.24855491329479801,0.30501930501930502,0.241157556270096,0.25945945945945897,0.21452145214521501,0.275109170305677,0.238605898123324,0.24216867469879499,0.248,0.23276836158192099,0.25813221406086001,0.204472843450479,0.208191126279863,0.20910209102091001,0.205020920502092,0.18759455370650499,0.219879518072289,0.18898809523809501,0.177570093457944,0.174708818635607,0.184873949579832,0.14113597246127399,0.14089347079037801,0.12847222222222199,0.117021276595745,0.14000000000000001,0.13935969868173301,0.10199999999999999,0.13706563706563701,0.14944649446494501,0.13837638376383801,0.168831168831169,0.19499105545617201,0.21164021164021199,0.26495726495726502,0.28070175438596501,0.25908372827804099,0.26113671274961597,0.28834355828220898,0.28636363636363599,0.24767801857585101,0.19284603421461899,0.190779014308426,0.21346469622331701,0.20578231292516999,0.185714285714286,0.20550458715596301,0.17790262172284599,0.16356877323420099,0.16141001855287601,0.15985130111524201,0.148148148148148,0.18899082568807299,0.159574468085106,0.15980230642504101,0.17327459618208499,0.206756756756757,0.19350649350649399,0.26530612244898,0.26177437020810501,0.27892561983471098,0.28093306288032499,0.30185004868549198,0.33704735376044598,0.36147757255936702,0.368509212730318,0.35769828926905101,0.35505617977528098,0.35148874364560601,0.32178217821782201,0.30027173913043498,0.28664921465968601,0.26092544987146499,0.26298701298701299,0.25561978163134202,0.24840764331210199,0.20748730964466999,0.19298245614035101,0.175251256281407,0.14312977099236601,0.11880559085133401,0.112035851472471,0.10773993808049501,9.6674876847290606E-2,8.6260012322858903E-2,8.1818181818181804E-2,8.4797092671108396E-2,9.375E-2,8.6670651524207998E-2,7.1513706793802104E-2,6.2425683709869201E-2,6.2243100411039302E-2,6.7177371832645799E-2,6.07008760951189E-2,8.38487972508591E-2,6.5109695682944099E-2,5.6547619047618999E-2,5.2543786488740599E-2,5.8435438265787003E-2,4.6758767268862897E-2,5.8741258741258698E-2,5.2373158756137503E-2,5.50098231827112E-2,5.9405940594059403E-2,5.8988764044943798E-2,5.5944055944055902E-2]
[null,0,2,"Act_Laundry",5.1282051282051299E-3,0,8.1967213114754103E-3,1.02040816326531E-2,1.26582278481013E-2,1.6129032258064498E-2,2.32558139534884E-2,0,0,0,0,0,0,0,0,0,0,0,0,0,0,0,0,0,0,0,0,0,0,0,0,0,0,0,0,2.1276595744680899E-2,0,0,5.78034682080925E-3,3.8610038610038598E-3,6.4308681672025697E-3,1.0810810810810799E-2,4.9504950495049497E-3,8.7336244541484694E-3,9.3833780160857902E-3,1.32530120481928E-2,1.6E-2,2.0338983050847501E-2,2.62329485834208E-2,2.0234291799786999E-2,2.2753128555176302E-2,3.4440344403443998E-2,4.1841004184100403E-2,6.0514372163388799E-2,4.2168674698795199E-2,4.0178571428571397E-2,5.4517133956386299E-2,5.32445923460899E-2,5.2100840336134498E-2,5.5077452667814102E-2,5.67010309278351E-2,5.7291666666666699E-2,6.5602836879432594E-2,6.3636363636363602E-2,7.1563088512241094E-2,7.0000000000000007E-2,6.3706563706563704E-2,6.2730627306273101E-2,6.0885608856088597E-2,5.9369202226345098E-2,6.0822898032200402E-2,6.1728395061728399E-2,4.1025641025640998E-2,3.82775119617225E-2,3.7914691943128E-2,3.37941628264209E-2,3.6809815950920199E-2,2.87878787878788E-2,2.32198142414861E-2,2.3328149300155501E-2,3.02066772655008E-2,2.7914614121510702E-2,3.7414965986394599E-2,2.6785714285714302E-2,2.9357798165137599E-2,3.7453183520599301E-2,5.0185873605947999E-2,4.2671614100185502E-2,3.15985130111524E-2,2.7777777777777801E-2,2.7522935779816501E-2,2.4822695035461001E-2,2.4711696869851699E-2,2.49632892804699E-2,2.7027027027027001E-2,3.2467532467532499E-2,3.06122448979592E-2,3.0668127053669201E-2,2.16942148760331E-2,2.9411764705882401E-2,2.4342745861733201E-2,1.76415970287837E-2,7.9155672823219003E-3,1.00502512562814E-2,1.1664074650077801E-2,1.27340823970037E-2,1.3798111837327501E-2,1.2729844413012699E-2,1.2228260869565201E-2,1.5706806282722498E-2,1.09254498714653E-2,1.55844155844156E-2,1.22029543994862E-2,7.6433121019108298E-3,9.5177664974619297E-3,6.2656641604010004E-3,9.42211055276382E-3,8.2697201017811698E-3,1.0800508259212201E-2,7.0422535211267599E-3,6.1919504643962904E-3,5.5418719211822697E-3,4.9291435613062198E-3,6.6666666666666697E-3,4.8455481526347701E-3,7.8125E-3,5.3795576808129096E-3,5.3635280095351602E-3,1.0107015457788301E-2,8.8079859072225496E-3,2.9463759575721902E-3,2.5031289111389198E-3,6.8728522336769802E-3,6.3694267515923596E-3,5.9523809523809503E-3,4.1701417848206803E-3,3.7700282752120601E-3,1.06269925611052E-3,4.1958041958042001E-3,3.27332242225859E-3,1.9646365422396899E-3,7.4257425742574297E-3,5.6179775280898901E-3,0]
[null,0,2,"Act_WashDress",0.21538461538461501,0.18243243243243201,0.22131147540983601,0.25510204081632698,0.164556962025316,0.17741935483870999,0.25581395348837199,0.2,0.233333333333333,0.2,0.28571428571428598,0.25,0.133333333333333,7.69230769230769E-2,7.69230769230769E-2,0.18181818181818199,9.0909090909090898E-2,0.1,0.22222222222222199,0,0,0.125,0.14285714285714299,0.33333333333333298,0.6,0.4,0.28571428571428598,0.3,0.125,0.22222222222222199,0.55000000000000004,0.46666666666666701,0.38709677419354799,0.45714285714285702,0.5,0.53191489361702105,0.59803921568627405,0.59285714285714297,0.56647398843930596,0.53281853281853297,0.54662379421221896,0.57567567567567601,0.59240924092409197,0.53711790393013104,0.55227882037533504,0.54337349397590395,0.48685714285714299,0.48700564971751398,0.46694648478488998,0.45580404685836001,0.45961319681456198,0.41697416974169699,0.36401673640167398,0.32223903177004498,0.33433734939759002,0.33333333333333298,0.28816199376946999,0.26788685524126499,0.247058823529412,0.22203098106712599,0.25085910652921001,0.225694444444444,0.19148936170212799,0.161818181818182,0.152542372881356,0.122,0.12741312741312699,0.121771217712177,0.118081180811808,0.11317254174397,0.110912343470483,8.99470899470899E-2,7.1794871794871803E-2,6.6985645933014398E-2,6.7930489731437602E-2,7.6804915514592897E-2,7.0552147239263799E-2,5.3030303030302997E-2,5.41795665634675E-2,5.1321928460342101E-2,3.8155802861685198E-2,3.6124794745484398E-2,4.7619047619047603E-2,4.8214285714285703E-2,4.95412844036697E-2,5.2434456928839003E-2,4.8327137546468397E-2,3.5250463821892397E-2,3.5315985130111499E-2,2.7777777777777801E-2,5.3211009174311902E-2,3.9007092198581603E-2,5.7660626029654001E-2,6.1674008810572702E-2,6.4864864864864896E-2,6.1038961038960997E-2,5.7823129251700703E-2,6.02409638554217E-2,6.4049586776859499E-2,5.4766734279918898E-2,5.2580331061343702E-2,4.73537604456825E-2,6.5963060686015804E-2,7.0351758793969807E-2,6.7651632970451001E-2,6.2172284644194803E-2,6.6811909949164805E-2,7.9207920792079195E-2,8.4918478260869595E-2,9.0968586387434602E-2,8.9974293059126006E-2,9.8051948051948098E-2,0.104688503532434,9.7452229299363105E-2,0.10342639593908599,0.107769423558897,9.7361809045226094E-2,9.0966921119592897E-2,8.25921219822109E-2,7.8104993597951297E-2,8.1733746130030996E-2,8.3128078817734E-2,7.7634011090572996E-2,8.84848484848485E-2,9.0854027861901901E-2,9.7956730769230796E-2,0.10818888224746,9.6543504171632905E-2,8.5017835909631398E-2,8.6318261890780998E-2,8.8391278727165595E-2,0.111389236545682,0.185567010309278,0.15498938428874701,0.16145833333333301,0.17180984153461201,0.173421300659755,0.17003188097768299,0.21258741258741301,0.17839607201309299,0.13359528487229899,0.19059405940594101,0.16011235955056199,0.16433566433566399]
[null,0,2,"Act_Iron",5.1282051282051299E-3,6.7567567567567597E-3,0,0,0,0,0,0,0,0,0,0,0,0,0,0,0,0,0,0,0,0,0,0,0,0,0,0,0,0,0,0,0,0,0,0,2.9411764705882401E-2,7.14285714285714E-3,0,7.7220077220077196E-3,9.6463022508038593E-3,2.7027027027026998E-3,4.9504950495049497E-3,7.2780203784570596E-3,6.7024128686327096E-3,8.4337349397590397E-3,9.1428571428571401E-3,7.9096045197740092E-3,4.19727177334732E-3,4.2598509052183204E-3,4.5506257110352697E-3,2.4600246002459999E-3,2.78940027894003E-3,4.5385779122541596E-3,6.0240963855421699E-3,5.9523809523809503E-3,7.7881619937694704E-3,1.49750415973378E-2,2.0168067226890799E-2,3.0981067125645401E-2,3.4364261168384903E-2,3.4722222222222203E-2,4.2553191489361701E-2,4.1818181818181803E-2,3.7664783427495303E-2,4.3999999999999997E-2,5.0193050193050197E-2,5.9040590405904099E-2,5.5350553505535097E-2,4.8237476808905402E-2,4.2933810375670803E-2,3.1746031746031703E-2,2.5641025641025599E-2,2.23285486443381E-2,1.7377567140600299E-2,1.6897081413210401E-2,1.22699386503067E-2,1.21212121212121E-2,1.8575851393188899E-2,2.17729393468118E-2,2.7027027027027001E-2,3.1198686371100199E-2,3.4013605442176902E-2,3.7499999999999999E-2,3.3027522935779798E-2,3.9325842696629199E-2,3.9033457249070598E-2,4.2671614100185502E-2,5.3903345724907098E-2,6.1111111111111102E-2,4.95412844036697E-2,5.1418439716312103E-2,5.2718286655683698E-2,4.8458149779735699E-2,4.72972972972973E-2,4.4155844155844198E-2,3.4013605442176902E-2,3.5049288061336302E-2,3.71900826446281E-2,2.9411764705882401E-2,2.92112950340798E-2,2.4141132776230301E-2,1.9349164467898E-2,1.75879396984925E-2,1.63297045101089E-2,1.1985018726591801E-2,1.3798111837327501E-2,1.2022630834512001E-2,9.5108695652173902E-3,1.37434554973822E-2,1.6709511568123399E-2,1.8181818181818198E-2,1.79833012202954E-2,1.9108280254777101E-2,2.0304568527918801E-2,2.3809523809523801E-2,2.3869346733668299E-2,2.4809160305343501E-2,2.7318932655654399E-2,2.5608194622279101E-2,2.60061919504644E-2,2.5246305418719198E-2,2.58780036968577E-2,2.06060606060606E-2,1.8170805572380402E-2,1.9230769230769201E-2,1.6138673042438701E-2,1.6090584028605501E-2,1.4863258026159299E-2,1.4679976512037601E-2,1.11962286387743E-2,1.37672090112641E-2,1.1683848797250901E-2,1.0615711252653899E-2,1.1904761904761901E-2,9.1743119266055103E-3,7.5400565504241297E-3,7.4388947927736503E-3,2.7972027972027998E-3,1.6366612111293E-3,3.9292730844793702E-3,4.9504950495049497E-3,5.6179775280898901E-3,1.04895104895105E-2]
[null,0,2,"Act_HouseClean",2.5641025641025599E-2,1.35135135135135E-2,8.1967213114754103E-3,2.04081632653061E-2,0,0,0,0,0,0,0,0,0,0,0,0,0,0,0,0,0,0,0,0,0,0.2,0.14285714285714299,0.1,0.125,0,0,0,3.2258064516128997E-2,2.8571428571428598E-2,8.8235294117647106E-2,6.3829787234042507E-2,2.9411764705882401E-2,2.8571428571428598E-2,3.4682080924855502E-2,3.0888030888030899E-2,2.57234726688103E-2,3.7837837837837798E-2,3.3003300330033E-2,3.9301310043668103E-2,5.7640750670241298E-2,4.9397590361445802E-2,6.51428571428571E-2,7.0056497175141202E-2,5.8761804826862503E-2,9.1586794462193796E-2,0.11490329920363999,0.12792127921279201,0.15481171548117201,0.18608169440242101,0.20783132530120499,0.211309523809524,0.208722741433022,0.237936772046589,0.27226890756302502,0.27022375215146299,0.26460481099656402,0.26909722222222199,0.27836879432624101,0.263636363636364,0.25612052730696799,0.26600000000000001,0.23938223938223899,0.21955719557195599,0.21771217712177099,0.20593692022263499,0.186046511627907,0.19047619047618999,0.133333333333333,0.11483253588516699,9.4786729857819899E-2,9.2165898617511496E-2,7.82208588957055E-2,7.4242424242424193E-2,6.3467492260061903E-2,6.8429237947122898E-2,7.3131955484896705E-2,9.3596059113300503E-2,9.0136054421768697E-2,9.6428571428571405E-2,9.5412844036697295E-2,9.5505617977528101E-2,0.100371747211896,0.105751391465677,0.10408921933085501,9.6296296296296297E-2,7.8899082568807302E-2,8.5106382978723402E-2,7.57825370675453E-2,6.7547723935389103E-2,5.9459459459459497E-2,5.3246753246753202E-2,4.7619047619047603E-2,5.2573932092004401E-2,5.06198347107438E-2,5.0709939148073001E-2,4.4790652385589103E-2,3.2497678737233103E-2,3.6939313984168901E-2,4.1876046901172498E-2,4.4323483670295503E-2,3.8202247191011202E-2,3.4858387799564301E-2,3.0410183875530399E-2,3.6684782608695697E-2,3.7958115183246099E-2,4.6915167095115701E-2,3.7012987012986998E-2,4.0462427745664699E-2,3.8853503184713402E-2,2.5380710659898501E-2,2.8195488721804499E-2,2.7638190954773899E-2,2.2264631043256999E-2,2.7954256670902199E-2,2.3687580025608199E-2,2.6625386996904001E-2,3.0788177339901499E-2,2.8958718422674098E-2,2.3636363636363601E-2,2.4833434282253201E-2,1.9831730769230799E-2,2.6300059772863101E-2,1.9666269368295599E-2,1.6052318668252099E-2,1.99647680563711E-2,2.0624631703005301E-2,1.8147684605757199E-2,1.2371134020618599E-2,1.4861995753715501E-2,9.6726190476190497E-3,2.1684737281067599E-2,1.6965127238454301E-2,1.2752391073326199E-2,1.25874125874126E-2,1.96399345335516E-2,1.37524557956778E-2,1.73267326732673E-2,2.5280898876404501E-2,2.7972027972028E-2]
[null,0,3,"Act_TV",0.90476190476190499,0.82352941176470595,0.69230769230769196,0.7,0.83333333333333304,0.71428571428571397,0,0,0,0,0,0,0,0,0,0,0,0,0,0,1,0,0,0,0,0,0,0,0,0,0,0,0,0,0,0,0,0,0,0,3.4482758620689703E-2,0.15384615384615399,6.3492063492063502E-2,0.11688311688311701,0.17934782608695701,0.16738197424892701,0.17621145374449301,0.24,0.210045662100457,0.22660098522167499,0.238709677419355,0.28571428571428598,0.33333333333333298,0.38297872340425498,0.34693877551020402,0.36206896551724099,0.42105263157894701,0.43333333333333302,0.5,0.5,0.45652173913043498,0.37254901960784298,0.34482758620689702,0.39215686274509798,0.38,0.42307692307692302,0.32727272727272699,0.33333333333333298,0.36734693877551,0.36363636363636398,0.36363636363636398,0.4,0.30357142857142899,0.41071428571428598,0.42857142857142899,0.46969696969697,0.38709677419354799,0.33928571428571402,0.44230769230769201,0.39285714285714302,0.53191489361702105,0.47826086956521702,0.40816326530612201,0.39583333333333298,0.26315789473684198,0.32500000000000001,0.439024390243902,0.47368421052631599,0.46341463414634099,0.56756756756756799,0.5,0.46153846153846201,0.47222222222222199,0.56043956043956,0.52678571428571397,0.5,0.51369863013698602,0.50837988826815605,0.55367231638418102,0.54901960784313697,0.55752212389380496,0.52226720647773295,0.48529411764705899,0.48837209302325602,0.51948051948051899,0.527220630372493,0.546478873239437,0.56200527704485503,0.53826530612244905,0.54911838790931999,0.56575682382133996,0.53176470588235303,0.57766990291262099,0.59305210918114104,0.65048543689320404,0.68689320388349495,0.70120481927710798,0.73647058823529399,0.75903614457831303,0.76829268292682895,0.79240506329113902,0.81280788177339902,0.80676328502415495,0.78960396039603997,0.78934624697336597,0.81518987341772198,0.82037533512064298,0.80219780219780201,0.84139784946236595,0.860119047619048,0.84802431610942297,0.82333333333333303,0.82127659574468104,0.83105022831050201,0.77251184834123199,0.77049180327868805,0.79503105590062095,0.82089552238805996,0.82352941176470595,0.79012345679012297,0.81132075471698095,0.86046511627906996,0.875,0.79166666666666696]
[null,0,3,"Act_Cooking",4.7619047619047603E-2,5.8823529411764698E-2,0,0,0.16666666666666699,0.14285714285714299,0,0,0,0,0,0,0,0,0,0,0,0,0,0,0,0,0,0,0,0,0,0,0,0,0,0,0,0,0,0.5,0.33333333333333298,0.14285714285714299,0.30769230769230799,0.29411764705882398,0.34482758620689702,0.30769230769230799,0.238095238095238,0.29220779220779203,0.282608695652174,0.29613733905579398,0.33480176211453699,0.275555555555556,0.26027397260273999,0.266009852216749,0.21290322580645199,0.175824175824176,0.30303030303030298,0.27659574468085102,0.30612244897959201,0.18965517241379301,0.21052631578947401,0.21666666666666701,0.21153846153846201,0.17307692307692299,0.13043478260869601,0.11764705882352899,0.15517241379310301,9.8039215686274495E-2,0.22,0.19230769230769201,0.163636363636364,0.18518518518518501,0.20408163265306101,0.2,0.18181818181818199,0.22,0.25,0.19642857142857101,0.25396825396825401,0.31818181818181801,0.30645161290322598,0.214285714285714,0.32692307692307698,0.26785714285714302,0.25531914893617003,0.19565217391304299,0.20408163265306101,0.27083333333333298,0.23684210526315799,0.2,9.7560975609756101E-2,0.13157894736842099,0.146341463414634,0.21621621621621601,0.15909090909090901,0.19230769230769201,0.26388888888888901,0.30769230769230799,0.25892857142857101,0.28985507246376802,0.36986301369863001,0.30167597765363102,0.36158192090395502,0.38725490196078399,0.38938053097345099,0.44129554655870401,0.45220588235294101,0.41196013289036498,0.415584415584416,0.38681948424068802,0.38309859154929599,0.36411609498680703,0.35459183673469402,0.32745591939546598,0.28784119106699801,0.28705882352941198,0.279126213592233,0.24813895781637699,0.225728155339806,0.223300970873786,0.185542168674699,0.17411764705882399,0.13975903614457799,0.11951219512195101,0.111392405063291,0.10344827586206901,0.101449275362319,8.16831683168317E-2,8.4745762711864403E-2,0.10126582278481,0.117962466487936,0.10989010989011,9.4086021505376302E-2,8.0357142857142905E-2,7.5987841945288806E-2,8.6666666666666697E-2,7.6595744680851105E-2,5.9360730593607303E-2,8.5308056872037893E-2,0.114754098360656,6.8322981366459604E-2,6.7164179104477598E-2,4.9019607843137303E-2,8.6419753086419707E-2,7.5471698113207503E-2,9.3023255813953501E-2,3.125E-2,4.1666666666666699E-2]
[null,0,3,"Act_Laundry",0,0,0,0,0,0,0,0,0,0,0,0,0,0,0,0,0,0,0,0,0,0,0,0,0,0,0,0,0,0,0,0,0,0,0,0,0,0,0,0,3.4482758620689703E-2,0,1.58730158730159E-2,2.5974025974026E-2,4.3478260869565202E-2,2.5751072961373401E-2,2.6431718061673999E-2,0.04,1.8264840182648401E-2,5.91133004926108E-2,2.5806451612903201E-2,4.3956043956044001E-2,4.5454545454545497E-2,2.1276595744680899E-2,6.1224489795918401E-2,5.1724137931034503E-2,0.12280701754386,0.1,0.115384615384615,0.115384615384615,2.1739130434782601E-2,5.8823529411764698E-2,3.4482758620689703E-2,9.8039215686274495E-2,0.06,5.7692307692307702E-2,9.0909090909090898E-2,5.5555555555555601E-2,8.1632653061224497E-2,9.0909090909090898E-2,3.6363636363636397E-2,0.04,8.9285714285714302E-2,5.3571428571428603E-2,6.3492063492063502E-2,4.5454545454545497E-2,1.6129032258064498E-2,5.3571428571428603E-2,5.7692307692307702E-2,5.3571428571428603E-2,2.1276595744680899E-2,2.1739130434782601E-2,4.08163265306122E-2,8.3333333333333301E-2,5.2631578947368397E-2,2.5000000000000001E-2,2.4390243902439001E-2,5.2631578947368397E-2,7.3170731707317097E-2,5.4054054054054099E-2,0,1.9230769230769201E-2,2.7777777777777801E-2,2.1978021978022001E-2,7.1428571428571397E-2,4.3478260869565202E-2,2.0547945205479499E-2,3.3519553072625698E-2,1.6949152542372899E-2,2.4509803921568599E-2,1.3274336283185801E-2,1.6194331983805699E-2,3.6764705882352901E-2,2.32558139534884E-2,3.2467532467532499E-2,2.29226361031519E-2,1.4084507042253501E-2,2.11081794195251E-2,1.7857142857142901E-2,1.2594458438287199E-2,9.9255583126550903E-3,1.41176470588235E-2,1.94174757281553E-2,1.4888337468982601E-2,1.94174757281553E-2,1.2135922330097099E-2,4.8192771084337397E-3,1.41176470588235E-2,1.92771084337349E-2,2.19512195121951E-2,7.5949367088607601E-3,1.9704433497536901E-2,2.1739130434782601E-2,1.2376237623762399E-2,1.21065375302663E-2,1.7721518987341801E-2,1.8766756032171601E-2,8.2417582417582402E-3,1.34408602150538E-2,8.9285714285714298E-3,9.11854103343465E-3,0,0,0,4.739336492891E-3,1.0928961748633901E-2,0,2.2388059701492501E-2,9.8039215686274508E-3,0,0,0,0,0]
[null,0,3,"Act_WashDress",0.238095238095238,0.17647058823529399,7.69230769230769E-2,0.1,0,0.28571428571428598,1,1,0,0,0,0,0,0,0,0,0,0,0,0,0,0,0,0,1,1,0,0,0,0,0,0,0,0,0.66666666666666696,0.75,1,0.85714285714285698,0.76923076923076905,0.82352941176470595,0.86206896551724099,0.79487179487179505,0.865079365079365,0.77272727272727304,0.77173913043478304,0.71673819742489298,0.70925110132158597,0.71555555555555606,0.68949771689497696,0.69950738916256205,0.59354838709677404,0.62637362637362604,0.439393939393939,0.46808510638297901,0.51020408163265296,0.5,0.47368421052631599,0.53333333333333299,0.42307692307692302,0.38461538461538503,0.52173913043478304,0.47058823529411797,0.39655172413793099,0.37254901960784298,0.26,0.21153846153846201,0.36363636363636398,0.33333333333333298,0.26530612244898,0.30909090909090903,0.236363636363636,0.3,0.19642857142857101,0.214285714285714,0.17460317460317501,0.21212121212121199,0.12903225806451599,0.107142857142857,7.69230769230769E-2,0.160714285714286,0.12765957446808501,8.6956521739130405E-2,6.1224489795918401E-2,6.25E-2,7.8947368421052599E-2,7.4999999999999997E-2,9.7560975609756101E-2,0.13157894736842099,0.17073170731707299,0.135135135135135,6.8181818181818205E-2,0.134615384615385,0.125,0.14285714285714299,0.14285714285714299,0.22463768115942001,0.20547945205479501,0.18435754189944101,0.186440677966102,0.15196078431372501,0.172566371681416,0.15384615384615399,8.4558823529411797E-2,0.11960132890365401,0.100649350649351,0.117478510028653,0.109859154929577,0.116094986807388,0.14285714285714299,0.16876574307304801,0.19602977667493801,0.19294117647058801,0.15776699029126201,0.17369727047146399,0.16747572815534001,0.16747572815534001,0.15421686746988,0.157647058823529,0.17590361445783101,0.180487804878049,0.17974683544303799,0.16256157635467999,0.15942028985507201,0.19306930693069299,0.20096852300242099,0.20759493670886101,0.21715817694369999,0.200549450549451,0.15860215053763399,0.1875,0.16413373860182401,0.19666666666666699,0.34893617021276602,0.255707762557078,0.232227488151659,0.30054644808743203,0.24223602484472101,0.27611940298507498,0.32352941176470601,0.234567901234568,0.15094339622641501,0.162790697674419,0.125,0.33333333333333298]
[null,0,3,"Act_Iron",0,0,0,0,0,0,0,0,0,0,0,0,0,0,0,0,0,0,0,0,0,0,0,0,0,0,0,0,0,0,0,0,0,0,0,0,0,0.14285714285714299,7.69230769230769E-2,0,0,2.5641025641025599E-2,2.3809523809523801E-2,2.5974025974026E-2,1.6304347826087001E-2,2.14592274678112E-2,1.7621145374449299E-2,4.4444444444444401E-3,1.8264840182648401E-2,9.8522167487684695E-3,1.9354838709677399E-2,0,1.5151515151515201E-2,4.2553191489361701E-2,2.04081632653061E-2,1.72413793103448E-2,1.7543859649122799E-2,1.6666666666666701E-2,0,1.9230769230769201E-2,2.1739130434782601E-2,1.9607843137254902E-2,1.72413793103448E-2,0,0.02,1.9230769230769201E-2,1.8181818181818198E-2,5.5555555555555601E-2,2.04081632653061E-2,5.4545454545454501E-2,5.4545454545454501E-2,0.04,1.7857142857142901E-2,1.7857142857142901E-2,3.1746031746031703E-2,3.03030303030303E-2,3.2258064516128997E-2,3.5714285714285698E-2,3.8461538461538498E-2,3.5714285714285698E-2,2.1276595744680899E-2,4.3478260869565202E-2,2.04081632653061E-2,0,2.6315789473684199E-2,2.5000000000000001E-2,4.8780487804878099E-2,5.2631578947368397E-2,4.8780487804878099E-2,0,2.27272727272727E-2,3.8461538461538498E-2,2.7777777777777801E-2,4.3956043956044001E-2,2.6785714285714302E-2,4.3478260869565202E-2,2.7397260273972601E-2,2.23463687150838E-2,2.82485875706215E-2,3.9215686274509803E-2,3.5398230088495602E-2,2.4291497975708499E-2,1.4705882352941201E-2,1.32890365448505E-2,9.74025974025974E-3,1.4326647564469899E-2,1.97183098591549E-2,1.05540897097625E-2,2.04081632653061E-2,3.0226700251889199E-2,2.9776674937965299E-2,2.8235294117647101E-2,2.6699029126213601E-2,2.9776674937965299E-2,3.3980582524271802E-2,4.12621359223301E-2,3.8554216867469897E-2,3.7647058823529402E-2,3.8554216867469897E-2,4.1463414634146302E-2,3.5443037974683497E-2,3.2019704433497498E-2,3.8647342995169101E-2,3.7128712871287099E-2,4.1162227602905603E-2,4.3037974683544297E-2,3.4852546916890097E-2,2.74725274725275E-2,2.9569892473118298E-2,2.9761904761904798E-2,2.7355623100304E-2,2.66666666666667E-2,1.7021276595744698E-2,1.3698630136986301E-2,1.8957345971564E-2,1.0928961748633901E-2,0,7.4626865671641798E-3,9.8039215686274508E-3,1.2345679012345699E-2,0,0,0,0]
[null,0,3,"Act_HouseClean",0,0,0,0,0,0,0,0,0,0,0,0,0,0,0,0,0,0,0,0,0,0,0,0,0,0,0,0,0,0,0,0,0,0,0,0,0,0,0,0,0,5.1282051282051301E-2,4.7619047619047603E-2,9.7402597402597393E-2,7.0652173913043501E-2,6.8669527896995694E-2,5.2863436123347998E-2,6.6666666666666693E-2,9.1324200913242004E-2,0.10344827586206901,0.135483870967742,0.120879120879121,0.15151515151515199,0.25531914893617003,0.183673469387755,0.24137931034482801,0.28070175438596501,0.31666666666666698,0.25,0.19230769230769201,0.19565217391304299,0.17647058823529399,0.17241379310344801,0.29411764705882398,0.22,0.19230769230769201,0.236363636363636,0.25925925925925902,0.26530612244898,0.218181818181818,0.25454545454545502,0.28000000000000003,0.26785714285714302,0.19642857142857101,0.17460317460317501,0.19696969696969699,0.225806451612903,0.19642857142857101,0.15384615384615399,8.9285714285714302E-2,0.12765957446808501,0.13043478260869601,0.16326530612244899,0.14583333333333301,0.21052631578947401,0.2,0.219512195121951,0.23684210526315799,0.17073170731707299,0.135135135135135,0.22727272727272699,0.19230769230769201,9.7222222222222196E-2,3.2967032967033003E-2,2.6785714285714302E-2,2.1739130434782601E-2,4.1095890410958902E-2,7.8212290502793297E-2,5.6497175141242903E-2,5.3921568627450997E-2,5.3097345132743397E-2,4.8582995951416998E-2,2.9411764705882401E-2,3.6544850498338902E-2,3.5714285714285698E-2,4.8710601719197701E-2,6.4788732394366194E-2,4.4854881266490801E-2,4.3367346938775503E-2,4.5340050377833799E-2,5.2109181141439198E-2,5.17647058823529E-2,5.8252427184466E-2,6.4516129032258104E-2,4.85436893203883E-2,4.85436893203883E-2,5.3012048192771097E-2,3.7647058823529402E-2,3.6144578313252997E-2,2.6829268292682899E-2,3.5443037974683497E-2,3.4482758620689703E-2,3.8647342995169101E-2,3.7128712871287099E-2,3.1476997578692503E-2,3.0379746835442999E-2,2.68096514745308E-2,2.74725274725275E-2,2.1505376344085999E-2,1.7857142857142901E-2,1.82370820668693E-2,0.02,1.7021276595744698E-2,1.8264840182648401E-2,2.3696682464454999E-2,1.63934426229508E-2,3.1055900621118002E-2,7.4626865671641798E-3,9.8039215686274508E-3,1.2345679012345699E-2,0,4.6511627906976702E-2,0,0]
[null,0,4,"Act_TV",1,0.5,1,1,1,1,1,1,1,1,1,1,1,1,1,1,1,1,1,1,0,0,0,0,0,0,0,0,0,0,0,0,0,0,0,0,0,0,0,0,0,0,0.08,0.16666666666666699,0.148148148148148,0.15384615384615399,0.21538461538461501,0.21052631578947401,0.22641509433962301,0.26530612244898,0.375,0.41176470588235298,0.45454545454545497,0.71428571428571397,0.5,0.54545454545454497,0.61538461538461497,0.75,0.72727272727272696,0.5,0.61538461538461497,0.7,0.55555555555555602,0.5,0.375,0.625,0.5,0.5,0.75,0.75,0.5,0.7,0.85714285714285698,0.875,0.875,0.5,0.57142857142857095,0.33333333333333298,0.57142857142857095,0.54545454545454497,0.38461538461538503,0.55555555555555602,0.66666666666666696,0.8,0.6,0.6,0.5,0.4,0.5,0.33333333333333298,0.4,0.5,0.5,0.47058823529411797,0.53846153846153799,0.56666666666666698,0.57999999999999996,0.625,0.61702127659574502,0.51111111111111096,0.57446808510638303,0.66,0.58823529411764697,0.61038961038961004,0.62337662337662303,0.63749999999999996,0.73863636363636398,0.65625,0.59433962264150897,0.63333333333333297,0.65354330708661401,0.65625,0.64963503649635002,0.63846153846153797,0.68852459016393397,0.75,0.81666666666666698,0.79069767441860495,0.81021897810219001,0.78832116788321205,0.79104477611940305,0.81118881118881103,0.78625954198473302,0.84962406015037595,0.82539682539682502,0.81599999999999995,0.86046511627906996,0.874074074074074,0.89830508474576298,0.89655172413793105,0.94392523364486003,0.94805194805194803,0.83050847457627097,0.81967213114754101,0.84,0.88095238095238104,0.86666666666666703,0.92,0.92857142857142905,0.92307692307692302,0.91666666666666696,0.875,1,1]
[null,0,4,"Act_Cooking",0,0,0,0,0,0,0,0,0,0,0,0,0,0,0,0,0,0,0,0,0,0,0,0,0,0,0,0,0,0,0,0,0,0,0,0,0,0,0,0,0,0.28571428571428598,0.28000000000000003,0.38095238095238099,0.407407407407407,0.38461538461538503,0.43076923076923102,0.43859649122806998,0.245283018867925,0.22448979591836701,0.25,0.11764705882352899,0.18181818181818199,0,0.7,0.63636363636363602,0.46153846153846201,0.33333333333333298,0.27272727272727298,0.5,0.53846153846153799,0.5,0.11111111111111099,0.625,0.375,0.25,0.125,0.375,0.375,0.25,0.375,0.5,0.14285714285714299,0.625,0.25,0.16666666666666699,0.14285714285714299,0.33333333333333298,0.28571428571428598,0.27272727272727298,0.230769230769231,0.22222222222222199,0.5,0.2,0.2,0.2,0.4,0.4,0.4,0.44444444444444398,0.3,0.2,0.3,0.41176470588235298,0.269230769230769,0.4,0.3,0.25,0.23404255319148901,0.422222222222222,0.36170212765957399,0.44,0.51470588235294101,0.46753246753246802,0.38961038961039002,0.41249999999999998,0.40909090909090901,0.36458333333333298,0.38679245283018898,0.358333333333333,0.33858267716535401,0.296875,0.24817518248175199,0.30769230769230799,0.27868852459016402,0.21551724137931,0.22500000000000001,0.209302325581395,0.13868613138686101,0.160583941605839,0.119402985074627,0.132867132867133,0.16793893129771001,0.150375939849624,0.17460317460317501,0.16,0.124031007751938,0.125925925925926,7.6271186440677999E-2,0.12068965517241401,6.5420560747663503E-2,5.1948051948052E-2,0.152542372881356,0.13114754098360701,0.16,0.119047619047619,0.1,0.08,0,7.69230769230769E-2,0,0,0,0]
[null,0,4,"Act_Laundry",0,0,0,0,0,0,0,0,0,0,0,0,0,0,0,0,0,0,0,0,0,0,0,0,0,0,0,0,0,0,0,0,0,0,0,0,0,0,0,0,0,0,0,2.3809523809523801E-2,1.85185185185185E-2,4.6153846153846198E-2,1.5384615384615399E-2,1.7543859649122799E-2,1.88679245283019E-2,2.04081632653061E-2,4.1666666666666699E-2,5.8823529411764698E-2,0,0.14285714285714299,0,0,7.69230769230769E-2,0,0,0,7.69230769230769E-2,0,0,0,0.125,0.125,0,0,0,0,0.125,0,0,0,0.125,0.16666666666666699,0.14285714285714299,0,0,0,7.69230769230769E-2,0.22222222222222199,0.16666666666666699,0,0,0.2,0,0,0,0,0.1,0.1,0.2,0.11764705882352899,3.8461538461538498E-2,6.6666666666666693E-2,0.04,4.1666666666666699E-2,2.1276595744680899E-2,2.2222222222222199E-2,4.2553191489361701E-2,0.04,5.8823529411764698E-2,1.2987012987013E-2,1.2987012987013E-2,1.2500000000000001E-2,1.13636363636364E-2,2.0833333333333301E-2,1.88679245283019E-2,2.5000000000000001E-2,2.3622047244094498E-2,7.8125E-3,1.4598540145985399E-2,3.0769230769230799E-2,4.0983606557376998E-2,2.5862068965517199E-2,1.6666666666666701E-2,0,7.2992700729926996E-3,1.4598540145985399E-2,3.7313432835820899E-2,3.4965034965035002E-2,1.5267175572519101E-2,1.50375939849624E-2,7.9365079365079395E-3,1.6E-2,1.5503875968992199E-2,7.4074074074074103E-3,8.4745762711864406E-3,8.6206896551724102E-3,0,1.2987012987013E-2,1.6949152542372899E-2,1.63934426229508E-2,0,2.3809523809523801E-2,0,0,0,0,0,0,0,0]
[null,0,4,"Act_WashDress",0.5,0.5,0,0,0,0,0,1,0,0,0,0,0,0,0,0,0,0,0,0,0,0,0,0,0,0,0,0,0,0,0,0,0,1,0,0,0,0,0,1,1,1,0.84,0.85714285714285698,0.907407407407407,0.86153846153846203,0.84615384615384603,0.84210526315789502,0.83018867924528295,0.65306122448979598,0.83333333333333304,0.58823529411764697,0.36363636363636398,0.28571428571428598,0.5,0.72727272727272696,0.76923076923076905,0.5,0.72727272727272696,0.7,0.53846153846153799,0.7,0.55555555555555602,0.625,0.5,0.5,0.625,0.125,0,0.125,0.25,0.1,0,0,0.125,0.16666666666666699,0.14285714285714299,0,0.14285714285714299,9.0909090909090898E-2,0.230769230769231,0.11111111111111099,0.16666666666666699,0.2,0.1,0.2,0.2,0,0,0.11111111111111099,0.3,0.4,0.5,0.41176470588235298,0.30769230769230799,0.233333333333333,0.24,0.16666666666666699,0.14893617021276601,0.11111111111111099,0.10638297872340401,0.16,0.161764705882353,0.11688311688311701,0.14285714285714299,7.4999999999999997E-2,0.125,0.14583333333333301,0.15094339622641501,0.15833333333333299,0.110236220472441,0.15625,0.17518248175182499,0.138461538461538,0.213114754098361,0.181034482758621,0.16666666666666699,0.170542635658915,0.18248175182481799,0.233576642335766,0.25373134328358199,0.25874125874125897,0.229007633587786,0.28571428571428598,0.27777777777777801,0.216,0.29457364341085301,0.33333333333333298,0.27966101694915302,0.24137931034482801,0.26168224299065401,0.25974025974025999,0.28813559322033899,0.32786885245901598,0.28000000000000003,0.214285714285714,0.3,0.2,0.28571428571428598,0.30769230769230799,0.25,0.25,0,0]
[null,0,4,"Act_Iron",0,0,0,0,0,0,0,0,0,0,0,0,0,0,0,0,0,0,0,0,0,0,0,0,0,0,0,0,0,0,0,0,0,0,0,0,0,0,0,0.25,0,0,0,0,3.7037037037037E-2,3.0769230769230799E-2,1.5384615384615399E-2,1.7543859649122799E-2,0,0,0,0,0,0,0,0,7.69230769230769E-2,0,0,0,0,0,0.11111111111111099,0.125,0.25,0.25,0.25,0,0,0,0,0,0,0,0,0,0,0,0,0,0,0,0,0,0,0,0,0.1,0.1,0.11111111111111099,0.1,0,0,0,0,0,0.02,2.0833333333333301E-2,2.1276595744680899E-2,2.2222222222222199E-2,2.1276595744680899E-2,0.02,4.4117647058823498E-2,5.1948051948052E-2,2.5974025974026E-2,2.5000000000000001E-2,2.27272727272727E-2,3.125E-2,2.83018867924528E-2,1.6666666666666701E-2,1.5748031496062999E-2,3.90625E-2,2.9197080291970798E-2,0,2.4590163934426201E-2,3.4482758620689703E-2,2.5000000000000001E-2,3.8759689922480599E-2,3.6496350364963501E-2,3.6496350364963501E-2,3.7313432835820899E-2,4.8951048951049E-2,2.2900763358778602E-2,3.00751879699248E-2,3.9682539682539701E-2,3.2000000000000001E-2,3.1007751937984499E-2,2.96296296296296E-2,4.2372881355932202E-2,5.1724137931034503E-2,2.80373831775701E-2,2.5974025974026E-2,0,0,0.02,0,0,0,0,0,0,0,0,0]
[null,0,4,"Act_HouseClean",0,0,0,0,0,0,0,0,0,0,0,0,0,0,0,0,0,0,0,0,0,0,0,0,0,0,0,0,0,0,0,0,0,0,0,0,0,0,0,0,0.25,0,0.08,0.119047619047619,9.2592592592592601E-2,9.2307692307692299E-2,9.2307692307692299E-2,0.105263157894737,0.20754716981132099,0.183673469387755,0.16666666666666699,0.11764705882352899,0.27272727272727298,0.14285714285714299,0,0.18181818181818199,0.15384615384615399,0.16666666666666699,0.27272727272727298,0.2,0.230769230769231,0.3,0.33333333333333298,0.125,0.125,0.125,0.125,0.125,0.25,0.25,0,0.2,0.28571428571428598,0.125,0,0,0,0,0.28571428571428598,0.27272727272727298,0.30769230769230799,0.22222222222222199,0.16666666666666699,0.4,0.2,0.2,0.2,0.1,0.1,0.11111111111111099,0.2,0,0.1,0.17647058823529399,0.15384615384615399,0.16666666666666699,0.06,4.1666666666666699E-2,6.3829787234042507E-2,0.133333333333333,0.10638297872340401,0.12,2.9411764705882401E-2,5.1948051948052E-2,7.7922077922077906E-2,6.25E-2,6.8181818181818205E-2,6.25E-2,6.6037735849056603E-2,6.6666666666666693E-2,8.6614173228346497E-2,8.59375E-2,7.2992700729927001E-2,8.4615384615384606E-2,4.0983606557376998E-2,4.31034482758621E-2,3.3333333333333298E-2,3.1007751937984499E-2,2.9197080291970798E-2,2.18978102189781E-2,1.49253731343284E-2,4.1958041958042001E-2,5.34351145038168E-2,6.01503759398496E-2,3.9682539682539701E-2,0.04,6.9767441860465101E-2,3.7037037037037E-2,5.93220338983051E-2,3.4482758620689703E-2,2.80373831775701E-2,1.2987012987013E-2,1.6949152542372899E-2,3.2786885245901599E-2,0.02,2.3809523809523801E-2,6.6666666666666693E-2,0.08,0,0,0,0,0,0]
[null,0,5,"Act_TV",1,1,1,1,1,0,0,0,0,0,0,0,0,0,0,0,0,0,0,0,0,0,0,0,0,0,0,0,0,0,0,0,0,0,0,0,0,0,0,0,0,0,0,0,0,0.28571428571428598,0.16666666666666699,0.33333333333333298,0.27272727272727298,0.5,0.5,0,0,0,1,1,1,0,1,1,1,0.66666666666666696,0.5,0.66666666666666696,0.75,0.5,0.5,0.5,0.5,0.5,0.75,0.33333333333333298,0.66666666666666696,0.66666666666666696,0.66666666666666696,0.75,0.75,0.75,0.75,0.5,0.5,0.5,1,1,0.5,1,1,0.75,0.66666666666666696,0.5,1,1,0,0.33333333333333298,0,0.5,0.6,0.57142857142857095,0.875,0.69230769230769196,0.72222222222222199,0.58823529411764697,0.64705882352941202,0.63157894736842102,0.69565217391304301,0.77272727272727304,0.65217391304347805,0.68181818181818199,0.565217391304348,0.59090909090909105,0.72,0.56000000000000005,0.71428571428571397,0.73913043478260898,0.68181818181818199,0.72727272727272696,0.89473684210526305,0.88888888888888895,0.84210526315789502,0.84210526315789502,0.76190476190476197,0.73913043478260898,0.83333333333333304,0.85185185185185197,0.89655172413793105,0.952380952380952,0.95,0.88888888888888895,0.88235294117647101,0.82352941176470595,0.91666666666666696,0.90909090909090895,0.75,0.81818181818181801,1,1,1,0.83333333333333304,1,1,1,1,1,1]
[null,0,5,"Act_Cooking",0.33333333333333298,1,1,1,1,0,0,0,0,0,0,0,0,0,0,0,0,0,0,0,0,0,0,0,0,0,0,0,0,0,0,0,0,0,0,0,0,0,0,0,0,1,0.42857142857142899,0.16666666666666699,0.5,0.78571428571428603,0.75,0.16666666666666699,0.36363636363636398,0.16666666666666699,0,0,0,0,0.5,0.5,0,0,0,1,0,0.33333333333333298,0.25,0.33333333333333298,0.25,0.25,0.25,0,0,0,0,0,0,0,0,0,0,0.25,0.5,0.5,0.5,0.5,0,0,0.5,0,0,0.75,0.66666666666666696,0.25,1,0.5,0.5,0.33333333333333298,1,0.5,0.4,0.28571428571428598,0,0.46153846153846201,0.44444444444444398,0.41176470588235298,0.29411764705882398,0.42105263157894701,0.34782608695652201,0.31818181818181801,0.47826086956521702,0.40909090909090901,0.30434782608695699,0.31818181818181801,0.48,0.48,0.5,0.434782608695652,0.27272727272727298,0.27272727272727298,0.31578947368421101,0.27777777777777801,0.26315789473684198,0.21052631578947401,0.33333333333333298,0.34782608695652201,0.29166666666666702,0.11111111111111099,6.8965517241379296E-2,0.19047619047618999,0.1,0.11111111111111099,5.8823529411764698E-2,0.17647058823529399,8.3333333333333301E-2,9.0909090909090898E-2,0.16666666666666699,9.0909090909090898E-2,0.11111111111111099,0,0.16666666666666699,0,0,0,0,0.33333333333333298,0.33333333333333298,0.33333333333333298]
[null,0,5,"Act_Laundry",0,0,0,0,0,0,0,0,0,0,0,0,0,0,0,0,0,0,0,0,0,0,0,0,0,0,0,0,0,0,0,0,0,0,0,0,0,0,0,0,0,0,0,0.16666666666666699,0,0,0,0,9.0909090909090898E-2,0.16666666666666699,0,0,0,0,0,0,0,0,0,0,0,0,0,0,0,0,0.25,0,0.25,0,0,0,0,0.33333333333333298,0.33333333333333298,0,0,0,0,0,0,0,0,0,0,0,0,0,0,0,0,0.5,0,0,0,0,0,0.14285714285714299,0,0,0,0,0,0,0,0,0,0,4.3478260869565202E-2,0,0,0,0,0,0,0,0,0,0,0,0,0,0,3.7037037037037E-2,0,0,0,0,0,0,0,0,0,0,0,0,0,0,0,0,0,0,0,0]
[null,0,5,"Act_WashDress",0.33333333333333298,0,0,0,1,0,0,0,0,0,0,0,0,0,0,0,0,0,0,0,0,0,0,0,0,0,0,0,0,0,0,0,0,0,0,0,0,0,0,0,1,1,0.85714285714285698,1,0.875,0.92857142857142905,0.83333333333333304,1,0.81818181818181801,0.83333333333333304,1,0,0,0,0.5,0,0,0,1,1,0,0.33333333333333298,0.75,0.66666666666666696,0.5,0.75,0.25,0.5,0.5,0.25,0.5,0.33333333333333298,0,0.33333333333333298,0.33333333333333298,0.25,0,0,0,0,0,0,0,0,0.5,0.5,0.5,0.5,0.33333333333333298,0.25,0,0,0.5,0.33333333333333298,0,0.25,0,0,0.25,7.69230769230769E-2,0.16666666666666699,0.17647058823529399,0.17647058823529399,0.105263157894737,0,0.18181818181818199,0.26086956521739102,0.27272727272727298,0.26086956521739102,9.0909090909090898E-2,0.16,0.16,0.107142857142857,4.3478260869565202E-2,0.36363636363636398,9.0909090909090898E-2,0.157894736842105,5.5555555555555601E-2,0.105263157894737,5.2631578947368397E-2,0.14285714285714299,0.13043478260869601,0.29166666666666702,0.25925925925925902,0.44827586206896602,0.28571428571428598,0.5,0.33333333333333298,0.41176470588235298,0.23529411764705899,0.16666666666666699,0.36363636363636398,0.33333333333333298,0.27272727272727298,0.22222222222222199,0.25,0.33333333333333298,0.33333333333333298,0,0,0.33333333333333298,0,0.33333333333333298,0]
[null,0,5,"Act_Iron",0,0,0,0,0,0,0,0,0,0,0,0,0,0,0,0,0,0,0,0,0,0,0,0,0,0,0,0,0,0,0,0,0,0,0,0,0,0,0,0,1,0.5,0.14285714285714299,0,0.125,0,0,0,0,0,0.25,0,0,0,0,0,0,0,0,0,0,0,0,0,0,0,0,0,0,0,0,0,0,0,0,0,0,0,0,0,0,0,0,0,0,0,0,0,0,0.25,0,0,0,0,0,0,0,0,0,0,5.5555555555555601E-2,5.8823529411764698E-2,5.8823529411764698E-2,0,0,4.5454545454545497E-2,0,0,0,4.5454545454545497E-2,0.04,0,0,0,0,0,0,0,0,0,0,0,4.1666666666666699E-2,3.7037037037037E-2,3.4482758620689703E-2,0,0.05,0.11111111111111099,0.17647058823529399,0.17647058823529399,8.3333333333333301E-2,0,8.3333333333333301E-2,9.0909090909090898E-2,0,0,0,0,0,0,0,0,0,0]
[null,0,5,"Act_HouseClean",0,0,0,0,0,0,0,0,0,0,0,0,0,0,0,0,0,0,0,0,0,0,0,0,0,0,0,0,0,0,0,0,0,0,0,0,0,0,0,0,0,0,0.14285714285714299,0.16666666666666699,0.125,0,8.3333333333333301E-2,0.5,0.18181818181818199,0.16666666666666699,0.25,0,0,0,0,0,0,0,0,0,1,0.66666666666666696,0.75,0.66666666666666696,1,1,0.5,0.75,0.75,0.75,0.5,0.66666666666666696,0.66666666666666696,0.66666666666666696,1,0.75,0.75,0.75,0.25,0.5,0.5,0.5,0.5,0.5,0,0,0,0.25,0.33333333333333298,0.25,0,0,0.5,0,0,0,0,0,0.125,0,0.11111111111111099,0.11764705882352899,0.11764705882352899,0.105263157894737,8.6956521739130405E-2,0.13636363636363599,4.3478260869565202E-2,0.18181818181818199,8.6956521739130405E-2,4.5454545454545497E-2,0.12,0.24,0.17857142857142899,0.173913043478261,9.0909090909090898E-2,0,5.2631578947368397E-2,0,0,0,4.7619047619047603E-2,4.3478260869565202E-2,4.1666666666666699E-2,7.4074074074074098E-2,6.8965517241379296E-2,0,0,0,0,0,0,9.0909090909090898E-2,0.16666666666666699,0.18181818181818199,0.22222222222222199,0,0,0.16666666666666699,0.25,0.25,0.33333333333333298,0.33333333333333298,0,0]
[null,1,0,"Act_TV",0,0,0,0,0,0,0,0,0,0,0,0,0,0,0,0,0,0,0,0,0,0,0,0,0,0,0,0,0,0,0,0,0,0,0,0,0,0,0,0,0,0,0,0,0,0,0,0,0,0,0,0,0,0,0,0,0,0,0,0,0,0,0,0,0,0,0,0,0,0,0,0,0,0,0,0,0,0,0,0,0,0,0,0,0,0,0,0,0,0,0,0,0,0,0,0,0,0,0,0,0,0,0,0,0,0,0,0,0,0,0,0,0,0,0,0,0,0,0,0,0,0,0,0,0,0,0,0,0,0,0,0,0,0,0,0,0,0,0,0,0,0,0,0]
[null,1,0,"Act_Cooking",0,0,0,0,0,0,0,0,0,0,0,0,0,0,0,0,0,0,0,0,0,0,0,0,0,0,0,0,0,0,0,0,0,0,0,0,0,0,0,0,0,0,0,0,0,0,0,0,0,0,0,0,0,0,0,0,0,0,0,0,0,0,0,0,0,0,0,0,0,0,0,0,0,0,0,0,0,0,0,0,0,0,0,0,0,0,0,0,0,0,0,0,0,0,0,0,0,0,0,0,0,0,0,0,0,0,0,0,0,0,0,0,0,0,0,0,0,0,0,0,0,0,0,0,0,0,0,0,0,0,0,0,0,0,0,0,0,0,0,0,0,0,0,0]
[null,1,0,"Act_Laundry",0,0,0,0,0,0,0,0,0,0,0,0,0,0,0,0,0,0,0,0,0,0,0,0,0,0,0,0,0,0,0,0,0,0,0,0,0,0,0,0,0,0,0,0,0,0,0,0,0,0,0,0,0,0,0,0,0,0,0,0,0,0,0,0,0,0,0,0,0,0,0,0,0,0,0,0,0,0,0,0,0,0,0,0,0,0,0,0,0,0,0,0,0,0,0,0,0,0,0,0,0,0,0,0,0,0,0,0,0,0,0,0,0,0,0,0,0,0,0,0,0,0,0,0,0,0,0,0,0,0,0,0,0,0,0,0,0,0,0,0,0,0,0,0]
[null,1,0,"Act_WashDress",0,0,0,0,0,0,0,0,0,0,0,0,0,0,0,0,0,0,0,0,0,0,0,0,0,0,0,0,0,0,0,0,0,0,0,0,0,0,0,0,0,0,0,0,0,0,0,0,0,0,0,0,0,0,0,0,0,0,0,0,0,0,0,0,0,0,0,0,0,0,0,0,0,0,0,0,0,0,0,0,0,0,0,0,0,0,0,0,0,0,0,0,0,0,0,0,0,0,0,0,0,0,0,0,0,0,0,0,0,0,0,0,0,0,0,0,0,0,0,0,0,0,0,0,0,0,0,0,0,0,0,0,0,0,0,0,0,0,0,0,0,0,0,0]
[null,1,0,"Act_Iron",0,0,0,0,0,0,0,0,0,0,0,0,0,0,0,0,0,0,0,0,0,0,0,0,0,0,0,0,0,0,0,0,0,0,0,0,0,0,0,0,0,0,0,0,0,0,0,0,0,0,0,0,0,0,0,0,0,0,0,0,0,0,0,0,0,0,0,0,0,0,0,0,0,0,0,0,0,0,0,0,0,0,0,0,0,0,0,0,0,0,0,0,0,0,0,0,0,0,0,0,0,0,0,0,0,0,0,0,0,0,0,0,0,0,0,0,0,0,0,0,0,0,0,0,0,0,0,0,0,0,0,0,0,0,0,0,0,0,0,0,0,0,0,0]
[null,1,0,"Act_HouseClean",0,0,0,0,0,0,0,0,0,0,0,0,0,0,0,0,0,0,0,0,0,0,0,0,0,0,0,0,0,0,0,0,0,0,0,0,0,0,0,0,0,0,0,0,0,0,0,0,0,0,0,0,0,0,0,0,0,0,0,0,0,0,0,0,0,0,0,0,0,0,0,0,0,0,0,0,0,0,0,0,0,0,0,0,0,0,0,0,0,0,0,0,0,0,0,0,0,0,0,0,0,0,0,0,0,0,0,0,0,0,0,0,0,0,0,0,0,0,0,0,0,0,0,0,0,0,0,0,0,0,0,0,0,0,0,0,0,0,0,0,0,0,0,0]
[null,1,1,"Act_TV",0.346801346801347,0.36202531645569602,0.356223175965665,0.34039087947882701,0.35336976320582902,0.34979423868312798,0.280346820809249,0.30944625407166099,0.31690140845070403,0.29501915708812299,0.27586206896551702,0.24886877828054299,0.214285714285714,0.19576719576719601,0.19886363636363599,0.20481927710843401,0.19875776397515499,0.18,0.16428571428571401,0.17460317460317501,0.192660550458716,0.15454545454545501,0.132743362831858,0.11111111111111099,0.180722891566265,0.16666666666666699,0.15887850467289699,0.140350877192982,0.12711864406779699,9.6551724137931005E-2,3.7634408602150497E-2,4.3243243243243197E-2,6.6666666666666693E-2,7.7625570776255703E-2,6.9767441860465101E-2,7.0588235294117604E-2,5.3475935828876997E-2,5.7356608478803001E-2,5.7077625570776301E-2,6.4516129032258104E-2,7.3170731707317097E-2,6.22222222222222E-2,5.8044806517311601E-2,6.4454976303317493E-2,8.0686695278970003E-2,7.0996978851963793E-2,8.37581937363438E-2,7.6618229854689607E-2,6.5797273266152895E-2,7.5417386298215303E-2,7.5757575757575801E-2,6.7487948580610593E-2,7.6760190577024906E-2,6.8627450980392204E-2,7.0121951219512202E-2,7.6271186440677999E-2,8.5279187817258906E-2,8.8888888888888906E-2,9.375E-2,8.8923556942277701E-2,8.2148499210110595E-2,9.0085287846481898E-2,9.4098883572567807E-2,0.100159829515184,9.9839829151094503E-2,9.7236981934112607E-2,0.100107066381156,9.8253275109170299E-2,0.105927552140505,0.11196067722556,0.115131578947368,0.117940199335548,0.11092246745897,0.108905275099263,0.113207547169811,0.109152927799886,0.117075956596231,0.13003452243958599,0.14463544754001201,0.15258215962441299,0.160566706021251,0.16083086053412499,0.18008348240906399,0.17744807121661699,0.201807228915663,0.21744397334948501,0.2310491206792,0.23586040914560799,0.24179104477611901,0.24910820451842999,0.243291592128801,0.24789410348977101,0.247030878859857,0.25571847507331402,0.26390532544378698,0.26170960187353598,0.225043277553376,0.23001158748551601,0.23713128976286901,0.231976744186047,0.24154025670945201,0.23067983730389299,0.22184105202973101,0.23216308040770101,0.24151583710407201,0.24324324324324301,0.25633802816901402,0.25517627308337998,0.25481313703284297,0.277339346110485,0.28987129266927802,0.30903954802259898,0.32004491858506501,0.31805319750990402,0.36727688787185397,0.38501144164759699,0.42042213348545299,0.45227272727272699,0.46704545454545499,0.476764199655766,0.48055716773070201,0.50989522700814904,0.53333333333333299,0.54061952074810005,0.56239117817759698,0.56634118322802995,0.55746140651801002,0.56061468412065996,0.57102433503112604,0.56791503633314699,0.58023320377568,0.56308539944903602,0.48421052631578898,0.49720044792833101,0.49778516057585798,0.47799779977997803,0.473801560758083,0.45882352941176502,0.42737789203084797,0.417993079584775,0.41703056768558899,0.37760617760617798,0.38917089678511002,0.37362637362637402]
[null,1,1,"Act_Cooking",2.02020202020202E-2,1.8987341772151899E-2,1.28755364806867E-2,1.62866449511401E-2,9.1074681238615708E-3,1.0288065843621399E-2,2.8901734104046201E-2,1.30293159609121E-2,1.4084507042253501E-2,2.2988505747126398E-2,1.72413793103448E-2,3.6199095022624403E-2,1.53061224489796E-2,3.1746031746031703E-2,1.7045454545454499E-2,3.0120481927710802E-2,1.2422360248447201E-2,0.02,5.7142857142857099E-2,4.7619047619047603E-2,2.7522935779816501E-2,1.8181818181818198E-2,3.5398230088495602E-2,2.7777777777777801E-2,0.108433734939759,8.3333333333333301E-2,9.34579439252336E-2,9.6491228070175405E-2,5.93220338983051E-2,8.9655172413793102E-2,0.13440860215053799,0.11351351351351401,9.7435897435897395E-2,0.123287671232877,7.9069767441860506E-2,9.41176470588235E-2,0.13903743315507999,0.14214463840399,0.12557077625570801,0.121442125237192,0.114982578397213,0.158518518518519,0.13645621181262699,0.120379146919431,0.103862660944206,0.14048338368580099,0.15513474144209799,0.147952443857332,0.16834617664493201,0.15198618307426601,0.14085297418630799,0.14836636314943799,0.15246161990471099,0.14757481940144501,0.15091463414634099,0.15653040877367899,0.130964467005076,0.136950904392765,0.122395833333333,0.133645345813833,0.12532912058978399,9.7547974413646099E-2,0.10207336523126,9.6430474160894994E-2,0.10197544046983401,0.101487778958555,0.12580299785867199,0.10971615720524,0.103732162458836,0.12670671764063399,0.13432017543859601,0.148947951273533,0.177136389360498,0.17980714690867799,0.18925100057175501,0.18135304150085299,0.18161050828098199,0.17433831990793999,0.18731475992886801,0.153169014084507,0.14521841794569099,0.14599406528189901,0.135957066189624,0.13412462908011899,0.12469879518072299,0.11084191399152001,9.8241358399029699E-2,9.4464500601684695E-2,8.8358208955223894E-2,7.7288941736028502E-2,8.6463923673226001E-2,8.6642599277978294E-2,8.0760095011876504E-2,8.56304985337243E-2,8.2248520710059198E-2,0.100117096018735,0.152914021927294,0.13731170336037099,0.126662810873337,0.147093023255814,0.14702450408401399,0.166182452062754,0.18639222412807299,0.18459796149490401,0.19626696832579199,0.19200450450450501,0.18873239436619699,0.176273083379966,0.18516421291053201,0.17756482525366399,0.15612758813654201,0.14180790960452,0.13307130825378999,0.12393887945670599,0.113272311212815,9.9542334096109797E-2,8.8990302338847693E-2,7.7272727272727298E-2,6.9318181818181807E-2,6.6551921973608694E-2,6.09402205455601E-2,6.1117578579743898E-2,5.4385964912280697E-2,5.2016364699006397E-2,4.6430644225188597E-2,4.4801838024124102E-2,4.40251572327044E-2,4.3255549231644798E-2,3.8483305036785501E-2,3.8010061486864199E-2,3.6091060521932297E-2,3.6914600550964197E-2,5.5401662049861501E-2,3.7513997760358297E-2,2.8792912513842701E-2,2.5852585258525899E-2,2.8985507246376802E-2,2.5882352941176499E-2,2.89203084832905E-2,2.21453287197232E-2,2.2561863173216901E-2,2.6254826254826301E-2,2.5380710659898501E-2,2.5641025641025599E-2]
[null,1,1,"Act_Laundry",0,1.2658227848101301E-3,1.43061516452074E-3,3.2573289902280101E-3,1.82149362477231E-3,0,0,3.2573289902280101E-3,0,0,4.3103448275862103E-3,4.5248868778280504E-3,5.1020408163265302E-3,0,0,0,0,0,0,7.9365079365079395E-3,0,0,0,0,0,0,0,0,0,0,0,5.40540540540541E-3,0,9.1324200913242004E-3,4.65116279069767E-3,1.5686274509803901E-2,1.06951871657754E-2,9.9750623441396506E-3,9.1324200913242004E-3,1.13851992409867E-2,1.39372822299652E-2,4.4444444444444401E-3,1.22199592668024E-2,1.5165876777251199E-2,1.6309012875536499E-2,1.3595166163142E-2,1.7479970866715201E-2,1.98150594451783E-2,1.0669828097214E-2,1.4392630972941901E-2,1.5151515151515201E-2,1.6604177825388301E-2,1.95870831127581E-2,2.42518059855521E-2,2.4898373983739799E-2,2.4925224327018901E-2,3.1472081218274099E-2,3.4108527131782897E-2,2.8125000000000001E-2,2.4960998439937598E-2,3.0015797788309598E-2,3.1982942430703598E-2,2.7113237639553402E-2,3.8891848694725603E-2,3.9508809396689798E-2,3.2412327311370899E-2,3.8008565310492501E-2,3.4934497816593899E-2,3.8419319429198698E-2,3.2768978700163799E-2,3.125E-2,3.32225913621262E-2,3.62195812110922E-2,3.5167328417470202E-2,2.6300743281875399E-2,2.6151222285389401E-2,1.9988577955454001E-2,1.7836593785960898E-2,1.8968583283936E-2,1.4084507042253501E-2,2.0661157024793399E-2,2.0178041543026701E-2,1.6100178890876601E-2,1.60237388724036E-2,1.68674698795181E-2,1.8170805572380402E-2,1.8192844147968502E-2,1.68471720818291E-2,2.0895522388059699E-2,1.8430439952437601E-2,1.84853905784138E-2,1.3237063778579999E-2,8.9073634204275502E-3,1.1143695014662801E-2,1.1242603550295899E-2,1.1124121779859501E-2,1.6733987305251E-2,1.5643105446118199E-2,1.67727009832273E-2,1.51162790697674E-2,1.1668611435239199E-2,8.7158628704241698E-3,1.3722126929674099E-2,7.3612684031710103E-3,8.4841628959275994E-3,1.06981981981982E-2,9.0140845070422505E-3,5.5959709009513097E-3,4.5300113250283103E-3,7.3280721533258196E-3,6.1555679910464496E-3,5.0847457627118597E-3,4.4918585064570504E-3,4.5274476513865302E-3,7.4370709382150998E-3,4.5766590389016001E-3,3.4227039361095302E-3,7.9545454545454503E-3,6.8181818181818196E-3,5.7372346528973004E-3,6.9645966337782902E-3,6.4027939464493602E-3,5.2631578947368403E-3,4.0911747516072499E-3,4.6430644225188599E-3,5.1694428489373898E-3,4.0022870211549504E-3,3.41491178144565E-3,3.9615166949632102E-3,3.3538289547233101E-3,3.8867295946696302E-3,3.8567493112947699E-3,1.10803324099723E-3,2.2396416573348299E-3,3.3222591362126199E-3,2.2002200220022001E-3,5.5741360089186197E-4,5.8823529411764701E-4,2.5706940874036001E-3,0,7.27802037845706E-4,0,1.6920473773265701E-3,9.1575091575091597E-4]
[null,1,1,"Act_WashDress",0.107744107744108,0.1,0.104434907010014,9.6091205211726399E-2,9.1074681238615701E-2,9.0534979423868303E-2,0.144508670520231,0.130293159609121,9.5070422535211294E-2,0.114942528735632,0.125,0.11764705882352899,0.13775510204081601,0.10582010582010599,0.13068181818181801,0.102409638554217,8.0745341614906804E-2,0.11333333333333299,0.114285714285714,0.134920634920635,0.100917431192661,9.0909090909090898E-2,0.16814159292035399,0.194444444444444,0.19277108433734899,0.19791666666666699,0.121495327102804,0.16666666666666699,0.20338983050847501,0.24827586206896601,0.30107526881720398,0.27567567567567602,0.256410256410256,0.25114155251141601,0.227906976744186,0.25882352941176501,0.29946524064171098,0.26683291770573597,0.221461187214612,0.26565464895635699,0.26480836236933802,0.275555555555556,0.32993890020366601,0.30426540284360198,0.29356223175965701,0.287764350453172,0.234522942461763,0.25561426684280097,0.27030231179608799,0.23373632700057601,0.22166105499438801,0.23513658275308,0.217575436739015,0.21671826625387,0.217987804878049,0.177966101694915,0.167005076142132,0.14987080103359199,0.133854166666667,0.140925637025481,0.146392838335966,0.13486140724946699,0.116959064327485,0.10602024507192299,9.6102509343299503E-2,9.24548352816153E-2,8.7794432548179896E-2,8.2423580786026199E-2,7.3545554335894603E-2,6.8268705625341305E-2,6.1951754385964897E-2,5.4817275747508297E-2,5.9422750424448202E-2,5.1049347702779399E-2,4.91709548313322E-2,4.6617396247868099E-2,3.9977155910908099E-2,3.9125431530494803E-2,5.0385299347955E-2,4.8122065727699503E-2,4.3093270365997603E-2,3.5014836795252198E-2,3.0411449016100201E-2,2.8486646884272999E-2,3.0722891566265099E-2,3.5735917625681402E-2,3.3353547604608902E-2,3.1889290012033701E-2,2.7462686567164201E-2,2.61593341260404E-2,3.0411449016100201E-2,2.4669073405535501E-2,2.3159144893111602E-2,2.5806451612903201E-2,2.3668639053254399E-2,2.8103044496487099E-2,3.4045008655510703E-2,3.4762456546929298E-2,3.2967032967033003E-2,2.67441860465116E-2,2.3920653442240401E-2,2.9633933759442201E-2,3.8307604345340203E-2,4.3035107587769003E-2,4.0723981900452497E-2,3.94144144144144E-2,3.8309859154929599E-2,4.5886961387800802E-2,4.9830124575311399E-2,4.79143179255919E-2,5.9317291550083903E-2,6.1016949152542403E-2,6.2886019090398607E-2,7.3005093378607805E-2,7.9519450800915298E-2,7.3226544622425602E-2,6.1038220193953198E-2,6.0227272727272699E-2,5.7954545454545502E-2,4.9913941480206503E-2,5.1654091700522299E-2,4.88940628637951E-2,4.2105263157894701E-2,4.3834015195791901E-2,4.1787579802669797E-2,3.8483630097645001E-2,4.9742710120068603E-2,4.7808764940239001E-2,4.2444821731748697E-2,4.6394633873672403E-2,5.1637978900610802E-2,6.1157024793388401E-2,9.6398891966759007E-2,8.0067189249720006E-2,6.9213732004429707E-2,8.5808580858085806E-2,9.0301003344481601E-2,0.106470588235294,0.12210796915167101,8.3737024221453293E-2,8.7336244541484698E-2,0.102702702702703,9.5600676818950903E-2,0.103479853479853]
[null,1,1,"Act_Iron",3.3670033670033699E-3,3.79746835443038E-3,1.43061516452074E-3,1.6286644951140101E-3,3.6429872495446301E-3,6.17283950617284E-3,2.8901734104046198E-3,3.2573289902280101E-3,3.5211267605633799E-3,3.83141762452107E-3,4.3103448275862103E-3,0,0,0,0,0,0,0,0,0,0,0,0,0,0,0,0,0,0,0,0,5.40540540540541E-3,5.1282051282051299E-3,4.5662100456621002E-3,9.3023255813953504E-3,1.1764705882352899E-2,8.0213903743315499E-3,9.9750623441396506E-3,1.3698630136986301E-2,9.4876660341556007E-3,8.7108013937282208E-3,8.8888888888888906E-3,6.1099796334012201E-3,4.739336492891E-3,4.29184549356223E-3,6.0422960725075503E-3,5.8266569555717402E-3,7.2655217965653896E-3,7.1132187314759902E-3,7.48416810592976E-3,7.29517396184063E-3,4.2849491162292403E-3,5.8231868713605099E-3,7.2239422084623304E-3,8.6382113821138196E-3,9.9700897308075808E-3,9.1370558375634507E-3,1.0335917312661499E-2,1.19791666666667E-2,1.14404576183047E-2,1.6850974196945801E-2,1.91897654584222E-2,1.9670388091440699E-2,2.0777836973894501E-2,2.1890016017084901E-2,2.6036131774707798E-2,2.08779443254818E-2,2.3471615720523999E-2,2.3600439077936301E-2,2.40305843801202E-2,2.0833333333333301E-2,1.7718715393134001E-2,1.7543859649122799E-2,1.58820192853091E-2,1.6580903373356201E-2,1.36441159749858E-2,1.48486579097658E-2,1.43843498273878E-2,1.185536455246E-2,1.5258215962441301E-2,1.71192443919717E-2,1.54302670623145E-2,1.7889087656529499E-2,1.6617210682492601E-2,1.8674698795180699E-2,2.1199273167777099E-2,2.1224984839296499E-2,1.9855595667869999E-2,2.2089552238806001E-2,2.3186682520808601E-2,2.6833631484794299E-2,3.06859205776173E-2,3.0285035629453699E-2,2.4046920821114402E-2,2.2485207100591698E-2,2.2248243559719001E-2,2.07732256203116E-2,1.79606025492468E-2,1.9086176980913801E-2,1.9186046511627902E-2,2.1586931155192501E-2,2.1499128413713001E-2,2.0583190394511199E-2,1.6987542468856202E-2,1.6968325791855199E-2,1.35135135135135E-2,1.12676056338028E-2,1.11919418019026E-2,1.13250283125708E-2,1.2401352874859099E-2,1.2870733072187999E-2,1.24293785310734E-2,1.2914093206064001E-2,1.3582342954159599E-2,1.2013729977116701E-2,1.2013729977116701E-2,1.2549914432401599E-2,1.13636363636364E-2,1.19318181818182E-2,1.5490533562822701E-2,1.91526407428903E-2,1.5715948777648401E-2,1.5789473684210499E-2,1.6364699006429E-2,1.79918746372606E-2,1.55083285468122E-2,1.25786163522013E-2,1.0244735344336901E-2,8.4889643463497508E-3,8.9435438792621596E-3,8.8839533592448595E-3,7.7134986225895303E-3,5.5401662049861496E-3,4.4792833146696503E-3,3.8759689922480598E-3,3.8503850385038499E-3,5.0167224080267603E-3,2.94117647058824E-3,5.1413881748072002E-3,6.2283737024221497E-3,4.3668122270742399E-3,3.8610038610038598E-3,5.0761421319797002E-3,3.66300366300366E-3]
[null,1,1,"Act_HouseClean",4.4893378226711599E-3,8.8607594936708899E-3,5.72246065808298E-3,6.5146579804560298E-3,3.6429872495446301E-3,2.05761316872428E-3,1.15606936416185E-2,6.5146579804560298E-3,3.5211267605633799E-3,0,0,4.5248868778280504E-3,0,0,0,0,0,6.6666666666666697E-3,0,0,0,0,0,0,0,0,0,0,8.4745762711864406E-3,0,1.0752688172042999E-2,1.62162162162162E-2,1.5384615384615399E-2,9.1324200913242004E-3,9.3023255813953504E-3,2.3529411764705899E-2,1.60427807486631E-2,7.4812967581047397E-3,9.1324200913242004E-3,1.7077798861480101E-2,1.74216027874564E-2,1.7777777777777799E-2,2.1384928716904301E-2,3.12796208530806E-2,3.0042918454935601E-2,2.6435045317220501E-2,2.91332847778587E-2,4.2272126816380498E-2,4.6828689982217002E-2,5.1237766263672997E-2,6.1728395061728399E-2,7.2308516336368506E-2,8.8406564319745903E-2,8.9267285861713105E-2,9.7560975609756101E-2,0.115154536390828,0.12690355329949199,0.13436692506459899,0.147916666666667,0.14456578263130501,0.14955239599789399,0.15884861407249501,0.17012227538543301,0.16728822589238099,0.174586225306994,0.15887353878852301,0.15899357601713099,0.15338427947598299,0.15532381997804601,0.14309120699071501,0.14912280701754399,0.13676633444075301,0.118279569892473,0.106069200226886,0.104631217838765,9.0392268334280795E-2,8.0525414049114799E-2,7.7100115074798595E-2,6.3426200355660906E-2,6.5140845070422504E-2,6.1393152302243202E-2,7.2403560830860497E-2,7.4537865235539694E-2,7.5370919881305606E-2,6.9277108433734899E-2,6.7231980617807399E-2,6.8526379624014602E-2,7.0998796630565603E-2,6.2686567164179099E-2,6.4209274673008299E-2,5.9033989266547397E-2,6.0168471720818302E-2,5.9382422802850401E-2,5.92375366568915E-2,5.6213017751479299E-2,5.7377049180327898E-2,4.03923831506059E-2,3.8818076477404401E-2,4.3956043956044001E-2,3.6046511627907001E-2,3.8506417736289399E-2,3.7768739105171402E-2,3.8879359634076599E-2,3.2842582106455298E-2,3.1108597285067902E-2,2.87162162162162E-2,2.6478873239436599E-2,2.01454952434247E-2,2.03850509626274E-2,2.3675310033821902E-2,2.3503077783995501E-2,2.5988700564971799E-2,2.6389668725435099E-2,2.20713073005093E-2,1.60183066361556E-2,1.7734553775743699E-2,1.65430690245294E-2,1.7045454545454499E-2,1.4204545454545499E-2,1.3769363166953499E-2,1.0446894950667401E-2,1.28055878928987E-2,1.1695906432748499E-2,9.3512565751022805E-3,1.0446894950667401E-2,8.6157380815623207E-3,9.1480846197827294E-3,1.1952191235059801E-2,1.1884550084889599E-2,1.1738401341531601E-2,9.43920044419767E-3,7.1625344352617103E-3,9.9722991689750705E-3,8.9585666293393092E-3,7.1982281284606901E-3,9.9009900990098994E-3,1.00334448160535E-2,5.8823529411764696E-3,4.4987146529563002E-3,5.5363321799308E-3,6.5502183406113499E-3,6.1776061776061802E-3,7.61421319796954E-3,4.5787545787545798E-3]
[null,1,2,"Act_TV",0.51111111111111096,0.48372093023255802,0.527272727272727,0.52517985611510798,0.51724137931034497,0.50476190476190497,0.47540983606557402,0.43859649122806998,0.40384615384615402,0.34146341463414598,0.36585365853658502,0.4375,0.32142857142857101,0.27586206896551702,0.28571428571428598,0.19354838709677399,0.3,0.2,0.14285714285714299,0.22222222222222199,0.11111111111111099,0.1,0.11111111111111099,0.125,0.2,0.18181818181818199,0.214285714285714,0.16666666666666699,0.14285714285714299,0.125,5.8823529411764698E-2,8.3333333333333301E-2,0,4.7619047619047603E-2,3.8461538461538498E-2,0,5.1282051282051301E-2,6.5217391304347797E-2,8.1632653061224497E-2,4.7619047619047603E-2,4.6511627906976702E-2,6.08695652173913E-2,7.4803149606299205E-2,8.9108910891089105E-2,0.123209169054441,0.12931034482758599,0.13872832369942201,0.13073005093378601,0.116094986807388,0.11529411764705901,0.12828947368421101,0.124748490945674,0.122926829268293,0.13239436619718301,0.12360515021459199,0.13349917081260401,0.14760746147607501,0.14330708661417299,0.156,0.167634854771784,0.16139767054908499,0.17477328936521,0.164939550949914,0.18470790378006899,0.195250659630607,0.19618528610354199,0.20768526989936001,0.216438356164384,0.216911764705882,0.224624060150376,0.23311132254995201,0.22490347490347501,0.19047619047618999,0.19030837004405299,0.19415807560137499,0.19568965517241399,0.206239168110919,0.199826989619377,0.21137521222410899,0.21545064377682399,0.231369150779896,0.254799301919721,0.27192205491585503,0.28107606679035302,0.283796740172579,0.29747427502338603,0.30776426566884901,0.33079122974261199,0.35208535402521801,0.36682926829268298,0.38370951913640799,0.38672985781990499,0.38418079096045199,0.39889196675900301,0.40017985611510798,0.38878842676310998,0.38566552901023898,0.38765432098765401,0.39758064516128999,0.39861751152073699,0.40242057488653599,0.37843866171003698,0.344802342606149,0.35581061692969901,0.36281337047353801,0.36563573883161499,0.373477672530447,0.37665782493368699,0.35900783289817201,0.37051532941943899,0.390019697964544,0.408706952566602,0.42590206185566998,0.443738080101716,0.49113924050632901,0.51480781348456195,0.54614894971355799,0.59087989723827905,0.609224855861627,0.64022842639593902,0.66981132075471705,0.699309478970496,0.69748427672956004,0.70460199004975099,0.72090112640800996,0.74122807017543901,0.74046278924327702,0.74937965260545902,0.75722188076213903,0.77210460772104605,0.770481550969356,0.74508519003931895,0.70762711864406802,0.70772594752186602,0.735498839907193,0.70750000000000002,0.68573943661971803,0.66634050880626206,0.59976105137395497,0.60757780784844395,0.57829457364341097,0.548022598870056,0.53812636165577299,0.53551912568306004]
[null,1,2,"Act_Cooking",7.0370370370370403E-2,7.9069767441860506E-2,6.0606060606060601E-2,6.4748201438848907E-2,5.1724137931034503E-2,5.7142857142857099E-2,8.1967213114754106E-2,3.5087719298245598E-2,5.7692307692307702E-2,9.7560975609756101E-2,4.8780487804878099E-2,3.125E-2,3.5714285714285698E-2,3.4482758620689703E-2,3.5714285714285698E-2,3.2258064516128997E-2,0.05,0.1,7.1428571428571397E-2,0.11111111111111099,0.22222222222222199,0.1,0,0,0.2,0.27272727272727298,7.1428571428571397E-2,0.16666666666666699,7.1428571428571397E-2,0.1875,0.23529411764705899,0.25,0.2,9.5238095238095205E-2,0.115384615384615,0.15384615384615399,0.102564102564103,0.19565217391304299,0.26530612244898,0.25396825396825401,0.232558139534884,0.182608695652174,0.232283464566929,0.19471947194719499,0.20630372492836699,0.23060344827586199,0.21387283236994201,0.23599320882852301,0.26121372031662299,0.22823529411764701,0.22368421052631601,0.22937625754527199,0.23024390243902401,0.23098591549295799,0.22918454935622301,0.20895522388059701,0.17518248175182499,0.198425196850394,0.17519999999999999,0.167634854771784,0.19633943427620601,0.178895300906843,0.15630397236614901,0.15979381443299001,0.16446789797713299,0.16439600363306101,0.17932296431839001,0.17808219178082199,0.18474264705882401,0.18421052631578899,0.199809705042816,0.24324324324324301,0.28479853479853501,0.27577092511013201,0.28264604810996602,0.28103448275862097,0.28942807625649902,0.284602076124567,0.264855687606112,0.23862660944205999,0.22790294627383001,0.21116928446771399,0.19751992914083299,0.17996289424860901,0.20038350910834099,0.18989710009354499,0.16463985032740899,0.15824594852240201,0.152279340446169,0.15609756097561001,0.15112855740922501,0.14691943127962101,0.13370998116760799,0.138504155124654,0.14748201438848901,0.164556962025316,0.21416382252559699,0.195884773662551,0.20725806451612899,0.214285714285714,0.22087745839636899,0.25130111524163601,0.27525622254758397,0.26470588235294101,0.26949860724233998,0.28384879725085899,0.27469553450608902,0.27122015915119402,0.25456919060052202,0.255707762557078,0.234405778069599,0.23651721897335901,0.21327319587628901,0.202161474888748,0.16582278481012699,0.15437933207309401,0.14767663908338599,0.13680154142581899,0.12363869314542,0.118654822335025,0.115094339622642,9.2906465787821704E-2,8.3018867924528297E-2,8.6442786069651695E-2,6.6332916145181497E-2,7.1428571428571397E-2,7.7548467792370193E-2,6.6377171215880895E-2,5.5316533497234199E-2,5.0435865504358697E-2,5.2532833020637902E-2,6.1598951507208399E-2,7.3446327683615795E-2,5.9766763848396499E-2,5.64578499613302E-2,5.1666666666666701E-2,3.8732394366197201E-2,4.6966731898238703E-2,5.3763440860215103E-2,5.27740189445196E-2,6.3565891472868202E-2,5.4613935969868202E-2,6.1002178649237501E-2,6.8306010928961797E-2]
[null,1,2,"Act_Laundry",3.7037037037036999E-3,0,0,0,0,9.5238095238095195E-3,0,0,0,0,0,0,0,0,0,0,0,0,0,0,0,0,0,0,0,0,0,0,0,0,0,4.1666666666666699E-2,0.05,0,0,3.8461538461538498E-2,0,2.1739130434782601E-2,0,0,0,0,7.8740157480314994E-3,2.3102310231023101E-2,1.4326647564469899E-2,1.72413793103448E-2,2.50481695568401E-2,2.20713073005093E-2,3.2981530343007902E-2,2.8235294117647101E-2,2.5219298245613999E-2,2.7162977867203199E-2,2.73170731707317E-2,3.5680751173708898E-2,3.8626609442060103E-2,4.3117744610281901E-2,3.9740470397404699E-2,2.9921259842519699E-2,3.5200000000000002E-2,4.0663900414937802E-2,4.74209650582363E-2,4.8639736191261301E-2,4.6632124352331598E-2,4.29553264604811E-2,3.3421284080914701E-2,5.5404178019981799E-2,5.3064958828911303E-2,5.0228310502283102E-2,5.2389705882352901E-2,4.2293233082706799E-2,4.4719314938154099E-2,2.9922779922779901E-2,2.8388278388278398E-2,3.2599118942731299E-2,4.0378006872852201E-2,3.3620689655172398E-2,2.8596187175043301E-2,2.0761245674740501E-2,3.0560271646859101E-2,2.3175965665236099E-2,2.5996533795493899E-2,3.05410122164049E-2,3.36581045172719E-2,3.06122448979592E-2,2.97219558964525E-2,2.2450888681010299E-2,2.3386342376052398E-2,3.2411820781696903E-2,2.4248302618816699E-2,2.63414634146341E-2,2.35525024533857E-2,2.3696682464454999E-2,1.88323917137476E-2,2.3084025854109E-2,2.15827338129496E-2,1.26582278481013E-2,2.4744027303754301E-2,1.97530864197531E-2,2.09677419354839E-2,2.8417818740399399E-2,2.2692889561270801E-2,1.71003717472119E-2,1.75695461200586E-2,1.6499282639885201E-2,2.0891364902506999E-2,1.30584192439863E-2,1.9621109607577802E-2,1.39257294429708E-2,1.17493472584856E-2,9.7847358121330701E-3,6.5659881812212698E-3,8.4470435347628308E-3,9.6649484536082495E-3,1.2078830260648399E-2,1.3924050632911401E-2,1.5752993068683E-2,1.08211330362826E-2,8.9916506101477191E-3,1.08904548366432E-2,8.2487309644670107E-3,1.06918238993711E-2,1.0043942247332099E-2,8.8050314465408803E-3,6.2189054726368197E-3,6.25782227784731E-3,7.5187969924812E-3,4.37773608505316E-3,6.2034739454094297E-3,7.3755377996312203E-3,6.2266500622665004E-3,3.7523452157598499E-3,5.2424639580602901E-3,7.0621468926553705E-4,2.91545189504373E-3,5.4137664346481096E-3,5.8333333333333301E-3,4.4014084507042299E-3,3.9138943248532296E-3,4.7789725209080001E-3,2.7063599458728E-3,3.10077519379845E-3,1.88323917137476E-3,6.5359477124183E-3,1.0928961748633901E-2]
[null,1,2,"Act_WashDress",0.233333333333333,0.162790697674419,0.12121212121212099,0.13669064748201401,0.10344827586206901,0.15238095238095201,0.13114754098360701,0.12280701754386,0.17307692307692299,0.17073170731707299,0.17073170731707299,6.25E-2,7.1428571428571397E-2,3.4482758620689703E-2,7.1428571428571397E-2,0.19354838709677399,0.05,0.05,0.214285714285714,0.22222222222222199,0.11111111111111099,0.1,0.33333333333333298,0,0.1,0.54545454545454497,0.28571428571428598,0.16666666666666699,7.1428571428571397E-2,0.125,0.35294117647058798,0.45833333333333298,0.45,0.476190476190476,0.34615384615384598,0.19230769230769201,0.35897435897435898,0.36956521739130399,0.34693877551020402,0.28571428571428598,0.372093023255814,0.39130434782608697,0.5,0.448844884488449,0.42120343839541502,0.39008620689655199,0.40462427745664697,0.41426146010186798,0.41952506596306099,0.42941176470588199,0.387061403508772,0.36217303822937602,0.32975609756097601,0.31737089201877899,0.345064377682403,0.30679933665008302,0.274939172749392,0.28425196850393702,0.25919999999999999,0.260580912863071,0.27537437603993298,0.22588623248145101,0.19170984455958501,0.189003436426117,0.16358839050131899,0.182561307901907,0.19121683440073201,0.17716894977169001,0.15165441176470601,0.133458646616541,0.123691722169363,0.11969111969111999,0.122710622710623,0.11189427312775301,9.96563573883162E-2,8.01724137931034E-2,7.9722703639514697E-2,6.7474048442906595E-2,7.2156196943972795E-2,7.3819742489270396E-2,6.75909878682842E-2,6.02094240837696E-2,5.6687333923826397E-2,5.10204081632653E-2,7.19079578139981E-2,6.17399438727783E-2,4.9579045837231099E-2,4.8617731172545302E-2,4.0737148399611997E-2,4.39024390243902E-2,4.8086359175662403E-2,4.83412322274882E-2,4.2372881355932202E-2,4.15512465373961E-2,3.41726618705036E-2,3.25497287522604E-2,4.6075085324232101E-2,5.0205761316872398E-2,5.40322580645161E-2,5.0691244239631297E-2,5.3706505295007603E-2,5.5018587360594798E-2,5.7833089311859397E-2,6.5997130559540901E-2,6.5459610027855206E-2,6.9415807560137502E-2,6.8335588633288202E-2,8.3554376657824905E-2,9.9216710182767606E-2,0.107632093933464,0.10899540380827299,0.108512020792723,0.118556701030928,0.115066751430388,0.120253164556962,0.115942028985507,9.8026734563971998E-2,9.1843288375080295E-2,9.2889173606662406E-2,8.9467005076142095E-2,8.4276729559748395E-2,7.7212806026365294E-2,7.4842767295597495E-2,7.0273631840796005E-2,6.8210262828535706E-2,6.7669172932330796E-2,6.50406504065041E-2,6.9478908188585597E-2,6.4535955746773205E-2,7.3474470734744696E-2,7.3170731707317097E-2,9.6985583224115296E-2,0.15466101694915299,0.13483965014577301,0.105955143078113,0.12666666666666701,0.125,0.13013698630136999,0.187574671445639,0.15426251691474999,0.162790697674419,0.17514124293785299,0.15686274509803899,0.12295081967213101]
[null,1,2,"Act_Iron",3.7037037037036999E-3,0,0,0,0,0,0,0,0,0,0,0,0,0,0,0,0,0,0,0,0,0,0,0,0,0,0,0,0,0,0,0,0,0,0,0,0,0,0,0,0,0,7.8740157480314994E-3,9.9009900990098994E-3,0,4.3103448275862103E-3,7.7071290944123296E-3,5.0933786078098502E-3,5.2770448548812698E-3,3.5294117647058799E-3,4.3859649122806998E-3,9.0543259557344102E-3,9.7560975609756097E-3,1.4084507042253501E-2,1.5450643776823999E-2,1.65837479270315E-2,1.6220600162206E-2,2.04724409448819E-2,1.52E-2,2.0746887966804999E-2,2.4126455906822001E-2,2.72052761747733E-2,2.59067357512953E-2,3.0068728522336802E-2,3.1662269129287601E-2,2.72479564032698E-2,3.0192131747483999E-2,3.0136986301369899E-2,2.8492647058823501E-2,3.3834586466165398E-2,3.8058991436726898E-2,3.5714285714285698E-2,3.47985347985348E-2,3.2599118942731299E-2,2.6632302405498302E-2,3.1896551724137898E-2,3.1195840554592701E-2,2.2491349480968901E-2,1.6977928692699502E-2,2.0600858369098699E-2,2.1663778162911599E-2,2.0942408376963401E-2,1.9486271036315301E-2,2.7829313543599299E-2,2.97219558964525E-2,2.80636108512629E-2,3.27408793264733E-2,3.5271687321258301E-2,3.5887487875848702E-2,2.92682926829268E-2,3.4347399411187397E-2,2.93838862559242E-2,3.2015065913370999E-2,3.6011080332410003E-2,3.86690647482014E-2,4.3399638336347197E-2,3.3276450511945402E-2,3.6213991769547302E-2,3.6290322580645198E-2,2.9185867895545298E-2,3.17700453857791E-2,2.9739776951672899E-2,2.63543191800878E-2,2.58249641319943E-2,2.6462395543175501E-2,2.40549828178694E-2,2.3680649526387001E-2,2.0557029177718799E-2,1.7624020887728499E-2,2.15264187866928E-2,1.8384766907419602E-2,2.2742040285899899E-2,2.1907216494845401E-2,2.2250476795931302E-2,1.8987341772151899E-2,1.51228733459357E-2,1.33672819859962E-2,1.7341040462427699E-2,1.6655989750160201E-2,1.9035532994923901E-2,1.88679245283019E-2,1.9460138104205899E-2,2.1383647798742099E-2,2.42537313432836E-2,2.2528160200250301E-2,1.94235588972431E-2,1.6260162601626001E-2,1.4888337468982601E-2,1.41364474492932E-2,1.9302615193026201E-2,1.8136335209505899E-2,1.8348623853211E-2,1.27118644067797E-2,1.31195335276968E-2,1.2374323279195701E-2,1.0833333333333301E-2,1.0563380281690101E-2,7.8277886497064592E-3,7.1684587813620098E-3,6.7658998646820002E-3,6.2015503875969E-3,5.6497175141242903E-3,4.3572984749455299E-3,8.1967213114754103E-3]
[null,1,2,"Act_HouseClean",1.85185185185185E-2,1.3953488372093001E-2,0,7.1942446043165497E-3,1.72413793103448E-2,1.9047619047619001E-2,4.91803278688525E-2,3.5087719298245598E-2,1.9230769230769201E-2,2.4390243902439001E-2,2.4390243902439001E-2,3.125E-2,3.5714285714285698E-2,6.8965517241379296E-2,3.5714285714285698E-2,3.2258064516128997E-2,0.05,0.1,7.1428571428571397E-2,0.11111111111111099,0.11111111111111099,0.1,0,0,0.1,0,7.1428571428571397E-2,0,0,6.25E-2,0.11764705882352899,4.1666666666666699E-2,0,0,0,0,2.5641025641025599E-2,2.1739130434782601E-2,4.08163265306122E-2,4.7619047619047603E-2,5.8139534883720902E-2,2.6086956521739101E-2,1.5748031496062999E-2,2.6402640264026399E-2,4.2979942693409698E-2,5.6034482758620698E-2,5.7803468208092498E-2,6.2818336162988098E-2,6.4643799472295496E-2,6.5882352941176503E-2,7.7850877192982504E-2,9.0543259557344102E-2,0.11219512195122,0.12112676056338,0.14163090128755401,0.154228855721393,0.16139497161395,0.17165354330708699,0.19520000000000001,0.195850622406639,0.18968386023294501,0.20032976092333099,0.22452504317789301,0.222508591065292,0.21987686895338601,0.20526793823796499,0.190301921317475,0.18630136986301399,0.18474264705882401,0.17575187969924799,0.16650808753568,0.159266409266409,0.14468864468864501,0.13480176211453701,0.12972508591065299,0.123275862068966,0.12738301559792001,0.108131487889273,7.7249575551782704E-2,7.9828326180257494E-2,8.4922010398613496E-2,8.2897033158813305E-2,8.8573959255978704E-2,0.10018552875695701,8.5330776605944403E-2,8.88681010289991E-2,8.5126286248830701E-2,9.0562440419447096E-2,9.0203685741998094E-2,8.8780487804878003E-2,8.4396467124632002E-2,8.4360189573459698E-2,7.6271186440677999E-2,7.8485687903970494E-2,8.0935251798561106E-2,8.4990958408679901E-2,6.2286689419795198E-2,6.9958847736625501E-2,6.3709677419354793E-2,5.0691244239631297E-2,5.0680786686838099E-2,4.8327137546468397E-2,4.68521229868228E-2,5.0932568149210898E-2,4.73537604456825E-2,5.2233676975944998E-2,5.5480378890392403E-2,5.1724137931034503E-2,4.9608355091383803E-2,4.3052837573385502E-2,4.20223243598161E-2,3.5737491877842802E-2,3.8015463917525798E-2,3.9415130324221198E-2,3.4177215189873399E-2,4.1587901701323302E-2,3.4373010821132997E-2,2.9543994861913898E-2,3.01089045483664E-2,3.23604060913706E-2,2.51572327044025E-2,1.88323917137476E-2,2.20125786163522E-2,1.8656716417910401E-2,1.4392991239048801E-2,1.5664160401002498E-2,1.4383989993746101E-2,1.0545905707195999E-2,1.1677934849416099E-2,1.05853051058531E-2,1.1257035647279499E-2,1.50720838794233E-2,1.4830508474576299E-2,1.3848396501457701E-2,1.77880897138438E-2,1.4166666666666701E-2,1.0563380281690101E-2,6.8493150684931503E-3,1.4336917562724E-2,1.75913396481732E-2,9.3023255813953504E-3,1.31826741996234E-2,1.30718954248366E-2,1.3661202185792301E-2]
[null,1,3,"Act_TV",0.74193548387096797,0.76923076923076905,0.74074074074074103,0.71428571428571397,0.72222222222222199,0.73333333333333295,0.77777777777777801,0.625,0.5,0.5,0.28571428571428598,0.5,0.5,0,0,0,0,0,0,0,0,0,0,0,1,1,0,0.5,0.5,0,0.5,0.5,0.5,0.5,1,1,0,0,0,0,0.25,0.4,0.15384615384615399,0.16666666666666699,0.2,0.31578947368421101,0.41666666666666702,0.4,0.33734939759036098,0.33333333333333298,0.3828125,0.34751773049645401,0.39436619718309901,0.41891891891891903,0.365079365079365,0.35960591133004899,0.33027522935779802,0.35682819383259901,0.33039647577092501,0.39316239316239299,0.37546468401486999,0.43542435424354198,0.44444444444444398,0.39453125,0.43629343629343598,0.43801652892561999,0.37826086956521698,0.38247011952191201,0.38559322033898302,0.38429752066115702,0.38912133891213402,0.38888888888888901,0.41338582677165397,0.39271255060728699,0.40079365079365098,0.35772357723577197,0.38247011952191201,0.38709677419354799,0.33877551020408198,0.387596899224806,0.40839694656488601,0.373493975903614,0.37344398340249002,0.42231075697211201,0.381322957198444,0.41525423728813599,0.46052631578947401,0.487179487179487,0.48275862068965503,0.45991561181434598,0.46288209606986902,0.51304347826087005,0.53913043478260902,0.55458515283842802,0.56666666666666698,0.55731225296442699,0.53333333333333299,0.53136531365313699,0.54513888888888895,0.55033557046979897,0.56310679611650505,0.55591054313098998,0.53602305475504297,0.56666666666666698,0.54347826086956497,0.52815013404825695,0.51861702127659604,0.53580901856763896,0.48737373737373701,0.52926829268292697,0.54257907542579098,0.55314009661835795,0.58968058968059001,0.60050890585241701,0.67412935323383105,0.67079207920792105,0.68038740920096896,0.70499999999999996,0.74120603015075404,0.77306733167082298,0.75703324808184103,0.74563591022443898,0.75365853658536597,0.78855721393034806,0.82962962962963005,0.82456140350877205,0.80319148936170204,0.82561307901907399,0.87608069164265101,0.84770114942528696,0.84682080924855496,0.85256410256410298,0.82008368200836801,0.82499999999999996,0.83710407239818996,0.80851063829787195,0.81034482758620696,0.82550335570469802,0.81034482758620696,0.77659574468085102,0.76543209876543195,0.71929824561403499,0.68888888888888899,0.81578947368421095]
[null,1,3,"Act_Cooking",3.2258064516128997E-2,3.8461538461538498E-2,7.4074074074074098E-2,0,0,6.6666666666666693E-2,0,0,0,0.125,0,0,0,0,0,0,1,0,0,0,0,0,0,0,0,0,0,0,0,0,0,0,0.5,0,0,0,0,0,0,0.33333333333333298,0,0.2,0.30769230769230799,0.33333333333333298,0.3,0.31578947368421101,0.25,0.25454545454545502,0.313253012048193,0.21904761904761899,0.2265625,0.22695035460992899,0.20422535211267601,0.24324324324324301,0.19047619047618999,0.182266009852217,0.243119266055046,0.21145374449339199,0.22466960352422899,0.230769230769231,0.23420074349442399,0.21771217712177099,0.24014336917562701,0.1875,0.177606177606178,0.21900826446280999,0.208695652173913,0.167330677290837,0.16525423728813601,0.21900826446280999,0.255230125523013,0.26190476190476197,0.30708661417322802,0.28340080971659898,0.30158730158730201,0.26829268292682901,0.27490039840637398,0.29032258064516098,0.29795918367346902,0.26744186046511598,0.25572519083969503,0.28915662650602397,0.25311203319502101,0.27888446215139401,0.30350194552529203,0.24576271186440701,0.22807017543859601,0.226495726495726,0.15517241379310301,0.139240506329114,0.157205240174672,0.13478260869565201,0.139130434782609,0.157205240174672,0.16250000000000001,0.17786561264822101,0.24444444444444399,0.22509225092250901,0.23611111111111099,0.26510067114093999,0.24595469255663399,0.297124600638978,0.31988472622478398,0.31666666666666698,0.32065217391304301,0.329758713136729,0.35372340425531901,0.358090185676393,0.33333333333333298,0.302439024390244,0.26520681265206802,0.23429951690821299,0.228501228501229,0.23409669211195899,0.20895522388059701,0.21039603960396,0.18401937046004799,0.16250000000000001,0.14321608040201,0.134663341645885,0.12531969309462901,0.11720698254364099,0.109756097560976,9.4527363184079602E-2,8.3950617283950604E-2,0.107769423558897,0.122340425531915,8.1743869209809306E-2,7.4927953890489896E-2,6.0344827586206899E-2,4.6242774566474E-2,4.80769230769231E-2,5.85774058577406E-2,6.6666666666666693E-2,8.1447963800904993E-2,5.31914893617021E-2,4.5977011494252901E-2,5.3691275167785199E-2,9.4827586206896505E-2,0.10638297872340401,8.6419753086419707E-2,8.7719298245614002E-2,0,0]
[null,1,3,"Act_Laundry",0,0,0,0,0,0,0,0,0,0,0,0,0,0,0,0,0,0,0,0,0,0,0,0,0,0,0,0,0,0,0,0,0,0,0,0,0,0,0,0,0,0.2,7.69230769230769E-2,0,3.3333333333333298E-2,0,4.1666666666666699E-2,5.4545454545454501E-2,0,1.9047619047619001E-2,3.125E-2,5.6737588652482303E-2,4.2253521126760597E-2,4.72972972972973E-2,3.1746031746031703E-2,4.4334975369458102E-2,4.1284403669724801E-2,6.6079295154184994E-2,7.4889867841409705E-2,5.1282051282051301E-2,5.5762081784386602E-2,6.6420664206642097E-2,3.2258064516128997E-2,3.125E-2,4.6332046332046302E-2,7.0247933884297495E-2,9.1304347826086998E-2,8.3665338645418294E-2,8.0508474576271194E-2,4.9586776859504099E-2,5.85774058577406E-2,5.5555555555555601E-2,5.9055118110236199E-2,4.4534412955465598E-2,3.1746031746031703E-2,4.4715447154471497E-2,2.3904382470119501E-2,4.4354838709677401E-2,3.6734693877551003E-2,4.2635658914728702E-2,2.2900763358778602E-2,4.0160642570281103E-2,3.7344398340249003E-2,4.3824701195219098E-2,5.4474708171206199E-2,2.9661016949152502E-2,2.6315789473684199E-2,1.7094017094017099E-2,2.1551724137931001E-2,1.68776371308017E-2,5.2401746724890799E-2,1.7391304347826101E-2,1.3043478260869599E-2,2.62008733624454E-2,3.3333333333333298E-2,3.5573122529644299E-2,4.4444444444444398E-2,4.7970479704797099E-2,3.4722222222222203E-2,3.35570469798658E-2,2.5889967637540499E-2,1.59744408945687E-2,2.0172910662824201E-2,1.38888888888889E-2,2.1739130434782601E-2,1.6085790884718499E-2,2.1276595744680899E-2,2.1220159151193602E-2,2.02020202020202E-2,1.21951219512195E-2,7.2992700729926996E-3,1.4492753623188401E-2,1.9656019656019701E-2,1.7811704834605601E-2,7.4626865671641798E-3,4.9504950495049497E-3,9.6852300242130807E-3,0,2.5125628140703501E-3,7.4812967581047397E-3,7.6726342710997401E-3,4.9875311720698296E-3,9.7560975609756097E-3,1.7412935323383099E-2,1.72839506172839E-2,1.7543859649122799E-2,1.5957446808510599E-2,1.9073569482288801E-2,1.7291066282420799E-2,1.4367816091954E-2,1.15606936416185E-2,9.6153846153846194E-3,8.3682008368200795E-3,2.0833333333333301E-2,1.8099547511312201E-2,1.5957446808510599E-2,1.1494252873563199E-2,0,0,1.0638297872340399E-2,1.2345679012345699E-2,1.7543859649122799E-2,0,0]
[null,1,3,"Act_WashDress",0.19354838709677399,0.19230769230769201,0.22222222222222199,0.19047619047618999,0.16666666666666699,0,0.11111111111111099,0,0.16666666666666699,0,0.28571428571428598,0.25,0,0,0,0,0,0,0,0,0,0,0,0,0,0,0,0.5,0,0,0.5,0,0,0,0,0,0,0,0.5,1,0.75,0.2,0.76923076923076905,0.83333333333333304,0.56666666666666698,0.5,0.5,0.6,0.61445783132530096,0.57142857142857095,0.4609375,0.48936170212766,0.51408450704225395,0.47297297297297303,0.55026455026455001,0.50738916256157596,0.46330275229357798,0.46255506607929497,0.41850220264317201,0.414529914529915,0.41263940520446102,0.40959409594095902,0.329749103942652,0.30078125,0.33976833976833998,0.28925619834710697,0.352173913043478,0.33466135458167301,0.305084745762712,0.330578512396694,0.28870292887029297,0.26587301587301598,0.17716535433070901,0.17004048582996001,0.146825396825397,0.134146341463415,0.119521912350598,0.12903225806451599,0.187755102040816,0.15503875968992201,0.103053435114504,0.108433734939759,9.9585062240663894E-2,0.103585657370518,9.7276264591439704E-2,9.3220338983050793E-2,0.105263157894737,0.106837606837607,7.7586206896551699E-2,9.2827004219409301E-2,9.6069868995633204E-2,8.6956521739130405E-2,6.08695652173913E-2,7.4235807860262001E-2,7.9166666666666705E-2,8.3003952569169995E-2,7.4074074074074098E-2,8.8560885608856096E-2,7.9861111111111105E-2,0.100671140939597,9.7087378640776698E-2,8.9456869009584702E-2,0.109510086455331,9.7222222222222196E-2,0.103260869565217,0.120643431635389,0.125,0.14854111405835499,0.19696969696969699,0.190243902439024,0.167883211678832,0.188405797101449,0.20393120393120401,0.19847328244274801,0.18905472636815901,0.19059405940594101,0.19612590799031501,0.1875,0.175879396984925,0.172069825436409,0.18158567774936099,0.17456359102244401,0.17073170731707299,0.154228855721393,0.13827160493827201,0.13533834586466201,0.170212765957447,0.16076294277929201,0.17867435158501399,0.19252873563218401,0.199421965317919,0.21794871794871801,0.22594142259414199,0.19166666666666701,0.194570135746606,0.18617021276595699,0.18965517241379301,0.16778523489932901,0.20689655172413801,0.22340425531914901,0.22222222222222199,0.22807017543859601,0.17777777777777801,0.21052631578947401]
[null,1,3,"Act_Iron",0,0,0,0,0,0,0,0,0,0,0,0,0,0,0,0,0,0,0,0,0,0,0,0,0,0,0,0,0,0,0,0,0,0,0,0,0,0,0,0,0,0,0,0,3.3333333333333298E-2,0,2.0833333333333301E-2,0,3.6144578313252997E-2,1.9047619047619001E-2,7.8125E-3,1.41843971631206E-2,2.1126760563380299E-2,2.0270270270270299E-2,5.2910052910052898E-3,9.8522167487684695E-3,1.3761467889908299E-2,8.8105726872246704E-3,8.8105726872246704E-3,1.7094017094017099E-2,2.60223048327138E-2,2.5830258302582999E-2,3.9426523297491002E-2,2.34375E-2,1.9305019305019301E-2,1.6528925619834701E-2,1.7391304347826101E-2,1.9920318725099601E-2,2.1186440677966101E-2,2.89256198347107E-2,3.3472803347280297E-2,3.9682539682539701E-2,2.3622047244094498E-2,3.2388663967611302E-2,3.5714285714285698E-2,4.4715447154471497E-2,3.9840637450199202E-2,2.8225806451612899E-2,1.6326530612244899E-2,1.9379844961240299E-2,1.9083969465648901E-2,2.81124497991968E-2,2.0746887966804999E-2,2.78884462151394E-2,1.94552529182879E-2,1.6949152542372899E-2,2.6315789473684199E-2,2.5641025641025599E-2,3.8793103448275898E-2,4.2194092827004197E-2,3.9301310043668103E-2,4.7826086956521699E-2,6.08695652173913E-2,6.1135371179039298E-2,6.25E-2,4.7430830039525702E-2,4.0740740740740702E-2,4.4280442804428E-2,3.8194444444444399E-2,4.0268456375838903E-2,5.5016181229773503E-2,4.7923322683706103E-2,4.0345821325648401E-2,4.72222222222222E-2,4.3478260869565202E-2,4.5576407506702402E-2,4.5212765957446797E-2,2.3872679045092798E-2,2.27272727272727E-2,2.6829268292682899E-2,2.6763990267639901E-2,3.1400966183574901E-2,2.7027027027027001E-2,3.5623409669211202E-2,2.48756218905473E-2,2.72277227722772E-2,2.4213075060532701E-2,3.2500000000000001E-2,1.75879396984925E-2,1.9950124688279301E-2,1.5345268542199499E-2,1.7456359102244402E-2,2.19512195121951E-2,1.7412935323383099E-2,1.2345679012345699E-2,1.7543859649122799E-2,2.6595744680851099E-2,2.4523160762942801E-2,4.0345821325648401E-2,3.1609195402298902E-2,2.3121387283237E-2,3.2051282051282E-2,2.92887029288703E-2,2.5000000000000001E-2,1.8099547511312201E-2,5.31914893617021E-3,0,6.7114093959731499E-3,8.6206896551724102E-3,0,0,1.7543859649122799E-2,2.2222222222222199E-2,0]
[null,1,3,"Act_HouseClean",3.2258064516128997E-2,3.8461538461538498E-2,3.7037037037037E-2,0,0,6.6666666666666693E-2,0.11111111111111099,0,0,0,0.14285714285714299,0,0,0,0,0,1,0,0,0,0,0,0,0,0,0,0,0,0,0,0,0,0,0,0,0,0,0,0,0,0.25,0,0,0,0,0,2.0833333333333301E-2,1.8181818181818198E-2,0.108433734939759,0.133333333333333,9.375E-2,0.12765957446808501,0.183098591549296,0.15540540540540501,0.16402116402116401,0.21182266009852199,0.18807339449541299,0.19383259911894299,0.215859030837004,0.21794871794871801,0.19702602230483299,0.21402214022140201,0.22222222222222199,0.25390625,0.258687258687259,0.256198347107438,0.26956521739130401,0.25896414342629498,0.28813559322033899,0.26446280991735499,0.29288702928870303,0.27777777777777801,0.208661417322835,0.165991902834008,0.170634920634921,0.142276422764228,0.159362549800797,0.165322580645161,0.12653061224489801,0.112403100775194,0.122137404580153,0.13654618473895599,0.116182572614108,0.103585657370518,0.10894941634241199,0.13559322033898299,0.157894736842105,0.158119658119658,0.163793103448276,0.13502109704641299,0.117903930131004,0.11739130434782601,0.11304347826087,7.8602620087336206E-2,7.0833333333333304E-2,9.8814229249011898E-2,0.1,8.4870848708487101E-2,8.6805555555555594E-2,7.7181208053691303E-2,8.41423948220065E-2,6.3897763578274799E-2,4.6109510086455301E-2,3.6111111111111101E-2,4.8913043478260899E-2,5.8981233243967798E-2,7.1808510638297907E-2,6.6312997347480099E-2,6.0606060606060601E-2,5.6097560975609799E-2,5.59610705596107E-2,6.0386473429951702E-2,5.8968058968058998E-2,5.5979643765903302E-2,5.4726368159204002E-2,4.95049504950495E-2,5.5690072639225201E-2,6.25E-2,6.2814070351758802E-2,3.4912718204488803E-2,4.6035805626598501E-2,3.24189526184539E-2,3.1707317073170697E-2,3.23383084577114E-2,3.4567901234567898E-2,4.2606516290726801E-2,2.1276595744680899E-2,2.9972752043596701E-2,3.4582132564841501E-2,2.2988505747126398E-2,2.0231213872832401E-2,2.2435897435897401E-2,3.7656903765690398E-2,3.3333333333333298E-2,2.7149321266968299E-2,2.1276595744680899E-2,1.72413793103448E-2,2.01342281879195E-2,3.4482758620689703E-2,2.1276595744680899E-2,4.9382716049382699E-2,3.5087719298245598E-2,4.4444444444444398E-2,2.6315789473684199E-2]
[null,1,4,"Act_TV",0.57142857142857095,0.5,0.33333333333333298,0.16666666666666699,0.2,0,0,0,0,0,0.5,0,0,0,0,0,0,0,0,0,0,0,0,0,1,1,1,1,1,1,1,0,0,0,0,0,0,0,0,0,0,1,1,0.5,0.25,0.33333333333333298,0.42857142857142899,0.55555555555555602,0.52173913043478304,0.48275862068965503,0.45454545454545497,0.70454545454545503,0.54716981132075504,0.53703703703703698,0.537313432835821,0.57142857142857095,0.52777777777777801,0.48780487804877998,0.51948051948051899,0.66216216216216195,0.628571428571429,0.58108108108108103,0.647887323943662,0.57894736842105299,0.56338028169014098,0.57971014492753603,0.53030303030303005,0.53968253968253999,0.492307692307692,0.51666666666666705,0.43283582089552203,0.5,0.38596491228070201,0.441176470588235,0.38095238095238099,0.38666666666666699,0.35897435897435898,0.40277777777777801,0.33333333333333298,0.341772151898734,0.36363636363636398,0.52941176470588203,0.48,0.42028985507246402,0.46153846153846201,0.46666666666666701,0.465753424657534,0.53521126760563398,0.54411764705882304,0.60317460317460303,0.565217391304348,0.45714285714285702,0.442857142857143,0.481012658227848,0.48780487804877998,0.518987341772152,0.55813953488372103,0.56989247311827995,0.56818181818181801,0.64835164835164805,0.57142857142857095,0.53773584905660399,0.45081967213114799,0.46969696969697,0.47761194029850701,0.57142857142857095,0.54887218045112796,0.55223880597014896,0.52941176470588203,0.59060402684563795,0.582278481012658,0.60115606936416199,0.63428571428571401,0.61363636363636398,0.63372093023255804,0.68361581920904002,0.77653631284916202,0.77586206896551702,0.781065088757396,0.84049079754601197,0.82499999999999996,0.82098765432098797,0.816455696202532,0.83333333333333304,0.82467532467532501,0.88461538461538503,0.87162162162162204,0.85616438356164404,0.82876712328767099,0.86861313868613099,0.88888888888888895,0.91208791208791196,0.80281690140845097,0.78787878787878796,0.82539682539682502,0.82,0.92682926829268297,0.94285714285714295,0.9,0.73684210526315796,0.75,0.83333333333333304,0.81818181818181801,0.71428571428571397]
[null,1,4,"Act_Cooking",0,0.125,0,0,0,0,0,0,0,0,0,0,0,0,1,1,0,0,0,0,0,0,0,0,0,0,0,0,0,0,0,0,0,0,1,0,0,0,0,0,0,0,0.66666666666666696,0.625,0.625,0.33333333333333298,0.28571428571428598,0.33333333333333298,0.434782608695652,0.31034482758620702,0.21212121212121199,0.13636363636363599,0.18867924528301899,0.240740740740741,0.28358208955223901,0.185714285714286,0.194444444444444,0.219512195121951,0.246753246753247,0.29729729729729698,0.214285714285714,0.25675675675675702,0.25352112676056299,0.23684210526315799,0.22535211267605601,0.202898550724638,0.19696969696969699,0.17460317460317501,0.2,0.15,0.238805970149254,0.32758620689655199,0.47368421052631599,0.35294117647058798,0.34920634920634902,0.33333333333333298,0.32051282051282098,0.34722222222222199,0.30864197530864201,0.278481012658228,0.246753246753247,0.20588235294117599,0.21333333333333299,0.27536231884057999,0.2,0.2,0.19178082191780799,0.19718309859154901,0.20588235294117599,0.158730158730159,0.231884057971014,0.185714285714286,0.14285714285714299,0.126582278481013,0.15853658536585399,0.20253164556962,0.31395348837209303,0.29032258064516098,0.25,0.24175824175824201,0.30612244897959201,0.330188679245283,0.45901639344262302,0.40909090909090901,0.402985074626866,0.41353383458646598,0.33834586466165401,0.24626865671641801,0.316176470588235,0.34899328859060402,0.360759493670886,0.32369942196531798,0.28000000000000003,0.25568181818181801,0.25,0.25988700564971801,0.240223463687151,0.18965517241379301,0.14201183431952699,0.153374233128834,0.13125000000000001,0.11111111111111099,7.5949367088607597E-2,7.69230769230769E-2,5.1948051948052E-2,6.4102564102564097E-2,5.4054054054054099E-2,4.1095890410958902E-2,5.4794520547945202E-2,8.7591240875912399E-2,7.69230769230769E-2,4.3956043956044001E-2,9.85915492957746E-2,6.0606060606060601E-2,6.3492063492063502E-2,0.02,2.4390243902439001E-2,2.8571428571428598E-2,0.15,0.157894736842105,8.3333333333333301E-2,0.16666666666666699,9.0909090909090898E-2,0]
[null,1,4,"Act_Laundry",0,0,0,0,0,0,0,0,0,0,0,0,0,0,0,0,0,0,0,0,0,0,0,0,0,0,0,0,0,0,0,0,0,0,0,0,0,0,0,0,0,0,0,0,0,0,0,0,4.3478260869565202E-2,3.4482758620689703E-2,9.0909090909090898E-2,2.27272727272727E-2,5.6603773584905703E-2,7.4074074074074098E-2,4.47761194029851E-2,4.2857142857142899E-2,2.7777777777777801E-2,7.3170731707317097E-2,2.5974025974026E-2,8.1081081081081099E-2,0.1,5.4054054054054099E-2,5.63380281690141E-2,7.8947368421052599E-2,8.4507042253521097E-2,5.7971014492753603E-2,6.0606060606060601E-2,3.1746031746031703E-2,4.6153846153846198E-2,8.3333333333333301E-2,2.9850746268656699E-2,1.72413793103448E-2,3.5087719298245598E-2,5.8823529411764698E-2,6.3492063492063502E-2,5.3333333333333302E-2,3.8461538461538498E-2,0,2.4691358024691398E-2,2.53164556962025E-2,3.8961038961039002E-2,4.4117647058823498E-2,0.04,7.2463768115942004E-2,6.15384615384615E-2,2.66666666666667E-2,1.3698630136986301E-2,8.4507042253521097E-2,4.4117647058823498E-2,6.3492063492063502E-2,4.3478260869565202E-2,2.8571428571428598E-2,4.2857142857142899E-2,1.26582278481013E-2,2.4390243902439001E-2,2.53164556962025E-2,3.4883720930232599E-2,3.2258064516128997E-2,2.27272727272727E-2,3.2967032967033003E-2,7.1428571428571397E-2,7.5471698113207503E-2,4.91803278688525E-2,1.5151515151515201E-2,1.49253731343284E-2,3.00751879699248E-2,3.00751879699248E-2,2.9850746268656699E-2,2.2058823529411801E-2,2.68456375838926E-2,6.3291139240506302E-3,5.78034682080925E-3,5.7142857142857099E-3,1.7045454545454499E-2,1.74418604651163E-2,5.6497175141242903E-3,0,1.1494252873563199E-2,1.7751479289940801E-2,4.2944785276073601E-2,1.8749999999999999E-2,6.17283950617284E-3,1.26582278481013E-2,0,6.4935064935064896E-3,6.41025641025641E-3,0,6.8493150684931503E-3,6.8493150684931503E-3,0,0,0,2.8169014084507001E-2,0,0,0,0,0,0,0,0,0,0,0]
[null,1,4,"Act_WashDress",0.14285714285714299,0.125,0,0.16666666666666699,0,0.25,0.33333333333333298,0.5,0.5,0,0,0,0,0,0,0,0,0,0,0,0,0,0,0,0,0,0,0,0,0,0,0,0,0,1,0,0,0,0,0,0,1,0.33333333333333298,0.5,0.625,0.88888888888888895,0.71428571428571397,0.66666666666666696,0.65217391304347805,0.62068965517241403,0.63636363636363602,0.52272727272727304,0.490566037735849,0.53703703703703698,0.58208955223880599,0.51428571428571401,0.59722222222222199,0.52439024390243905,0.493506493506494,0.47297297297297303,0.42857142857142899,0.40540540540540498,0.36619718309859201,0.48684210526315802,0.47887323943662002,0.46376811594202899,0.48484848484848497,0.41269841269841301,0.44615384615384601,0.33333333333333298,0.328358208955224,0.27586206896551702,0.38596491228070201,0.25,0.26984126984126999,0.2,0.15384615384615399,0.180555555555556,0.16049382716049401,0.126582278481013,0.15584415584415601,0.20588235294117599,0.146666666666667,0.13043478260869601,0.107692307692308,0.10666666666666701,0.164383561643836,0.11267605633802801,8.8235294117647106E-2,6.3492063492063502E-2,0.115942028985507,0.1,0.1,5.0632911392405097E-2,1.21951219512195E-2,3.7974683544303799E-2,0.104651162790698,0.118279569892473,0.13636363636363599,9.8901098901098897E-2,8.1632653061224497E-2,8.4905660377358499E-2,0.10655737704918,0.12121212121212099,0.17910447761194001,0.12030075187969901,0.180451127819549,0.14925373134328401,0.213235294117647,0.221476510067114,0.240506329113924,0.24855491329479801,0.28000000000000003,0.232954545454545,0.27325581395348802,0.25423728813559299,0.26256983240223503,0.25862068965517199,0.23668639053254401,0.20858895705521499,0.23125000000000001,0.24691358024691401,0.253164556962025,0.21794871794871801,0.24025974025974001,0.25,0.32432432432432401,0.28767123287671198,0.25342465753424698,0.20437956204379601,0.145299145299145,0.24175824175824201,0.309859154929577,0.33333333333333298,0.28571428571428598,0.24,0.19512195121951201,0.22857142857142901,0.15,0.47368421052631599,0.33333333333333298,0.25,9.0909090909090898E-2,0]
[null,1,4,"Act_Iron",0,0,0,0,0,0,0,0,0,0,0,0,0,0,0,0,0,0,0,0,0,0,0,0,0,0,0,0,0,0,0,0,0,0,0,0,0,0,0,0,0,0,0,0,0,0,0,0,0,3.4482758620689703E-2,3.03030303030303E-2,2.27272727272727E-2,1.88679245283019E-2,3.7037037037037E-2,2.9850746268656699E-2,1.4285714285714299E-2,1.38888888888889E-2,1.21951219512195E-2,1.2987012987013E-2,2.7027027027027001E-2,1.4285714285714299E-2,1.35135135135135E-2,4.2253521126760597E-2,2.6315789473684199E-2,5.63380281690141E-2,7.2463768115942004E-2,4.5454545454545497E-2,3.1746031746031703E-2,4.6153846153846198E-2,3.3333333333333298E-2,1.49253731343284E-2,1.72413793103448E-2,1.7543859649122799E-2,1.4705882352941201E-2,1.58730158730159E-2,1.3333333333333299E-2,1.2820512820512799E-2,4.1666666666666699E-2,3.7037037037037E-2,1.26582278481013E-2,1.2987012987013E-2,1.4705882352941201E-2,1.3333333333333299E-2,0,4.6153846153846198E-2,0.04,2.7397260273972601E-2,2.8169014084507001E-2,5.8823529411764698E-2,7.9365079365079402E-2,8.6956521739130405E-2,8.5714285714285701E-2,0.114285714285714,0.10126582278481,7.3170731707317097E-2,5.0632911392405097E-2,4.6511627906976702E-2,7.5268817204301106E-2,9.0909090909090898E-2,8.7912087912087905E-2,6.1224489795918401E-2,4.71698113207547E-2,4.91803278688525E-2,6.0606060606060601E-2,6.7164179104477598E-2,3.00751879699248E-2,3.7593984962405999E-2,4.47761194029851E-2,2.2058823529411801E-2,1.34228187919463E-2,1.8987341772151899E-2,2.8901734104046201E-2,2.2857142857142899E-2,3.4090909090909102E-2,5.2325581395348798E-2,3.3898305084745797E-2,4.4692737430167599E-2,4.5977011494252901E-2,3.5502958579881699E-2,3.0674846625766899E-2,4.3749999999999997E-2,4.3209876543209902E-2,4.4303797468354403E-2,5.7692307692307702E-2,6.4935064935064901E-2,4.48717948717949E-2,4.72972972972973E-2,2.7397260273972601E-2,2.0547945205479499E-2,1.4598540145985399E-2,1.7094017094017099E-2,2.1978021978022001E-2,2.8169014084507001E-2,3.03030303030303E-2,3.1746031746031703E-2,0.04,4.8780487804878099E-2,2.8571428571428598E-2,0.05,5.2631578947368397E-2,0.16666666666666699,8.3333333333333301E-2,9.0909090909090898E-2,0]
[null,1,4,"Act_HouseClean",0,0.125,0.16666666666666699,0.16666666666666699,0.2,0.25,0,0,0,0,0,0,1,1,1,1,0,0,0,0,0,0,0,0,0,0,0,0,0,0,0,0,0,0,0,0,0,0,0,0,0,0,0.33333333333333298,0.125,0.125,0.11111111111111099,0.14285714285714299,0.22222222222222199,8.6956521739130405E-2,0.10344827586206901,0.12121212121212099,0.18181818181818199,0.26415094339622602,0.22222222222222199,0.238805970149254,0.22857142857142901,0.22222222222222199,0.207317073170732,0.19480519480519501,0.162162162162162,0.214285714285714,0.24324324324324301,0.21126760563380301,0.21052631578947401,0.183098591549296,0.202898550724638,0.16666666666666699,0.206349206349206,0.246153846153846,0.266666666666667,0.29850746268656703,0.25862068965517199,0.26315789473684198,0.191176470588235,0.19047619047618999,0.16,0.16666666666666699,0.125,8.6419753086419707E-2,0.164556962025316,0.168831168831169,0.13235294117647101,0.10666666666666701,0.101449275362319,0.123076923076923,6.6666666666666693E-2,0.10958904109589,0.11267605633802801,0.14705882352941199,0.11111111111111099,0.13043478260869601,0.185714285714286,0.17142857142857101,0.164556962025316,0.18292682926829301,0.139240506329114,0.13953488372093001,0.118279569892473,0.14772727272727301,0.164835164835165,0.16326530612244899,9.4339622641509399E-2,5.7377049180327898E-2,3.7878787878787901E-2,4.47761194029851E-2,7.5187969924811998E-2,6.7669172932330796E-2,8.2089552238805999E-2,8.0882352941176502E-2,6.0402684563758399E-2,6.3291139240506306E-2,6.3583815028901702E-2,8.5714285714285701E-2,7.3863636363636395E-2,4.6511627906976702E-2,9.6045197740112997E-2,6.7039106145251395E-2,2.2988505747126398E-2,2.3668639053254399E-2,1.84049079754601E-2,2.5000000000000001E-2,4.3209876543209902E-2,3.7974683544303799E-2,5.1282051282051301E-2,3.8961038961039002E-2,5.1282051282051301E-2,4.72972972972973E-2,3.42465753424658E-2,1.3698630136986301E-2,2.18978102189781E-2,2.5641025641025599E-2,2.1978021978022001E-2,1.4084507042253501E-2,1.5151515151515201E-2,3.1746031746031703E-2,0.08,7.3170731707317097E-2,8.5714285714285701E-2,0.1,5.2631578947368397E-2,0,0,0,0]
[null,1,5,"Act_TV",0,0,0,0,0,0,0,0,0,0,0,0,0,0,0,0,0,0,0,0,0,0,0,0,0,0,0,0,0,0,0,0,0,0,0,0,0,0,0,0,0,0,0,0,0,1,0.5,0.5,0.66666666666666696,0.75,0.75,0.44444444444444398,0.55555555555555602,0.625,0.45454545454545497,0.4,0.5,0.57142857142857095,0.61538461538461497,0.6,0.66666666666666696,0.7,0.55555555555555602,0.57142857142857095,0.75,0.75,0.83333333333333304,0.83333333333333304,0.57142857142857095,0.7,0.90909090909090895,0.72727272727272696,0.66666666666666696,0.53846153846153799,0.58333333333333304,0.35714285714285698,0.69230769230769196,0.53846153846153799,0.33333333333333298,0.42857142857142899,0.28571428571428598,0.47058823529411797,0.57142857142857095,0.5,0.2,0.11111111111111099,0.4,0.57142857142857095,0.77777777777777801,0.85714285714285698,0.71428571428571397,0.71428571428571397,0.57142857142857095,0.57142857142857095,0.5,0.4,0.69230769230769196,0.8,0.71428571428571397,0.77777777777777801,0.78947368421052599,0.72222222222222199,0.71428571428571397,0.625,0.65,0.76923076923076905,0.74193548387096797,0.75862068965517204,0.72222222222222199,0.67647058823529405,0.70588235294117696,0.75,0.61538461538461497,0.80645161290322598,0.7,0.71794871794871795,0.78048780487804903,0.81395348837209303,0.78048780487804903,0.82926829268292701,0.88888888888888895,0.91891891891891897,0.91891891891891897,0.875,0.8,0.9,0.931034482758621,0.92592592592592604,0.88461538461538503,0.90909090909090895,0.90476190476190499,0.85714285714285698,0.8,0.85714285714285698,0.81818181818181801,0.81818181818181801,0.8,0.75,0.66666666666666696,0.66666666666666696,0.66666666666666696,0.5,0.5,0.33333333333333298]
[null,1,5,"Act_Cooking",0,0,0,0,0,0,0,0,0,0,0,0,0,0,0,0,0,0,0,0,0,0,0,0,0,0,0,0,0,0,0,0,0,0,0,0,0,0,0,0,0,0,0,0,0,0,0,0,0.33333333333333298,0.25,0.5,0.44444444444444398,0.22222222222222199,0.375,0.45454545454545497,0.5,0.4,0.28571428571428598,0.15384615384615399,0.2,0.55555555555555602,0.3,0.22222222222222199,0.28571428571428598,0.125,0.125,0.33333333333333298,0.16666666666666699,0.14285714285714299,0.2,0.18181818181818199,0.27272727272727298,0.266666666666667,0.38461538461538503,0.33333333333333298,0.5,0.230769230769231,0.30769230769230799,0.4,0.35714285714285698,0.214285714285714,0.23529411764705899,0.14285714285714299,0.25,0.2,0.11111111111111099,0.4,0.14285714285714299,0.22222222222222199,0.14285714285714299,0.14285714285714299,0.14285714285714299,0.14285714285714299,0,0.125,0.1,0.30769230769230799,0.53333333333333299,0.35714285714285698,0.44444444444444398,0.42105263157894701,0.5,0.57142857142857095,0.375,0.35,0.30769230769230799,0.45161290322580599,0.37931034482758602,0.41666666666666702,0.35294117647058798,0.29411764705882398,0.214285714285714,0.230769230769231,0.32258064516128998,0.3,0.28205128205128199,0.219512195121951,9.3023255813953501E-2,2.4390243902439001E-2,4.8780487804878099E-2,0.11111111111111099,0.162162162162162,8.1081081081081099E-2,7.4999999999999997E-2,0.1,0.1,6.8965517241379296E-2,7.4074074074074098E-2,7.69230769230769E-2,4.5454545454545497E-2,4.7619047619047603E-2,0.14285714285714299,0.2,0.14285714285714299,0,0,0,0,0,0,0,0,0,0]
[null,1,5,"Act_Laundry",0,0,0,0,0,0,0,0,0,0,0,0,0,0,0,0,0,0,0,0,0,0,0,0,0,0,0,0,0,0,0,0,0,0,0,0,0,0,0,0,0,0,0,0,0,0,0,0,0,0.25,0,0.11111111111111099,0,0,9.0909090909090898E-2,0,0.1,0,0,0,0,0,0.11111111111111099,0.14285714285714299,0.25,0.25,0,0,0,0,9.0909090909090898E-2,0,0,0,8.3333333333333301E-2,0,0.15384615384615399,7.69230769230769E-2,6.6666666666666693E-2,0.14285714285714299,7.1428571428571397E-2,0.11764705882352899,0.214285714285714,0,0.1,0.11111111111111099,0.1,0.14285714285714299,0,0.28571428571428598,0.14285714285714299,0.14285714285714299,0,0,0,0,0,0,0,0,0,0,0,0,0.1,3.8461538461538498E-2,0,0,0,0,0,0,0,0,0,5.1282051282051301E-2,4.8780487804878099E-2,4.6511627906976702E-2,0,0,0,2.7027027027027001E-2,0,0,0,0,6.8965517241379296E-2,3.7037037037037E-2,3.8461538461538498E-2,4.5454545454545497E-2,0,0,0,0,0,0,0,0,0,0,0,0,0,0]
[null,1,5,"Act_WashDress",0,0,0,0,0,0,0,0,0,0,0,0,0,0,0,0,0,0,0,0,0,0,0,0,0,0,0,0,0,0,0,0,0,0,0,0,0,0,0,0,0,0,0,0,0,1,1,1,0.66666666666666696,0.75,0.5,0.55555555555555602,0.55555555555555602,0.5,0.45454545454545497,0.6,0.7,0.71428571428571397,0.61538461538461497,0.6,0.66666666666666696,0.5,0.55555555555555602,0.57142857142857095,0.5,0.375,0.5,0.66666666666666696,0.28571428571428598,0.5,0.36363636363636398,0.18181818181818199,0.4,0.53846153846153799,0.58333333333333304,0.42857142857142899,0.30769230769230799,0.230769230769231,0.133333333333333,0.14285714285714299,0.14285714285714299,0.17647058823529399,0.214285714285714,0.16666666666666699,0,0,0,0,0.11111111111111099,0.14285714285714299,0.28571428571428598,0.28571428571428598,0.42857142857142899,0.14285714285714299,0,0,0.230769230769231,0.133333333333333,0.14285714285714299,0.16666666666666699,0.105263157894737,0.11111111111111099,0.14285714285714299,0.1875,0.25,0.30769230769230799,0.19354838709677399,0.17241379310344801,0.194444444444444,0.26470588235294101,0.26470588235294101,0.25,0.269230769230769,0.29032258064516098,0.3,0.20512820512820501,0.24390243902438999,0.232558139534884,0.26829268292682901,0.219512195121951,0.38888888888888901,0.37837837837837801,0.27027027027027001,0.25,0.27500000000000002,0.3,0.31034482758620702,0.22222222222222199,0.15384615384615399,0.13636363636363599,0.14285714285714299,0.14285714285714299,0.2,0.35714285714285698,9.0909090909090898E-2,0.18181818181818199,0.1,0.125,0.16666666666666699,0,0,0,0,0]
[null,1,5,"Act_Iron",0,0,0,0,0,0,0,0,0,0,0,0,0,0,0,0,0,0,0,0,0,0,0,0,0,0,0,0,0,0,0,0,0,0,0,0,0,0,0,0,0,0,0,0,0,0,0,0,0,0,0,0,0,0,0,0,0,0,0,0,0,0,0,0,0,0.125,0,0,0,0,9.0909090909090898E-2,0,0,7.69230769230769E-2,8.3333333333333301E-2,7.1428571428571397E-2,7.69230769230769E-2,0,0,0,0,0,0,8.3333333333333301E-2,0,0,0,0,0,0,0,0,0,0,0,0,0,6.6666666666666693E-2,7.1428571428571397E-2,0.11111111111111099,0.105263157894737,5.5555555555555601E-2,7.1428571428571397E-2,6.25E-2,0.05,7.69230769230769E-2,3.2258064516128997E-2,3.4482758620689703E-2,5.5555555555555601E-2,5.8823529411764698E-2,5.8823529411764698E-2,7.1428571428571397E-2,7.69230769230769E-2,3.2258064516128997E-2,2.5000000000000001E-2,2.5641025641025599E-2,0,0,0,0,0,0,0,2.5000000000000001E-2,2.5000000000000001E-2,6.6666666666666693E-2,0.10344827586206901,0.11111111111111099,7.69230769230769E-2,9.0909090909090898E-2,4.7619047619047603E-2,7.1428571428571397E-2,0,0,0,0,0,0,0,0,0,0,0,0]
[null,1,5,"Act_HouseClean",0.5,0,0,0,0,0,0,0,0,0,0,0,0,0,0,0,0,0,0,0,0,0,0,0,0,0,0,0,0,0,0,0,0,0,0,0,0,0,0,0,0,0,0,0,0,0,0,0,0,0.25,0,0,0.11111111111111099,0.125,9.0909090909090898E-2,0.2,0.1,0.14285714285714299,0.30769230769230799,0.2,0.22222222222222199,0.4,0.55555555555555602,0.14285714285714299,0.125,0.125,0.16666666666666699,0.16666666666666699,0.42857142857142899,0.4,0.27272727272727298,0.36363636363636398,0.33333333333333298,0.230769230769231,0.16666666666666699,0.28571428571428598,0.38461538461538503,0.30769230769230799,0.266666666666667,0.14285714285714299,0.14285714285714299,0.29411764705882398,0.35714285714285698,0.25,0.1,0.22222222222222199,0.2,0.28571428571428598,0.11111111111111099,0.14285714285714299,0.14285714285714299,0.14285714285714299,0.14285714285714299,0.28571428571428598,0.25,0.2,0.230769230769231,0.2,0.28571428571428598,0.22222222222222199,0.21052631578947401,0.16666666666666699,0.214285714285714,0.1875,0.15,7.69230769230769E-2,0.12903225806451599,0.20689655172413801,0.13888888888888901,5.8823529411764698E-2,5.8823529411764698E-2,3.5714285714285698E-2,3.8461538461538498E-2,0,0,5.1282051282051301E-2,2.4390243902439001E-2,9.3023255813953501E-2,7.3170731707317097E-2,4.8780487804878099E-2,2.7777777777777801E-2,5.4054054054054099E-2,0.108108108108108,0.05,0.05,6.6666666666666693E-2,6.8965517241379296E-2,7.4074074074074098E-2,7.69230769230769E-2,4.5454545454545497E-2,9.5238095238095205E-2,0,0,0,0,9.0909090909090898E-2,0,0,0,0,0,0,0,0]
[]
[null,null,null,"Key:"]
[null,null,null,"Act_TV","Watching television"]
[null,null,null,"Act_Cooking","Performing cooking activities"]
[null,null,null,"Act_Laundry","Doing laundry"]
[null,null,null,"Act_WashDress","Washing or dressing"]
[null,null,null,"Act_Iron","Ironing"]
[null,null,null,"Act_HouseClean","Cleaning the house"]

{"sheet":"light_config","index":6,"n_rows":63,"n_cols":19,"rows_kept":63,"cut":false,"hidden":false,"merged":[]}
[null,"Lighting Model Configuration"]
[]
[null,"1. General configuration",null,null,null,"Mean","S.D."]
[null,null,null,"House external global irradiance threshold",null,60,10,"W/m2"]
[]
[]
[null,null,null,null,null,null,null,null,null,null,null,null,null,null,null,null,null,"Random variable, X","Relative bulb use"]
[null,"2. Relative bulb use weighting",null,"This represents the concept that some bulbs are used more frequently than others in a house.",null,null,null,null,null,null,null,null,null,null,null,null,null,null,"weighting"]
[]
[null,null,null,null,null,null,null,null,null,null,null,null,null,null,null,null,null,0.01,{"$f":"-LN(R10)","v":4.6051701859880909}]
[null,null,null,null,null,null,null,null,null,null,null,null,null,null,null,null,null,0.05,{"$f":"-LN(R11)","v":2.9957322735539909}]
[null,null,null,null,null,null,null,null,null,null,null,null,null,null,null,null,null,0.1,2.3025850929940455]
[null,null,null,null,null,null,null,null,null,null,null,null,null,null,null,null,null,0.15,1.8971199848858813]
[null,null,null,null,null,null,null,null,null,null,null,null,null,null,null,null,null,0.2,1.6094379124341003]
[null,null,null,null,null,null,null,null,null,null,null,null,null,null,null,null,null,0.25,1.3862943611198906]
[null,null,null,null,null,null,null,null,null,null,null,null,null,null,null,null,null,0.3,1.2039728043259361]
[null,null,null,null,null,null,null,null,null,null,null,null,null,null,null,null,null,0.35,1.0498221244986778]
[null,null,null,null,null,null,null,null,null,null,null,null,null,null,null,null,null,0.4,0.916290731874155]
[null,null,null,"Curve is of the form: h(t) = - Ln(X)",null,null,null,null,null,null,null,null,null,null,null,null,null,0.45,0.79850769621777162]
[null,null,null,null,null,null,null,null,null,null,null,null,null,null,null,null,null,0.5,0.69314718055994529]
[null,null,null,null,null,null,null,null,null,null,null,null,null,null,null,null,null,0.55000000000000004,0.59783700075562041]
[null,"3. Calibration scalar",null,"This calibration scaler is used to calibrate the model to so that it provides a particular average output over a large number of runs.",null,null,null,null,null,null,null,null,null,null,null,null,null,0.6,0.51082562376599072]
[null,null,null,null,null,null,null,null,null,null,null,null,null,null,null,null,null,0.65,0.43078291609245423]
[null,null,null,"Calibration scalar","z",8.1536863966770508E-3,null,null,null,null,null,null,null,null,null,null,null,0.7,0.35667494393873245]
[null,null,null,null,null,null,null,null,null,null,null,null,null,null,null,null,null,0.75,0.2876820724517809]
[null,null,null,null,null,null,null,null,null,null,null,null,null,null,null,null,null,0.8,0.22314355131420971]
[null,null,null,null,null,null,null,null,null,null,null,null,null,null,null,null,null,0.85,0.16251892949777494]
[null,null,null,null,null,null,null,null,null,null,null,null,null,null,null,null,null,0.9,0.10536051565782628]
[null,"4. Effective occupancy",null,"Effective occupancy represents the sharing of light use.",null,null,null,null,null,null,null,null,null,null,null,null,null,0.95,5.1293294387550578E-2]
[null,null,null,null,null,null,null,null,null,null,null,null,null,null,null,null,null,1,0]
[null,null,null,"Derived from:","U.S. Department of Energy, Energy Information Administration, 1993 Residential Energy Consumption Survey, "]
[null,null,null,null,"Mean Annual Electricity Consumption for Lighting, by Family Income by Number of Household Members"]
[]
[]
[null,null,null,"Number of ","Effective"]
[null,null,null,"active occupants","occupancy"]
[null,null,null,0,0]
[null,null,null,1,1]
[null,null,null,2,1.5281456953642385]
[null,null,null,3,1.6937086092715232]
[null,null,null,4,1.9834437086092715]
[null,null,null,5,2.0943708609271523]
[]
[]
[]
[]
[null,"5. Lighting event duration model",null,"This model defines how long a bulb will stay on for, if a switch-on event occurs."]
[]
[null,null,null,"Source:","M. Stokes, M. Rylatt, K. Lomas, A simple model of domestic lighting demand, Energy and Buildings 36 (2004) 103-116"]
[]
[]
[]
[null,"range of equal","lower value","upper value","cumulative"]
[null,"probability number","(minutes)","(minutes)","probability"]
[null,1,1,1,{"$f":"B55/$B$63","v":0.1111111111111111}]
[null,2,2,2,0.22222222222222221]
[null,3,3,4,0.33333333333333331]
[null,4,5,8,0.44444444444444442]
[null,5,9,16,0.55555555555555558]
[null,6,17,27,0.66666666666666663]
[null,7,28,49,0.77777777777777779]
[null,8,50,91,0.88888888888888884]
[null,9,92,259,1]

{"sheet":"bulbs","index":7,"n_rows":110,"n_cols":40,"rows_kept":110,"cut":false,"hidden":false,"merged":[]}
["Sample installed bulbs data sheet"]
[]
["100 sample bulb configuration examples are provided below."]
["The data has been generated stochastically, based upon statistics available from:",null,null,null,null,null,null,null,"(1) The Lighting Association, In Home Lighting Audit Report, Domestic Lighting Report 2008."]
[null,null,null,null,null,null,null,null,"(2) Market Transformation Programme, Assumptions for energy scenarios in the domestic lighting sector, version 4.0, 2008."]
[]
[]
[]
["House","Fitting","Example bulb ratings …"]
["Number","count"]
[1,16,12,12,50,100,35,60,60,40,9,12,60,60,20,20,60,12]
[2,18,60,60,60,60,70,100,9,40,65,20,60,60,50,9,60,40,60,40]
[3,27,60,60,60,60,40,35,60,60,65,9,35,60,60,100,60,60,60,60,40,100,40,60,12,60,40,50,60]
[4,28,60,61,125,100,100,40,100,60,70,100,35,12,100,60,60,60,40,40,60,60,60,100,60,60,20,100,100,50]
[5,21,9,60,500,9,56,70,50,60,60,60,60,20,35,100,35,40,60,40,60,60,40]
[6,30,60,40,85,85,20,100,40,500,100,20,12,35,20,60,50,60,60,60,12,9,35,40,35,60,50,60,60,60,35,100]
[7,22,100,60,9,100,100,12,100,40,60,60,20,20,65,75,40,60,12,100,60,100,100,35]
[8,23,50,60,100,40,100,40,9,12,20,150,85,20,60,40,40,60,20,20,60,40,20,100,40]
[9,26,70,60,60,60,100,40,60,60,60,40,40,20,500,60,60,40,60,40,60,100,35,60,60,40,60,60]
[10,30,55,9,100,12,100,100,20,40,60,65,12,60,50,60,12,60,12,100,20,35,50,60,40,60,60,9,60,100,12,60]
[11,26,150,55,9,100,40,100,60,60,60,40,100,60,60,60,60,60,9,100,60,60,60,50,60,20,19,100]
[12,26,20,60,60,40,12,70,20,60,60,40,100,75,40,60,20,60,20,50,100,60,60,60,40,100,12,35]
[13,24,55,60,60,40,100,60,500,20,60,40,12,50,60,150,60,100,35,60,60,3,100,100,35,100]
[14,22,60,40,70,100,40,60,12,105,60,100,40,60,100,60,40,9,40,60,65,60,12,26]
[15,21,60,40,60,12,40,100,60,40,60,40,60,40,60,205,60,35,40,60,300,20,20]
[16,23,60,100,12,60,105,50,50,100,100,60,100,35,12,40,100,50,20,100,60,100,100,60,60]
[17,18,40,60,60,60,40,60,35,170,40,12,100,50,20,60,12,40,60,40]
[18,26,100,60,125,60,40,87,100,60,85,60,60,12,20,35,20,40,40,60,40,35,75,60,100,60,60,40]
[19,25,60,40,40,40,70,70,40,40,60,60,60,35,50,100,60,100,60,20,100,12,60,100,40,60,40]
[20,19,100,40,40,40,60,20,70,20,60,20,9,60,60,35,50,40,50,40,40]
[21,26,40,35,40,60,500,9,40,60,60,40,50,60,60,60,60,5,60,60,35,100,60,60,50,40,40,50]
[22,21,85,100,57,40,12,40,60,60,100,100,12,60,60,50,20,21,50,100,60,40,60]
[23,20,40,100,60,9,60,40,40,20,100,100,100,100,60,300,40,100,60,100,60,20]
[24,20,70,40,40,65,60,12,60,100,40,50,50,40,500,60,60,40,40,100,60,60]
[25,25,20,40,40,60,50,60,100,60,100,50,60,40,40,150,40,60,100,60,40,40,35,60,20,20,100]
[26,28,60,40,40,43,60,40,20,40,60,55,40,100,35,20,75,60,60,40,40,12,20,40,40,60,60,60,20,9]
[27,18,12,40,20,60,50,40,58,105,60,65,60,40,100,60,50,40,60,60]
[28,27,40,100,50,60,50,35,60,12,20,60,60,75,100,60,8,100,100,60,40,60,75,60,150,60,20,60,60]
[29,20,40,55,40,100,56,12,40,60,60,100,100,100,40,100,100,60,20,40,60,60]
[30,22,60,55,105,60,60,70,60,60,100,60,100,100,60,40,35,60,60,20,100,60,60,60]
[31,26,12,60,60,105,90,100,20,100,40,50,20,100,60,60,20,150,60,60,40,60,12,40,40,65,60,20]
[32,19,20,60,12,60,105,60,20,12,50,60,40,60,60,40,60,60,40,60,100]
[33,15,60,60,60,12,20,60,60,40,100,60,40,60,40,300,100]
[34,27,300,40,100,50,60,40,120,12,20,95,50,70,100,40,40,60,100,60,100,60,20,60,100,20,60,300,60]
[35,27,500,60,55,100,9,60,60,100,40,12,50,60,100,60,40,50,35,50,9,12,20,60,60,60,60,60,100]
[36,38,205,20,70,60,60,9,20,35,65,100,40,40,60,60,40,60,35,35,60,20,60,65,100,100,9,35,35,60,60,60,35,100,60,60,300,12,60,100]
[37,29,60,20,70,60,100,60,100,50,60,60,100,60,100,48,40,9,60,60,60,9,76,43,12,20,20,60,60,100,12]
[38,24,60,50,55,50,20,60,40,40,60,100,60,60,100,12,100,35,60,40,60,60,60,12,50,75]
[39,21,40,60,60,12,100,60,100,60,35,60,35,40,60,40,60,100,60,100,35,60,60]
[40,27,100,60,500,60,60,60,60,20,60,100,60,120,40,60,60,60,60,12,60,12,12,100,40,60,40,60,60]
[41,15,60,40,100,70,100,60,60,50,60,60,67,6,40,12,40]
[42,29,60,40,100,12,40,60,60,60,20,35,60,40,20,100,20,300,50,12,60,20,60,12,14,35,93,35,60,50,60]
[43,21,40,20,70,60,60,35,100,12,60,9,35,35,60,40,100,9,100,100,60,100,60]
[44,27,100,60,60,9,60,40,40,40,60,60,120,40,60,60,60,20,50,87,60,150,100,100,60,55,40,60,60]
[45,23,60,60,70,55,40,9,60,60,60,100,20,40,60,60,60,50,40,9,60,60,60,12,35]
[46,25,60,135,60,70,100,9,50,60,60,60,100,100,60,40,20,20,20,34,12,50,50,60,60,60,50]
[47,29,60,60,100,60,77,60,20,50,35,35,40,60,60,100,60,40,60,60,40,39,100,12,40,60,300,60,35,60,35]
[48,25,60,100,40,20,20,60,40,60,20,60,50,40,100,50,100,12,60,100,50,60,40,60,40,300,12]
[49,27,60,12,20,100,60,40,60,12,63,60,60,300,9,60,100,100,60,75,60,60,10,60,40,40,40,100,60]
[50,24,60,60,60,60,100,40,9,60,40,12,100,35,12,60,60,55,60,40,100,60,100,50,75,60]
[51,19,100,60,40,60,20,72,60,40,100,100,50,100,60,60,50,100,40,100,50]
[52,20,60,12,60,35,40,60,60,60,40,50,100,60,300,100,60,35,60,60,40,40]
[53,16,60,60,60,75,50,40,60,40,20,40,60,40,12,60,20,60]
[54,27,160,60,60,12,60,100,60,60,50,60,40,60,40,60,90,60,69,12,40,60,27,40,100,60,40,40,50]
[55,27,170,60,105,40,61,60,60,20,65,35,300,30,60,60,100,40,100,40,60,60,60,40,12,12,40,12,100]
[56,18,20,9,52,60,100,60,12,100,100,20,60,100,40,60,60,40,60,40]
[57,23,60,40,40,12,40,85,40,100,40,40,75,60,20,60,60,35,100,100,100,150,60,73,100]
[58,24,60,65,100,70,40,100,60,90,20,60,60,100,60,50,60,50,40,100,60,60,9,50,35,40]
[59,27,40,60,60,100,75,62,17,60,20,40,100,20,81,60,60,100,100,67,60,20,40,60,40,60,20,75,100]
[60,26,9,9,40,60,40,40,81,85,60,40,40,9,40,40,60,35,60,60,60,50,40,60,20,100,40,100]
[61,29,60,60,60,100,100,100,40,90,40,40,500,100,40,60,60,70,12,60,60,60,40,40,20,35,100,40,35,20,60]
[62,26,50,40,40,40,60,100,40,60,75,60,100,40,60,60,20,60,40,20,100,60,60,60,60,100,40,20]
[63,26,20,40,35,40,60,60,60,100,40,12,40,300,60,100,40,60,300,94,40,60,40,60,20,60,100,40]
[64,15,40,40,60,40,100,35,60,60,100,150,100,60,60,12,21]
[65,26,100,135,60,90,60,60,40,60,60,60,40,100,20,50,50,60,60,60,100,60,60,50,60,20,12,40]
[66,18,20,60,60,60,20,150,100,60,100,60,40,40,20,60,60,40,40,60]
[67,24,20,85,40,60,20,40,20,100,60,60,46,60,60,60,100,60,100,60,150,40,40,40,40,9]
[68,31,20,75,12,100,40,100,60,60,40,60,40,40,55,60,60,35,9,60,60,45,9,40,75,40,60,40,100,60,60,100,40]
[69,26,60,40,60,100,500,60,40,75,100,100,35,12,60,12,9,40,60,35,60,60,60,84,60,40,500,20]
[70,23,20,20,60,100,12,75,40,40,40,35,60,40,60,60,100,60,60,40,20,60,89,40,40]
[71,25,100,100,100,60,100,35,40,40,20,100,20,90,20,40,20,12,100,50,60,20,60,50,40,100,60]
[72,29,60,12,9,60,65,40,100,100,100,40,60,92,75,50,60,100,40,9,35,60,60,20,40,60,100,100,12,60,12]
[73,25,100,75,40,40,100,12,60,50,83,55,60,100,9,40,100,60,60,20,40,50,60,60,20,100,100]
[74,17,12,9,50,100,60,12,9,75,35,100,35,60,28,35,100,60,60]
[75,15,12,9,35,40,60,40,60,65,60,60,60,100,35,12,100]
[76,21,60,40,60,100,60,100,20,60,85,35,34,60,9,100,71,20,20,60,60,40,40]
[77,31,9,12,100,100,100,20,50,60,40,50,60,60,50,60,12,60,100,60,100,60,60,60,40,20,20,60,35,35,60,35,100]
[78,25,55,35,60,60,20,40,40,20,60,60,60,100,20,60,40,60,60,50,40,40,35,40,60,82,60]
[79,30,55,85,40,50,9,100,100,60,100,60,60,40,100,60,100,50,60,12,60,60,29,100,20,60,100,60,65,60,12,40]
[80,27,40,46,150,100,100,100,50,40,35,100,60,100,40,12,40,60,20,60,59,100,12,50,9,60,40,60,50]
[81,25,60,120,60,40,40,60,100,60,40,60,60,75,70,40,60,12,40,40,40,12,20,60,60,20,40]
[82,18,70,40,100,60,85,40,60,40,60,60,60,12,60,60,45,12,40,100]
[83,16,40,20,300,20,60,100,60,100,105,40,20,60,60,100,40,35]
[84,25,70,100,50,100,12,60,60,100,60,60,40,60,20,60,70,60,20,60,40,60,20,35,9,40,40]
[85,29,100,20,35,60,60,60,60,60,40,105,60,100,40,40,20,150,100,40,100,60,100,60,60,60,60,40,100,60,100]
[86,23,60,195,12,40,35,60,100,300,60,60,40,40,60,60,40,20,40,20,100,40,20,60,40]
[87,27,40,60,50,40,60,100,60,175,12,50,500,60,20,100,50,12,100,60,9,60,500,40,50,60,100,60,75]
[88,25,100,60,72,12,50,20,100,60,60,105,60,100,35,60,100,100,12,60,60,40,60,300,60,500,40]
[89,20,60,60,60,60,40,75,100,100,60,40,150,65,60,100,35,100,60,100,60,100]
[90,29,40,120,40,55,60,60,60,35,40,60,60,60,40,60,40,60,28,40,9,60,40,12,60,60,35,12,100,20,300]
[91,20,60,40,100,150,90,60,50,60,20,20,100,150,12,100,60,20,40,60,12,60]
[92,28,40,55,100,20,40,100,60,20,60,60,40,40,40,60,60,35,100,40,60,12,60,100,40,35,60,60,60,40]
[93,25,40,50,150,60,100,60,40,60,50,100,100,60,60,12,100,20,60,60,65,35,60,100,60,40,60]
[94,23,60,12,9,60,500,125,60,60,60,55,100,60,100,60,60,12,40,60,300,60,40,60,60]
[95,17,75,35,100,9,300,12,100,40,40,60,40,150,60,60,35,60,60]
[96,26,35,60,60,60,40,12,20,12,74,100,60,60,60,60,50,60,12,40,60,50,12,100,40,9,12,65]
[97,31,100,12,9,60,60,55,60,100,60,60,66,100,40,50,60,35,20,60,40,100,60,60,100,40,60,60,60,60,65,60,36]
[98,25,60,60,20,20,12,60,60,60,12,20,12,60,60,60,60,50,100,65,40,50,60,60,300,60,40]
[99,19,35,40,9,60,40,60,60,40,60,35,60,12,60,50,60,40,60,60,12]
[100,23,60,100,35,40,40,100,60,75,60,40,40,60,500,60,40,40,60,60,35,60,60,65,100]

{"sheet":"light_sim_data","index":8,"n_rows":1451,"n_cols":26,"rows_kept":1451,"cut":false,"hidden":false,"merged":[]}
["Light simulation output sheet"]
[]
[null,"Number of bulbs in a house",null,22,"bulbs"]
[null,"House external global irradiance threshold",null,63,"W/m2"]
[null,"Selected house number",null,7]
[]
[]
[]
["Minute","Total lighting",null,"Bulb number",1,2,3,4,5,6,7,8,9,10,11,12,13,14,15,16,17,18,19,20,21,22]
["of day","demand",null,"Rating",100,60,9,100,100,12,100,40,60,60,20,20,65,75,40,60,12,100,60,100,100,35]
[null,null,null,"Calibrated relative use weighting",4.0662499324390601E-3,3.0899160313133177E-3,1.8164783709695171E-3,1.184428903709841E-2,2.8299416197076883E-3,8.7982419579366103E-3,2.5407088801094519E-3,1.3883464497413257E-3,1.9015324285599509E-2,6.1212402070601095E-3,2.8573988691422227E-3,3.5576397120936959E-4,1.5291524567551935E-3,1.0322394604086545E-3,2.4836317575090007E-2,2.8823898463779013E-3,6.5613652477889139E-3,6.4764636081534972E-3,2.0943792568265287E-3,9.2207372600938285E-4,1.6037588004494329E-4,9.8544268889519176E-4]
[1,{"$f":"SUM(E12:CA12)","v":0},null,"P(t=1)",0,0,0,0,0,0,0,0,0,0,0,0,0,0,0,0,0,0,0,0,0,0]
[2,{"$f":"SUM(E13:CA13)","v":0},null,"P(t=2)",0,0,0,0,0,0,0,0,0,0,0,0,0,0,0,0,0,0,0,0,0,0]
[3,0,null,"P(t=3)",0,0,0,0,0,0,0,0,0,0,0,0,0,0,0,0,0,0,0,0,0,0]
[4,0,null,"…",0,0,0,0,0,0,0,0,0,0,0,0,0,0,0,0,0,0,0,0,0,0]
[5,0,null,null,0,0,0,0,0,0,0,0,0,0,0,0,0,0,0,0,0,0,0,0,0,0]
[6,0,null,null,0,0,0,0,0,0,0,0,0,0,0,0,0,0,0,0,0,0,0,0,0,0]
[7,0,null,null,0,0,0,0,0,0,0,0,0,0,0,0,0,0,0,0,0,0,0,0,0,0]
[8,0,null,null,0,0,0,0,0,0,0,0,0,0,0,0,0,0,0,0,0,0,0,0,0,0]
[9,0,null,null,0,0,0,0,0,0,0,0,0,0,0,0,0,0,0,0,0,0,0,0,0,0]
[10,0,null,null,0,0,0,0,0,0,0,0,0,0,0,0,0,0,0,0,0,0,0,0,0,0]
[11,0,null,null,0,0,0,0,0,0,0,0,0,0,0,0,0,0,0,0,0,0,0,0,0,0]
[12,0,null,null,0,0,0,0,0,0,0,0,0,0,0,0,0,0,0,0,0,0,0,0,0,0]
[13,0,null,null,0,0,0,0,0,0,0,0,0,0,0,0,0,0,0,0,0,0,0,0,0,0]
[14,0,null,null,0,0,0,0,0,0,0,0,0,0,0,0,0,0,0,0,0,0,0,0,0,0]
[15,0,null,null,0,0,0,0,0,0,0,0,0,0,0,0,0,0,0,0,0,0,0,0,0,0]
[16,0,null,null,0,0,0,0,0,0,0,0,0,0,0,0,0,0,0,0,0,0,0,0,0,0]
[17,0,null,null,0,0,0,0,0,0,0,0,0,0,0,0,0,0,0,0,0,0,0,0,0,0]
[18,0,null,null,0,0,0,0,0,0,0,0,0,0,0,0,0,0,0,0,0,0,0,0,0,0]
[19,0,null,null,0,0,0,0,0,0,0,0,0,0,0,0,0,0,0,0,0,0,0,0,0,0]
[20,0,null,null,0,0,0,0,0,0,0,0,0,0,0,0,0,0,0,0,0,0,0,0,0,0]
[21,0,null,null,0,0,0,0,0,0,0,0,0,0,0,0,0,0,0,0,0,0,0,0,0,0]
[22,0,null,null,0,0,0,0,0,0,0,0,0,0,0,0,0,0,0,0,0,0,0,0,0,0]
[23,0,null,null,0,0,0,0,0,0,0,0,0,0,0,0,0,0,0,0,0,0,0,0,0,0]
[24,0,null,null,0,0,0,0,0,0,0,0,0,0,0,0,0,0,0,0,0,0,0,0,0,0]
[25,0,null,null,0,0,0,0,0,0,0,0,0,0,0,0,0,0,0,0,0,0,0,0,0,0]
[26,0,null,null,0,0,0,0,0,0,0,0,0,0,0,0,0,0,0,0,0,0,0,0,0,0]
[27,0,null,null,0,0,0,0,0,0,0,0,0,0,0,0,0,0,0,0,0,0,0,0,0,0]
[28,0,null,null,0,0,0,0,0,0,0,0,0,0,0,0,0,0,0,0,0,0,0,0,0,0]
[29,0,null,null,0,0,0,0,0,0,0,0,0,0,0,0,0,0,0,0,0,0,0,0,0,0]
[30,0,null,null,0,0,0,0,0,0,0,0,0,0,0,0,0,0,0,0,0,0,0,0,0,0]
[31,0,null,null,0,0,0,0,0,0,0,0,0,0,0,0,0,0,0,0,0,0,0,0,0,0]
[32,0,null,null,0,0,0,0,0,0,0,0,0,0,0,0,0,0,0,0,0,0,0,0,0,0]
[33,0,null,null,0,0,0,0,0,0,0,0,0,0,0,0,0,0,0,0,0,0,0,0,0,0]
[34,0,null,null,0,0,0,0,0,0,0,0,0,0,0,0,0,0,0,0,0,0,0,0,0,0]
[35,0,null,null,0,0,0,0,0,0,0,0,0,0,0,0,0,0,0,0,0,0,0,0,0,0]
[36,0,null,null,0,0,0,0,0,0,0,0,0,0,0,0,0,0,0,0,0,0,0,0,0,0]
[37,0,null,null,0,0,0,0,0,0,0,0,0,0,0,0,0,0,0,0,0,0,0,0,0,0]
[38,0,null,null,0,0,0,0,0,0,0,0,0,0,0,0,0,0,0,0,0,0,0,0,0,0]
[39,0,null,null,0,0,0,0,0,0,0,0,0,0,0,0,0,0,0,0,0,0,0,0,0,0]
[40,0,null,null,0,0,0,0,0,0,0,0,0,0,0,0,0,0,0,0,0,0,0,0,0,0]
[41,0,null,null,0,0,0,0,0,0,0,0,0,0,0,0,0,0,0,0,0,0,0,0,0,0]
[42,0,null,null,0,0,0,0,0,0,0,0,0,0,0,0,0,0,0,0,0,0,0,0,0,0]
[43,0,null,null,0,0,0,0,0,0,0,0,0,0,0,0,0,0,0,0,0,0,0,0,0,0]
[44,0,null,null,0,0,0,0,0,0,0,0,0,0,0,0,0,0,0,0,0,0,0,0,0,0]
[45,0,null,null,0,0,0,0,0,0,0,0,0,0,0,0,0,0,0,0,0,0,0,0,0,0]
[46,0,null,null,0,0,0,0,0,0,0,0,0,0,0,0,0,0,0,0,0,0,0,0,0,0]
[47,0,null,null,0,0,0,0,0,0,0,0,0,0,0,0,0,0,0,0,0,0,0,0,0,0]
[48,0,null,null,0,0,0,0,0,0,0,0,0,0,0,0,0,0,0,0,0,0,0,0,0,0]
[49,0,null,null,0,0,0,0,0,0,0,0,0,0,0,0,0,0,0,0,0,0,0,0,0,0]
[50,0,null,null,0,0,0,0,0,0,0,0,0,0,0,0,0,0,0,0,0,0,0,0,0,0]
[51,0,null,null,0,0,0,0,0,0,0,0,0,0,0,0,0,0,0,0,0,0,0,0,0,0]
[52,0,null,null,0,0,0,0,0,0,0,0,0,0,0,0,0,0,0,0,0,0,0,0,0,0]
[53,0,null,null,0,0,0,0,0,0,0,0,0,0,0,0,0,0,0,0,0,0,0,0,0,0]
[54,0,null,null,0,0,0,0,0,0,0,0,0,0,0,0,0,0,0,0,0,0,0,0,0,0]
[55,0,null,null,0,0,0,0,0,0,0,0,0,0,0,0,0,0,0,0,0,0,0,0,0,0]
[56,0,null,null,0,0,0,0,0,0,0,0,0,0,0,0,0,0,0,0,0,0,0,0,0,0]
[57,0,null,null,0,0,0,0,0,0,0,0,0,0,0,0,0,0,0,0,0,0,0,0,0,0]
[58,0,null,null,0,0,0,0,0,0,0,0,0,0,0,0,0,0,0,0,0,0,0,0,0,0]
[59,0,null,null,0,0,0,0,0,0,0,0,0,0,0,0,0,0,0,0,0,0,0,0,0,0]
[60,0,null,null,0,0,0,0,0,0,0,0,0,0,0,0,0,0,0,0,0,0,0,0,0,0]
[61,0,null,null,0,0,0,0,0,0,0,0,0,0,0,0,0,0,0,0,0,0,0,0,0,0]
[62,0,null,null,0,0,0,0,0,0,0,0,0,0,0,0,0,0,0,0,0,0,0,0,0,0]
[63,0,null,null,0,0,0,0,0,0,0,0,0,0,0,0,0,0,0,0,0,0,0,0,0,0]
[64,0,null,null,0,0,0,0,0,0,0,0,0,0,0,0,0,0,0,0,0,0,0,0,0,0]
[65,0,null,null,0,0,0,0,0,0,0,0,0,0,0,0,0,0,0,0,0,0,0,0,0,0]
[66,{"$f":"SUM(E77:CA77)","v":0},null,null,0,0,0,0,0,0,0,0,0,0,0,0,0,0,0,0,0,0,0,0,0,0]
[67,0,null,null,0,0,0,0,0,0,0,0,0,0,0,0,0,0,0,0,0,0,0,0,0,0]
[68,0,null,null,0,0,0,0,0,0,0,0,0,0,0,0,0,0,0,0,0,0,0,0,0,0]
[69,0,null,null,0,0,0,0,0,0,0,0,0,0,0,0,0,0,0,0,0,0,0,0,0,0]
[70,0,null,null,0,0,0,0,0,0,0,0,0,0,0,0,0,0,0,0,0,0,0,0,0,0]
[71,0,null,null,0,0,0,0,0,0,0,0,0,0,0,0,0,0,0,0,0,0,0,0,0,0]
[72,0,null,null,0,0,0,0,0,0,0,0,0,0,0,0,0,0,0,0,0,0,0,0,0,0]
[73,0,null,null,0,0,0,0,0,0,0,0,0,0,0,0,0,0,0,0,0,0,0,0,0,0]
[74,0,null,null,0,0,0,0,0,0,0,0,0,0,0,0,0,0,0,0,0,0,0,0,0,0]
[75,0,null,null,0,0,0,0,0,0,0,0,0,0,0,0,0,0,0,0,0,0,0,0,0,0]
[76,0,null,null,0,0,0,0,0,0,0,0,0,0,0,0,0,0,0,0,0,0,0,0,0,0]
[77,0,null,null,0,0,0,0,0,0,0,0,0,0,0,0,0,0,0,0,0,0,0,0,0,0]
[78,0,null,null,0,0,0,0,0,0,0,0,0,0,0,0,0,0,0,0,0,0,0,0,0,0]
[79,0,null,null,0,0,0,0,0,0,0,0,0,0,0,0,0,0,0,0,0,0,0,0,0,0]
[80,0,null,null,0,0,0,0,0,0,0,0,0,0,0,0,0,0,0,0,0,0,0,0,0,0]
[81,0,null,null,0,0,0,0,0,0,0,0,0,0,0,0,0,0,0,0,0,0,0,0,0,0]
[82,0,null,null,0,0,0,0,0,0,0,0,0,0,0,0,0,0,0,0,0,0,0,0,0,0]
[83,0,null,null,0,0,0,0,0,0,0,0,0,0,0,0,0,0,0,0,0,0,0,0,0,0]
[84,0,null,null,0,0,0,0,0,0,0,0,0,0,0,0,0,0,0,0,0,0,0,0,0,0]
[85,0,null,null,0,0,0,0,0,0,0,0,0,0,0,0,0,0,0,0,0,0,0,0,0,0]
[86,0,null,null,0,0,0,0,0,0,0,0,0,0,0,0,0,0,0,0,0,0,0,0,0,0]
[87,0,null,null,0,0,0,0,0,0,0,0,0,0,0,0,0,0,0,0,0,0,0,0,0,0]
[88,0,null,null,0,0,0,0,0,0,0,0,0,0,0,0,0,0,0,0,0,0,0,0,0,0]
[89,0,null,null,0,0,0,0,0,0,0,0,0,0,0,0,0,0,0,0,0,0,0,0,0,0]
[90,0,null,null,0,0,0,0,0,0,0,0,0,0,0,0,0,0,0,0,0,0,0,0,0,0]
[91,0,null,null,0,0,0,0,0,0,0,0,0,0,0,0,0,0,0,0,0,0,0,0,0,0]
[92,0,null,null,0,0,0,0,0,0,0,0,0,0,0,0,0,0,0,0,0,0,0,0,0,0]
[93,0,null,null,0,0,0,0,0,0,0,0,0,0,0,0,0,0,0,0,0,0,0,0,0,0]
[94,0,null,null,0,0,0,0,0,0,0,0,0,0,0,0,0,0,0,0,0,0,0,0,0,0]
[95,0,null,null,0,0,0,0,0,0,0,0,0,0,0,0,0,0,0,0,0,0,0,0,0,0]
[96,0,null,null,0,0,0,0,0,0,0,0,0,0,0,0,0,0,0,0,0,0,0,0,0,0]
[97,0,null,null,0,0,0,0,0,0,0,0,0,0,0,0,0,0,0,0,0,0,0,0,0,0]
[98,0,null,null,0,0,0,0,0,0,0,0,0,0,0,0,0,0,0,0,0,0,0,0,0,0]
[99,0,null,null,0,0,0,0,0,0,0,0,0,0,0,0,0,0,0,0,0,0,0,0,0,0]
[100,0,null,null,0,0,0,0,0,0,0,0,0,0,0,0,0,0,0,0,0,0,0,0,0,0]
[101,0,null,null,0,0,0,0,0,0,0,0,0,0,0,0,0,0,0,0,0,0,0,0,0,0]
[102,0,null,null,0,0,0,0,0,0,0,0,0,0,0,0,0,0,0,0,0,0,0,0,0,0]
[103,0,null,null,0,0,0,0,0,0,0,0,0,0,0,0,0,0,0,0,0,0,0,0,0,0]
[104,0,null,null,0,0,0,0,0,0,0,0,0,0,0,0,0,0,0,0,0,0,0,0,0,0]
[105,0,null,null,0,0,0,0,0,0,0,0,0,0,0,0,0,0,0,0,0,0,0,0,0,0]
[106,0,null,null,0,0,0,0,0,0,0,0,0,0,0,0,0,0,0,0,0,0,0,0,0,0]
[107,0,null,null,0,0,0,0,0,0,0,0,0,0,0,0,0,0,0,0,0,0,0,0,0,0]
[108,0,null,null,0,0,0,0,0,0,0,0,0,0,0,0,0,0,0,0,0,0,0,0,0,0]
[109,0,null,null,0,0,0,0,0,0,0,0,0,0,0,0,0,0,0,0,0,0,0,0,0,0]
[110,0,null,null,0,0,0,0,0,0,0,0,0,0,0,0,0,0,0,0,0,0,0,0,0,0]
[111,0,null,null,0,0,0,0,0,0,0,0,0,0,0,0,0,0,0,0,0,0,0,0,0,0]
[112,0,null,null,0,0,0,0,0,0,0,0,0,0,0,0,0,0,0,0,0,0,0,0,0,0]
[113,0,null,null,0,0,0,0,0,0,0,0,0,0,0,0,0,0,0,0,0,0,0,0,0,0]
[114,0,null,null,0,0,0,0,0,0,0,0,0,0,0,0,0,0,0,0,0,0,0,0,0,0]
[115,0,null,null,0,0,0,0,0,0,0,0,0,0,0,0,0,0,0,0,0,0,0,0,0,0]
[116,0,null,null,0,0,0,0,0,0,0,0,0,0,0,0,0,0,0,0,0,0,0,0,0,0]
[117,0,null,null,0,0,0,0,0,0,0,0,0,0,0,0,0,0,0,0,0,0,0,0,0,0]
[118,0,null,null,0,0,0,0,0,0,0,0,0,0,0,0,0,0,0,0,0,0,0,0,0,0]
[119,0,null,null,0,0,0,0,0,0,0,0,0,0,0,0,0,0,0,0,0,0,0,0,0,0]
[120,0,null,null,0,0,0,0,0,0,0,0,0,0,0,0,0,0,0,0,0,0,0,0,0,0]
[121,0,null,null,0,0,0,0,0,0,0,0,0,0,0,0,0,0,0,0,0,0,0,0,0,0]
[122,0,null,null,0,0,0,0,0,0,0,0,0,0,0,0,0,0,0,0,0,0,0,0,0,0]
[123,0,null,null,0,0,0,0,0,0,0,0,0,0,0,0,0,0,0,0,0,0,0,0,0,0]
[124,0,null,null,0,0,0,0,0,0,0,0,0,0,0,0,0,0,0,0,0,0,0,0,0,0]
[125,0,null,null,0,0,0,0,0,0,0,0,0,0,0,0,0,0,0,0,0,0,0,0,0,0]
[126,0,null,null,0,0,0,0,0,0,0,0,0,0,0,0,0,0,0,0,0,0,0,0,0,0]
[127,0,null,null,0,0,0,0,0,0,0,0,0,0,0,0,0,0,0,0,0,0,0,0,0,0]
[128,0,null,null,0,0,0,0,0,0,0,0,0,0,0,0,0,0,0,0,0,0,0,0,0,0]
[129,0,null,null,0,0,0,0,0,0,0,0,0,0,0,0,0,0,0,0,0,0,0,0,0,0]
[130,{"$f":"SUM(E141:CA141)","v":0},null,null,0,0,0,0,0,0,0,0,0,0,0,0,0,0,0,0,0,0,0,0,0,0]
[131,0,null,null,0,0,0,0,0,0,0,0,0,0,0,0,0,0,0,0,0,0,0,0,0,0]
[132,0,null,null,0,0,0,0,0,0,0,0,0,0,0,0,0,0,0,0,0,0,0,0,0,0]
[133,0,null,null,0,0,0,0,0,0,0,0,0,0,0,0,0,0,0,0,0,0,0,0,0,0]
[134,0,null,null,0,0,0,0,0,0,0,0,0,0,0,0,0,0,0,0,0,0,0,0,0,0]
[135,0,null,null,0,0,0,0,0,0,0,0,0,0,0,0,0,0,0,0,0,0,0,0,0,0]
[136,0,null,null,0,0,0,0,0,0,0,0,0,0,0,0,0,0,0,0,0,0,0,0,0,0]
[137,0,null,null,0,0,0,0,0,0,0,0,0,0,0,0,0,0,0,0,0,0,0,0,0,0]
[138,0,null,null,0,0,0,0,0,0,0,0,0,0,0,0,0,0,0,0,0,0,0,0,0,0]
[139,0,null,null,0,0,0,0,0,0,0,0,0,0,0,0,0,0,0,0,0,0,0,0,0,0]
[140,0,null,null,0,0,0,0,0,0,0,0,0,0,0,0,0,0,0,0,0,0,0,0,0,0]
[141,0,null,null,0,0,0,0,0,0,0,0,0,0,0,0,0,0,0,0,0,0,0,0,0,0]
[142,0,null,null,0,0,0,0,0,0,0,0,0,0,0,0,0,0,0,0,0,0,0,0,0,0]
[143,0,null,null,0,0,0,0,0,0,0,0,0,0,0,0,0,0,0,0,0,0,0,0,0,0]
[144,0,null,null,0,0,0,0,0,0,0,0,0,0,0,0,0,0,0,0,0,0,0,0,0,0]
[145,0,null,null,0,0,0,0,0,0,0,0,0,0,0,0,0,0,0,0,0,0,0,0,0,0]
[146,0,null,null,0,0,0,0,0,0,0,0,0,0,0,0,0,0,0,0,0,0,0,0,0,0]
[147,0,null,null,0,0,0,0,0,0,0,0,0,0,0,0,0,0,0,0,0,0,0,0,0,0]
[148,0,null,null,0,0,0,0,0,0,0,0,0,0,0,0,0,0,0,0,0,0,0,0,0,0]
[149,0,null,null,0,0,0,0,0,0,0,0,0,0,0,0,0,0,0,0,0,0,0,0,0,0]
[150,0,null,null,0,0,0,0,0,0,0,0,0,0,0,0,0,0,0,0,0,0,0,0,0,0]
[151,0,null,null,0,0,0,0,0,0,0,0,0,0,0,0,0,0,0,0,0,0,0,0,0,0]
[152,0,null,null,0,0,0,0,0,0,0,0,0,0,0,0,0,0,0,0,0,0,0,0,0,0]
[153,0,null,null,0,0,0,0,0,0,0,0,0,0,0,0,0,0,0,0,0,0,0,0,0,0]
[154,0,null,null,0,0,0,0,0,0,0,0,0,0,0,0,0,0,0,0,0,0,0,0,0,0]
[155,0,null,null,0,0,0,0,0,0,0,0,0,0,0,0,0,0,0,0,0,0,0,0,0,0]
[156,0,null,null,0,0,0,0,0,0,0,0,0,0,0,0,0,0,0,0,0,0,0,0,0,0]
[157,0,null,null,0,0,0,0,0,0,0,0,0,0,0,0,0,0,0,0,0,0,0,0,0,0]
[158,0,null,null,0,0,0,0,0,0,0,0,0,0,0,0,0,0,0,0,0,0,0,0,0,0]
[159,0,null,null,0,0,0,0,0,0,0,0,0,0,0,0,0,0,0,0,0,0,0,0,0,0]
[160,0,null,null,0,0,0,0,0,0,0,0,0,0,0,0,0,0,0,0,0,0,0,0,0,0]
[161,0,null,null,0,0,0,0,0,0,0,0,0,0,0,0,0,0,0,0,0,0,0,0,0,0]
[162,0,null,null,0,0,0,0,0,0,0,0,0,0,0,0,0,0,0,0,0,0,0,0,0,0]
[163,0,null,null,0,0,0,0,0,0,0,0,0,0,0,0,0,0,0,0,0,0,0,0,0,0]
[164,0,null,null,0,0,0,0,0,0,0,0,0,0,0,0,0,0,0,0,0,0,0,0,0,0]
[165,0,null,null,0,0,0,0,0,0,0,0,0,0,0,0,0,0,0,0,0,0,0,0,0,0]
[166,0,null,null,0,0,0,0,0,0,0,0,0,0,0,0,0,0,0,0,0,0,0,0,0,0]
[167,0,null,null,0,0,0,0,0,0,0,0,0,0,0,0,0,0,0,0,0,0,0,0,0,0]
[168,0,null,null,0,0,0,0,0,0,0,0,0,0,0,0,0,0,0,0,0,0,0,0,0,0]
[169,0,null,null,0,0,0,0,0,0,0,0,0,0,0,0,0,0,0,0,0,0,0,0,0,0]
[170,0,null,null,0,0,0,0,0,0,0,0,0,0,0,0,0,0,0,0,0,0,0,0,0,0]
[171,0,null,null,0,0,0,0,0,0,0,0,0,0,0,0,0,0,0,0,0,0,0,0,0,0]
[172,0,null,null,0,0,0,0,0,0,0,0,0,0,0,0,0,0,0,0,0,0,0,0,0,0]
[173,0,null,null,0,0,0,0,0,0,0,0,0,0,0,0,0,0,0,0,0,0,0,0,0,0]
[174,0,null,null,0,0,0,0,0,0,0,0,0,0,0,0,0,0,0,0,0,0,0,0,0,0]
[175,0,null,null,0,0,0,0,0,0,0,0,0,0,0,0,0,0,0,0,0,0,0,0,0,0]
[176,0,null,null,0,0,0,0,0,0,0,0,0,0,0,0,0,0,0,0,0,0,0,0,0,0]
[177,0,null,null,0,0,0,0,0,0,0,0,0,0,0,0,0,0,0,0,0,0,0,0,0,0]
[178,0,null,null,0,0,0,0,0,0,0,0,0,0,0,0,0,0,0,0,0,0,0,0,0,0]
[179,0,null,null,0,0,0,0,0,0,0,0,0,0,0,0,0,0,0,0,0,0,0,0,0,0]
[180,0,null,null,0,0,0,0,0,0,0,0,0,0,0,0,0,0,0,0,0,0,0,0,0,0]
[181,0,null,null,0,0,0,0,0,0,0,0,0,0,0,0,0,0,0,0,0,0,0,0,0,0]
[182,0,null,null,0,0,0,0,0,0,0,0,0,0,0,0,0,0,0,0,0,0,0,0,0,0]
[183,0,null,null,0,0,0,0,0,0,0,0,0,0,0,0,0,0,0,0,0,0,0,0,0,0]
[184,0,null,null,0,0,0,0,0,0,0,0,0,0,0,0,0,0,0,0,0,0,0,0,0,0]
[185,0,null,null,0,0,0,0,0,0,0,0,0,0,0,0,0,0,0,0,0,0,0,0,0,0]
[186,0,null,null,0,0,0,0,0,0,0,0,0,0,0,0,0,0,0,0,0,0,0,0,0,0]
[187,0,null,null,0,0,0,0,0,0,0,0,0,0,0,0,0,0,0,0,0,0,0,0,0,0]
[188,0,null,null,0,0,0,0,0,0,0,0,0,0,0,0,0,0,0,0,0,0,0,0,0,0]
[189,0,null,null,0,0,0,0,0,0,0,0,0,0,0,0,0,0,0,0,0,0,0,0,0,0]
[190,0,null,null,0,0,0,0,0,0,0,0,0,0,0,0,0,0,0,0,0,0,0,0,0,0]
[191,0,null,null,0,0,0,0,0,0,0,0,0,0,0,0,0,0,0,0,0,0,0,0,0,0]
[192,0,null,null,0,0,0,0,0,0,0,0,0,0,0,0,0,0,0,0,0,0,0,0,0,0]
[193,0,null,null,0,0,0,0,0,0,0,0,0,0,0,0,0,0,0,0,0,0,0,0,0,0]
[194,{"$f":"SUM(E205:CA205)","v":0},null,null,0,0,0,0,0,0,0,0,0,0,0,0,0,0,0,0,0,0,0,0,0,0]
[195,0,null,null,0,0,0,0,0,0,0,0,0,0,0,0,0,0,0,0,0,0,0,0,0,0]
[196,0,null,null,0,0,0,0,0,0,0,0,0,0,0,0,0,0,0,0,0,0,0,0,0,0]
[197,0,null,null,0,0,0,0,0,0,0,0,0,0,0,0,0,0,0,0,0,0,0,0,0,0]
[198,0,null,null,0,0,0,0,0,0,0,0,0,0,0,0,0,0,0,0,0,0,0,0,0,0]
[199,0,null,null,0,0,0,0,0,0,0,0,0,0,0,0,0,0,0,0,0,0,0,0,0,0]
[200,0,null,null,0,0,0,0,0,0,0,0,0,0,0,0,0,0,0,0,0,0,0,0,0,0]
[201,0,null,null,0,0,0,0,0,0,0,0,0,0,0,0,0,0,0,0,0,0,0,0,0,0]
[202,0,null,null,0,0,0,0,0,0,0,0,0,0,0,0,0,0,0,0,0,0,0,0,0,0]
[203,0,null,null,0,0,0,0,0,0,0,0,0,0,0,0,0,0,0,0,0,0,0,0,0,0]
[204,0,null,null,0,0,0,0,0,0,0,0,0,0,0,0,0,0,0,0,0,0,0,0,0,0]
[205,0,null,null,0,0,0,0,0,0,0,0,0,0,0,0,0,0,0,0,0,0,0,0,0,0]
[206,0,null,null,0,0,0,0,0,0,0,0,0,0,0,0,0,0,0,0,0,0,0,0,0,0]
[207,0,null,null,0,0,0,0,0,0,0,0,0,0,0,0,0,0,0,0,0,0,0,0,0,0]
[208,0,null,null,0,0,0,0,0,0,0,0,0,0,0,0,0,0,0,0,0,0,0,0,0,0]
[209,0,null,null,0,0,0,0,0,0,0,0,0,0,0,0,0,0,0,0,0,0,0,0,0,0]
[210,0,null,null,0,0,0,0,0,0,0,0,0,0,0,0,0,0,0,0,0,0,0,0,0,0]
[211,0,null,null,0,0,0,0,0,0,0,0,0,0,0,0,0,0,0,0,0,0,0,0,0,0]
[212,0,null,null,0,0,0,0,0,0,0,0,0,0,0,0,0,0,0,0,0,0,0,0,0,0]
[213,0,null,null,0,0,0,0,0,0,0,0,0,0,0,0,0,0,0,0,0,0,0,0,0,0]
[214,0,null,null,0,0,0,0,0,0,0,0,0,0,0,0,0,0,0,0,0,0,0,0,0,0]
[215,0,null,null,0,0,0,0,0,0,0,0,0,0,0,0,0,0,0,0,0,0,0,0,0,0]
[216,0,null,null,0,0,0,0,0,0,0,0,0,0,0,0,0,0,0,0,0,0,0,0,0,0]
[217,0,null,null,0,0,0,0,0,0,0,0,0,0,0,0,0,0,0,0,0,0,0,0,0,0]
[218,0,null,null,0,0,0,0,0,0,0,0,0,0,0,0,0,0,0,0,0,0,0,0,0,0]
[219,0,null,null,0,0,0,0,0,0,0,0,0,0,0,0,0,0,0,0,0,0,0,0,0,0]
[220,0,null,null,0,0,0,0,0,0,0,0,0,0,0,0,0,0,0,0,0,0,0,0,0,0]
[221,0,null,null,0,0,0,0,0,0,0,0,0,0,0,0,0,0,0,0,0,0,0,0,0,0]
[222,0,null,null,0,0,0,0,0,0,0,0,0,0,0,0,0,0,0,0,0,0,0,0,0,0]
[223,0,null,null,0,0,0,0,0,0,0,0,0,0,0,0,0,0,0,0,0,0,0,0,0,0]
[224,0,null,null,0,0,0,0,0,0,0,0,0,0,0,0,0,0,0,0,0,0,0,0,0,0]
[225,0,null,null,0,0,0,0,0,0,0,0,0,0,0,0,0,0,0,0,0,0,0,0,0,0]
[226,0,null,null,0,0,0,0,0,0,0,0,0,0,0,0,0,0,0,0,0,0,0,0,0,0]
[227,0,null,null,0,0,0,0,0,0,0,0,0,0,0,0,0,0,0,0,0,0,0,0,0,0]
[228,0,null,null,0,0,0,0,0,0,0,0,0,0,0,0,0,0,0,0,0,0,0,0,0,0]
[229,0,null,null,0,0,0,0,0,0,0,0,0,0,0,0,0,0,0,0,0,0,0,0,0,0]
[230,0,null,null,0,0,0,0,0,0,0,0,0,0,0,0,0,0,0,0,0,0,0,0,0,0]
[231,0,null,null,0,0,0,0,0,0,0,0,0,0,0,0,0,0,0,0,0,0,0,0,0,0]
[232,0,null,null,0,0,0,0,0,0,0,0,0,0,0,0,0,0,0,0,0,0,0,0,0,0]
[233,0,null,null,0,0,0,0,0,0,0,0,0,0,0,0,0,0,0,0,0,0,0,0,0,0]
[234,0,null,null,0,0,0,0,0,0,0,0,0,0,0,0,0,0,0,0,0,0,0,0,0,0]
[235,0,null,null,0,0,0,0,0,0,0,0,0,0,0,0,0,0,0,0,0,0,0,0,0,0]
[236,0,null,null,0,0,0,0,0,0,0,0,0,0,0,0,0,0,0,0,0,0,0,0,0,0]
[237,0,null,null,0,0,0,0,0,0,0,0,0,0,0,0,0,0,0,0,0,0,0,0,0,0]
[238,0,null,null,0,0,0,0,0,0,0,0,0,0,0,0,0,0,0,0,0,0,0,0,0,0]
[239,0,null,null,0,0,0,0,0,0,0,0,0,0,0,0,0,0,0,0,0,0,0,0,0,0]
[240,0,null,null,0,0,0,0,0,0,0,0,0,0,0,0,0,0,0,0,0,0,0,0,0,0]
[241,0,null,null,0,0,0,0,0,0,0,0,0,0,0,0,0,0,0,0,0,0,0,0,0,0]
[242,0,null,null,0,0,0,0,0,0,0,0,0,0,0,0,0,0,0,0,0,0,0,0,0,0]
[243,0,null,null,0,0,0,0,0,0,0,0,0,0,0,0,0,0,0,0,0,0,0,0,0,0]
[244,0,null,null,0,0,0,0,0,0,0,0,0,0,0,0,0,0,0,0,0,0,0,0,0,0]
[245,0,null,null,0,0,0,0,0,0,0,0,0,0,0,0,0,0,0,0,0,0,0,0,0,0]
[246,0,null,null,0,0,0,0,0,0,0,0,0,0,0,0,0,0,0,0,0,0,0,0,0,0]
[247,0,null,null,0,0,0,0,0,0,0,0,0,0,0,0,0,0,0,0,0,0,0,0,0,0]
[248,0,null,null,0,0,0,0,0,0,0,0,0,0,0,0,0,0,0,0,0,0,0,0,0,0]
[249,0,null,null,0,0,0,0,0,0,0,0,0,0,0,0,0,0,0,0,0,0,0,0,0,0]
[250,0,null,null,0,0,0,0,0,0,0,0,0,0,0,0,0,0,0,0,0,0,0,0,0,0]
[251,0,null,null,0,0,0,0,0,0,0,0,0,0,0,0,0,0,0,0,0,0,0,0,0,0]
[252,0,null,null,0,0,0,0,0,0,0,0,0,0,0,0,0,0,0,0,0,0,0,0,0,0]
[253,0,null,null,0,0,0,0,0,0,0,0,0,0,0,0,0,0,0,0,0,0,0,0,0,0]
[254,0,null,null,0,0,0,0,0,0,0,0,0,0,0,0,0,0,0,0,0,0,0,0,0,0]
[255,0,null,null,0,0,0,0,0,0,0,0,0,0,0,0,0,0,0,0,0,0,0,0,0,0]
[256,0,null,null,0,0,0,0,0,0,0,0,0,0,0,0,0,0,0,0,0,0,0,0,0,0]
[257,0,null,null,0,0,0,0,0,0,0,0,0,0,0,0,0,0,0,0,0,0,0,0,0,0]
[258,{"$f":"SUM(E269:CA269)","v":0},null,null,0,0,0,0,0,0,0,0,0,0,0,0,0,0,0,0,0,0,0,0,0,0]
[259,0,null,null,0,0,0,0,0,0,0,0,0,0,0,0,0,0,0,0,0,0,0,0,0,0]
[260,0,null,null,0,0,0,0,0,0,0,0,0,0,0,0,0,0,0,0,0,0,0,0,0,0]
[261,0,null,null,0,0,0,0,0,0,0,0,0,0,0,0,0,0,0,0,0,0,0,0,0,0]
[262,0,null,null,0,0,0,0,0,0,0,0,0,0,0,0,0,0,0,0,0,0,0,0,0,0]
[263,0,null,null,0,0,0,0,0,0,0,0,0,0,0,0,0,0,0,0,0,0,0,0,0,0]
[264,0,null,null,0,0,0,0,0,0,0,0,0,0,0,0,0,0,0,0,0,0,0,0,0,0]
[265,0,null,null,0,0,0,0,0,0,0,0,0,0,0,0,0,0,0,0,0,0,0,0,0,0]
[266,0,null,null,0,0,0,0,0,0,0,0,0,0,0,0,0,0,0,0,0,0,0,0,0,0]
[267,0,null,null,0,0,0,0,0,0,0,0,0,0,0,0,0,0,0,0,0,0,0,0,0,0]
[268,0,null,null,0,0,0,0,0,0,0,0,0,0,0,0,0,0,0,0,0,0,0,0,0,0]
[269,0,null,null,0,0,0,0,0,0,0,0,0,0,0,0,0,0,0,0,0,0,0,0,0,0]
[270,0,null,null,0,0,0,0,0,0,0,0,0,0,0,0,0,0,0,0,0,0,0,0,0,0]
[271,0,null,null,0,0,0,0,0,0,0,0,0,0,0,0,0,0,0,0,0,0,0,0,0,0]
[272,0,null,null,0,0,0,0,0,0,0,0,0,0,0,0,0,0,0,0,0,0,0,0,0,0]
[273,0,null,null,0,0,0,0,0,0,0,0,0,0,0,0,0,0,0,0,0,0,0,0,0,0]
[274,0,null,null,0,0,0,0,0,0,0,0,0,0,0,0,0,0,0,0,0,0,0,0,0,0]
[275,0,null,null,0,0,0,0,0,0,0,0,0,0,0,0,0,0,0,0,0,0,0,0,0,0]
[276,0,null,null,0,0,0,0,0,0,0,0,0,0,0,0,0,0,0,0,0,0,0,0,0,0]
[277,0,null,null,0,0,0,0,0,0,0,0,0,0,0,0,0,0,0,0,0,0,0,0,0,0]
[278,0,null,null,0,0,0,0,0,0,0,0,0,0,0,0,0,0,0,0,0,0,0,0,0,0]
[279,0,null,null,0,0,0,0,0,0,0,0,0,0,0,0,0,0,0,0,0,0,0,0,0,0]
[280,0,null,null,0,0,0,0,0,0,0,0,0,0,0,0,0,0,0,0,0,0,0,0,0,0]
[281,0,null,null,0,0,0,0,0,0,0,0,0,0,0,0,0,0,0,0,0,0,0,0,0,0]
[282,0,null,null,0,0,0,0,0,0,0,0,0,0,0,0,0,0,0,0,0,0,0,0,0,0]
[283,0,null,null,0,0,0,0,0,0,0,0,0,0,0,0,0,0,0,0,0,0,0,0,0,0]
[284,0,null,null,0,0,0,0,0,0,0,0,0,0,0,0,0,0,0,0,0,0,0,0,0,0]
[285,0,null,null,0,0,0,0,0,0,0,0,0,0,0,0,0,0,0,0,0,0,0,0,0,0]
[286,0,null,null,0,0,0,0,0,0,0,0,0,0,0,0,0,0,0,0,0,0,0,0,0,0]
[287,0,null,null,0,0,0,0,0,0,0,0,0,0,0,0,0,0,0,0,0,0,0,0,0,0]
[288,0,null,null,0,0,0,0,0,0,0,0,0,0,0,0,0,0,0,0,0,0,0,0,0,0]
[289,0,null,null,0,0,0,0,0,0,0,0,0,0,0,0,0,0,0,0,0,0,0,0,0,0]
[290,0,null,null,0,0,0,0,0,0,0,0,0,0,0,0,0,0,0,0,0,0,0,0,0,0]
[291,0,null,null,0,0,0,0,0,0,0,0,0,0,0,0,0,0,0,0,0,0,0,0,0,0]
[292,0,null,null,0,0,0,0,0,0,0,0,0,0,0,0,0,0,0,0,0,0,0,0,0,0]
[293,0,null,null,0,0,0,0,0,0,0,0,0,0,0,0,0,0,0,0,0,0,0,0,0,0]
[294,0,null,null,0,0,0,0,0,0,0,0,0,0,0,0,0,0,0,0,0,0,0,0,0,0]
[295,0,null,null,0,0,0,0,0,0,0,0,0,0,0,0,0,0,0,0,0,0,0,0,0,0]
[296,0,null,null,0,0,0,0,0,0,0,0,0,0,0,0,0,0,0,0,0,0,0,0,0,0]
[297,0,null,null,0,0,0,0,0,0,0,0,0,0,0,0,0,0,0,0,0,0,0,0,0,0]
[298,0,null,null,0,0,0,0,0,0,0,0,0,0,0,0,0,0,0,0,0,0,0,0,0,0]
[299,0,null,null,0,0,0,0,0,0,0,0,0,0,0,0,0,0,0,0,0,0,0,0,0,0]
[300,0,null,null,0,0,0,0,0,0,0,0,0,0,0,0,0,0,0,0,0,0,0,0,0,0]
[301,0,null,null,0,0,0,0,0,0,0,0,0,0,0,0,0,0,0,0,0,0,0,0,0,0]
[302,0,null,null,0,0,0,0,0,0,0,0,0,0,0,0,0,0,0,0,0,0,0,0,0,0]
[303,0,null,null,0,0,0,0,0,0,0,0,0,0,0,0,0,0,0,0,0,0,0,0,0,0]
[304,0,null,null,0,0,0,0,0,0,0,0,0,0,0,0,0,0,0,0,0,0,0,0,0,0]
[305,0,null,null,0,0,0,0,0,0,0,0,0,0,0,0,0,0,0,0,0,0,0,0,0,0]
[306,0,null,null,0,0,0,0,0,0,0,0,0,0,0,0,0,0,0,0,0,0,0,0,0,0]
[307,0,null,null,0,0,0,0,0,0,0,0,0,0,0,0,0,0,0,0,0,0,0,0,0,0]
[308,0,null,null,0,0,0,0,0,0,0,0,0,0,0,0,0,0,0,0,0,0,0,0,0,0]
[309,0,null,null,0,0,0,0,0,0,0,0,0,0,0,0,0,0,0,0,0,0,0,0,0,0]
[310,0,null,null,0,0,0,0,0,0,0,0,0,0,0,0,0,0,0,0,0,0,0,0,0,0]
[311,0,null,null,0,0,0,0,0,0,0,0,0,0,0,0,0,0,0,0,0,0,0,0,0,0]
[312,0,null,null,0,0,0,0,0,0,0,0,0,0,0,0,0,0,0,0,0,0,0,0,0,0]
[313,0,null,null,0,0,0,0,0,0,0,0,0,0,0,0,0,0,0,0,0,0,0,0,0,0]
[314,0,null,null,0,0,0,0,0,0,0,0,0,0,0,0,0,0,0,0,0,0,0,0,0,0]
[315,0,null,null,0,0,0,0,0,0,0,0,0,0,0,0,0,0,0,0,0,0,0,0,0,0]
[316,0,null,null,0,0,0,0,0,0,0,0,0,0,0,0,0,0,0,0,0,0,0,0,0,0]
[317,0,null,null,0,0,0,0,0,0,0,0,0,0,0,0,0,0,0,0,0,0,0,0,0,0]
[318,0,null,null,0,0,0,0,0,0,0,0,0,0,0,0,0,0,0,0,0,0,0,0,0,0]
[319,0,null,null,0,0,0,0,0,0,0,0,0,0,0,0,0,0,0,0,0,0,0,0,0,0]
[320,0,null,null,0,0,0,0,0,0,0,0,0,0,0,0,0,0,0,0,0,0,0,0,0,0]
[321,0,null,null,0,0,0,0,0,0,0,0,0,0,0,0,0,0,0,0,0,0,0,0,0,0]
[322,{"$f":"SUM(E333:CA333)","v":0},null,null,0,0,0,0,0,0,0,0,0,0,0,0,0,0,0,0,0,0,0,0,0,0]
[323,0,null,null,0,0,0,0,0,0,0,0,0,0,0,0,0,0,0,0,0,0,0,0,0,0]
[324,0,null,null,0,0,0,0,0,0,0,0,0,0,0,0,0,0,0,0,0,0,0,0,0,0]
[325,0,null,null,0,0,0,0,0,0,0,0,0,0,0,0,0,0,0,0,0,0,0,0,0,0]
[326,0,null,null,0,0,0,0,0,0,0,0,0,0,0,0,0,0,0,0,0,0,0,0,0,0]
[327,0,null,null,0,0,0,0,0,0,0,0,0,0,0,0,0,0,0,0,0,0,0,0,0,0]
[328,0,null,null,0,0,0,0,0,0,0,0,0,0,0,0,0,0,0,0,0,0,0,0,0,0]
[329,0,null,null,0,0,0,0,0,0,0,0,0,0,0,0,0,0,0,0,0,0,0,0,0,0]
[330,0,null,null,0,0,0,0,0,0,0,0,0,0,0,0,0,0,0,0,0,0,0,0,0,0]
[331,0,null,null,0,0,0,0,0,0,0,0,0,0,0,0,0,0,0,0,0,0,0,0,0,0]
[332,0,null,null,0,0,0,0,0,0,0,0,0,0,0,0,0,0,0,0,0,0,0,0,0,0]
[333,0,null,null,0,0,0,0,0,0,0,0,0,0,0,0,0,0,0,0,0,0,0,0,0,0]
[334,0,null,null,0,0,0,0,0,0,0,0,0,0,0,0,0,0,0,0,0,0,0,0,0,0]
[335,0,null,null,0,0,0,0,0,0,0,0,0,0,0,0,0,0,0,0,0,0,0,0,0,0]
[336,0,null,null,0,0,0,0,0,0,0,0,0,0,0,0,0,0,0,0,0,0,0,0,0,0]
[337,0,null,null,0,0,0,0,0,0,0,0,0,0,0,0,0,0,0,0,0,0,0,0,0,0]
[338,0,null,null,0,0,0,0,0,0,0,0,0,0,0,0,0,0,0,0,0,0,0,0,0,0]
[339,0,null,null,0,0,0,0,0,0,0,0,0,0,0,0,0,0,0,0,0,0,0,0,0,0]
[340,0,null,null,0,0,0,0,0,0,0,0,0,0,0,0,0,0,0,0,0,0,0,0,0,0]
[341,0,null,null,0,0,0,0,0,0,0,0,0,0,0,0,0,0,0,0,0,0,0,0,0,0]
[342,0,null,null,0,0,0,0,0,0,0,0,0,0,0,0,0,0,0,0,0,0,0,0,0,0]
[343,0,null,null,0,0,0,0,0,0,0,0,0,0,0,0,0,0,0,0,0,0,0,0,0,0]
[344,0,null,null,0,0,0,0,0,0,0,0,0,0,0,0,0,0,0,0,0,0,0,0,0,0]
[345,0,null,null,0,0,0,0,0,0,0,0,0,0,0,0,0,0,0,0,0,0,0,0,0,0]
[346,0,null,null,0,0,0,0,0,0,0,0,0,0,0,0,0,0,0,0,0,0,0,0,0,0]
[347,0,null,null,0,0,0,0,0,0,0,0,0,0,0,0,0,0,0,0,0,0,0,0,0,0]
[348,0,null,null,0,0,0,0,0,0,0,0,0,0,0,0,0,0,0,0,0,0,0,0,0,0]
[349,0,null,null,0,0,0,0,0,0,0,0,0,0,0,0,0,0,0,0,0,0,0,0,0,0]
[350,0,null,null,0,0,0,0,0,0,0,0,0,0,0,0,0,0,0,0,0,0,0,0,0,0]
[351,0,null,null,0,0,0,0,0,0,0,0,0,0,0,0,0,0,0,0,0,0,0,0,0,0]
[352,0,null,null,0,0,0,0,0,0,0,0,0,0,0,0,0,0,0,0,0,0,0,0,0,0]
[353,0,null,null,0,0,0,0,0,0,0,0,0,0,0,0,0,0,0,0,0,0,0,0,0,0]
[354,0,null,null,0,0,0,0,0,0,0,0,0,0,0,0,0,0,0,0,0,0,0,0,0,0]
[355,0,null,null,0,0,0,0,0,0,0,0,0,0,0,0,0,0,0,0,0,0,0,0,0,0]
[356,0,null,null,0,0,0,0,0,0,0,0,0,0,0,0,0,0,0,0,0,0,0,0,0,0]
[357,0,null,null,0,0,0,0,0,0,0,0,0,0,0,0,0,0,0,0,0,0,0,0,0,0]
[358,0,null,null,0,0,0,0,0,0,0,0,0,0,0,0,0,0,0,0,0,0,0,0,0,0]
[359,0,null,null,0,0,0,0,0,0,0,0,0,0,0,0,0,0,0,0,0,0,0,0,0,0]
[360,0,null,null,0,0,0,0,0,0,0,0,0,0,0,0,0,0,0,0,0,0,0,0,0,0]
[361,0,null,null,0,0,0,0,0,0,0,0,0,0,0,0,0,0,0,0,0,0,0,0,0,0]
[362,0,null,null,0,0,0,0,0,0,0,0,0,0,0,0,0,0,0,0,0,0,0,0,0,0]
[363,0,null,null,0,0,0,0,0,0,0,0,0,0,0,0,0,0,0,0,0,0,0,0,0,0]
[364,0,null,null,0,0,0,0,0,0,0,0,0,0,0,0,0,0,0,0,0,0,0,0,0,0]
[365,0,null,null,0,0,0,0,0,0,0,0,0,0,0,0,0,0,0,0,0,0,0,0,0,0]
[366,0,null,null,0,0,0,0,0,0,0,0,0,0,0,0,0,0,0,0,0,0,0,0,0,0]
[367,0,null,null,0,0,0,0,0,0,0,0,0,0,0,0,0,0,0,0,0,0,0,0,0,0]
[368,0,null,null,0,0,0,0,0,0,0,0,0,0,0,0,0,0,0,0,0,0,0,0,0,0]
[369,0,null,null,0,0,0,0,0,0,0,0,0,0,0,0,0,0,0,0,0,0,0,0,0,0]
[370,0,null,null,0,0,0,0,0,0,0,0,0,0,0,0,0,0,0,0,0,0,0,0,0,0]
[371,0,null,null,0,0,0,0,0,0,0,0,0,0,0,0,0,0,0,0,0,0,0,0,0,0]
[372,0,null,null,0,0,0,0,0,0,0,0,0,0,0,0,0,0,0,0,0,0,0,0,0,0]
[373,0,null,null,0,0,0,0,0,0,0,0,0,0,0,0,0,0,0,0,0,0,0,0,0,0]
[374,0,null,null,0,0,0,0,0,0,0,0,0,0,0,0,0,0,0,0,0,0,0,0,0,0]
[375,0,null,null,0,0,0,0,0,0,0,0,0,0,0,0,0,0,0,0,0,0,0,0,0,0]
[376,0,null,null,0,0,0,0,0,0,0,0,0,0,0,0,0,0,0,0,0,0,0,0,0,0]
[377,0,null,null,0,0,0,0,0,0,0,0,0,0,0,0,0,0,0,0,0,0,0,0,0,0]
[378,0,null,null,0,0,0,0,0,0,0,0,0,0,0,0,0,0,0,0,0,0,0,0,0,0]
[379,0,null,null,0,0,0,0,0,0,0,0,0,0,0,0,0,0,0,0,0,0,0,0,0,0]
[380,0,null,null,0,0,0,0,0,0,0,0,0,0,0,0,0,0,0,0,0,0,0,0,0,0]
[381,0,null,null,0,0,0,0,0,0,0,0,0,0,0,0,0,0,0,0,0,0,0,0,0,0]
[382,0,null,null,0,0,0,0,0,0,0,0,0,0,0,0,0,0,0,0,0,0,0,0,0,0]
[383,0,null,null,0,0,0,0,0,0,0,0,0,0,0,0,0,0,0,0,0,0,0,0,0,0]
[384,0,null,null,0,0,0,0,0,0,0,0,0,0,0,0,0,0,0,0,0,0,0,0,0,0]
[385,0,null,null,0,0,0,0,0,0,0,0,0,0,0,0,0,0,0,0,0,0,0,0,0,0]
[386,{"$f":"SUM(E397:CA397)","v":0},null,null,0,0,0,0,0,0,0,0,0,0,0,0,0,0,0,0,0,0,0,0,0,0]
[387,0,null,null,0,0,0,0,0,0,0,0,0,0,0,0,0,0,0,0,0,0,0,0,0,0]
[388,0,null,null,0,0,0,0,0,0,0,0,0,0,0,0,0,0,0,0,0,0,0,0,0,0]
[389,0,null,null,0,0,0,0,0,0,0,0,0,0,0,0,0,0,0,0,0,0,0,0,0,0]
[390,0,null,null,0,0,0,0,0,0,0,0,0,0,0,0,0,0,0,0,0,0,0,0,0,0]
[391,0,null,null,0,0,0,0,0,0,0,0,0,0,0,0,0,0,0,0,0,0,0,0,0,0]
[392,0,null,null,0,0,0,0,0,0,0,0,0,0,0,0,0,0,0,0,0,0,0,0,0,0]
[393,0,null,null,0,0,0,0,0,0,0,0,0,0,0,0,0,0,0,0,0,0,0,0,0,0]
[394,0,null,null,0,0,0,0,0,0,0,0,0,0,0,0,0,0,0,0,0,0,0,0,0,0]
[395,0,null,null,0,0,0,0,0,0,0,0,0,0,0,0,0,0,0,0,0,0,0,0,0,0]
[396,0,null,null,0,0,0,0,0,0,0,0,0,0,0,0,0,0,0,0,0,0,0,0,0,0]
[397,0,null,null,0,0,0,0,0,0,0,0,0,0,0,0,0,0,0,0,0,0,0,0,0,0]
[398,0,null,null,0,0,0,0,0,0,0,0,0,0,0,0,0,0,0,0,0,0,0,0,0,0]
[399,0,null,null,0,0,0,0,0,0,0,0,0,0,0,0,0,0,0,0,0,0,0,0,0,0]
[400,0,null,null,0,0,0,0,0,0,0,0,0,0,0,0,0,0,0,0,0,0,0,0,0,0]
[401,0,null,null,0,0,0,0,0,0,0,0,0,0,0,0,0,0,0,0,0,0,0,0,0,0]
[402,0,null,null,0,0,0,0,0,0,0,0,0,0,0,0,0,0,0,0,0,0,0,0,0,0]
[403,0,null,null,0,0,0,0,0,0,0,0,0,0,0,0,0,0,0,0,0,0,0,0,0,0]
[404,0,null,null,0,0,0,0,0,0,0,0,0,0,0,0,0,0,0,0,0,0,0,0,0,0]
[405,0,null,null,0,0,0,0,0,0,0,0,0,0,0,0,0,0,0,0,0,0,0,0,0,0]
[406,0,null,null,0,0,0,0,0,0,0,0,0,0,0,0,0,0,0,0,0,0,0,0,0,0]
[407,0,null,null,0,0,0,0,0,0,0,0,0,0,0,0,0,0,0,0,0,0,0,0,0,0]
[408,0,null,null,0,0,0,0,0,0,0,0,0,0,0,0,0,0,0,0,0,0,0,0,0,0]
[409,0,null,null,0,0,0,0,0,0,0,0,0,0,0,0,0,0,0,0,0,0,0,0,0,0]
[410,0,null,null,0,0,0,0,0,0,0,0,0,0,0,0,0,0,0,0,0,0,0,0,0,0]
[411,0,null,null,0,0,0,0,0,0,0,0,0,0,0,0,0,0,0,0,0,0,0,0,0,0]
[412,0,null,null,0,0,0,0,0,0,0,0,0,0,0,0,0,0,0,0,0,0,0,0,0,0]
[413,0,null,null,0,0,0,0,0,0,0,0,0,0,0,0,0,0,0,0,0,0,0,0,0,0]
[414,0,null,null,0,0,0,0,0,0,0,0,0,0,0,0,0,0,0,0,0,0,0,0,0,0]
[415,0,null,null,0,0,0,0,0,0,0,0,0,0,0,0,0,0,0,0,0,0,0,0,0,0]
[416,0,null,null,0,0,0,0,0,0,0,0,0,0,0,0,0,0,0,0,0,0,0,0,0,0]
[417,0,null,null,0,0,0,0,0,0,0,0,0,0,0,0,0,0,0,0,0,0,0,0,0,0]
[418,0,null,null,0,0,0,0,0,0,0,0,0,0,0,0,0,0,0,0,0,0,0,0,0,0]
[419,0,null,null,0,0,0,0,0,0,0,0,0,0,0,0,0,0,0,0,0,0,0,0,0,0]
[420,0,null,null,0,0,0,0,0,0,0,0,0,0,0,0,0,0,0,0,0,0,0,0,0,0]
[421,0,null,null,0,0,0,0,0,0,0,0,0,0,0,0,0,0,0,0,0,0,0,0,0,0]
[422,0,null,null,0,0,0,0,0,0,0,0,0,0,0,0,0,0,0,0,0,0,0,0,0,0]
[423,0,null,null,0,0,0,0,0,0,0,0,0,0,0,0,0,0,0,0,0,0,0,0,0,0]
[424,0,null,null,0,0,0,0,0,0,0,0,0,0,0,0,0,0,0,0,0,0,0,0,0,0]
[425,0,null,null,0,0,0,0,0,0,0,0,0,0,0,0,0,0,0,0,0,0,0,0,0,0]
[426,0,null,null,0,0,0,0,0,0,0,0,0,0,0,0,0,0,0,0,0,0,0,0,0,0]
[427,0,null,null,0,0,0,0,0,0,0,0,0,0,0,0,0,0,0,0,0,0,0,0,0,0]
[428,0,null,null,0,0,0,0,0,0,0,0,0,0,0,0,0,0,0,0,0,0,0,0,0,0]
[429,0,null,null,0,0,0,0,0,0,0,0,0,0,0,0,0,0,0,0,0,0,0,0,0,0]
[430,40,null,null,0,0,0,0,0,0,0,0,0,0,0,0,0,0,40,0,0,0,0,0,0,0]
[431,40,null,null,0,0,0,0,0,0,0,0,0,0,0,0,0,0,40,0,0,0,0,0,0,0]
[432,0,null,null,0,0,0,0,0,0,0,0,0,0,0,0,0,0,0,0,0,0,0,0,0,0]
[433,0,null,null,0,0,0,0,0,0,0,0,0,0,0,0,0,0,0,0,0,0,0,0,0,0]
[434,0,null,null,0,0,0,0,0,0,0,0,0,0,0,0,0,0,0,0,0,0,0,0,0,0]
[435,0,null,null,0,0,0,0,0,0,0,0,0,0,0,0,0,0,0,0,0,0,0,0,0,0]
[436,0,null,null,0,0,0,0,0,0,0,0,0,0,0,0,0,0,0,0,0,0,0,0,0,0]
[437,0,null,null,0,0,0,0,0,0,0,0,0,0,0,0,0,0,0,0,0,0,0,0,0,0]
[438,0,null,null,0,0,0,0,0,0,0,0,0,0,0,0,0,0,0,0,0,0,0,0,0,0]
[439,0,null,null,0,0,0,0,0,0,0,0,0,0,0,0,0,0,0,0,0,0,0,0,0,0]
[440,0,null,null,0,0,0,0,0,0,0,0,0,0,0,0,0,0,0,0,0,0,0,0,0,0]
[441,0,null,null,0,0,0,0,0,0,0,0,0,0,0,0,0,0,0,0,0,0,0,0,0,0]
[442,0,null,null,0,0,0,0,0,0,0,0,0,0,0,0,0,0,0,0,0,0,0,0,0,0]
[443,0,null,null,0,0,0,0,0,0,0,0,0,0,0,0,0,0,0,0,0,0,0,0,0,0]
[444,0,null,null,0,0,0,0,0,0,0,0,0,0,0,0,0,0,0,0,0,0,0,0,0,0]
[445,0,null,null,0,0,0,0,0,0,0,0,0,0,0,0,0,0,0,0,0,0,0,0,0,0]
[446,0,null,null,0,0,0,0,0,0,0,0,0,0,0,0,0,0,0,0,0,0,0,0,0,0]
[447,0,null,null,0,0,0,0,0,0,0,0,0,0,0,0,0,0,0,0,0,0,0,0,0,0]
[448,0,null,null,0,0,0,0,0,0,0,0,0,0,0,0,0,0,0,0,0,0,0,0,0,0]
[449,0,null,null,0,0,0,0,0,0,0,0,0,0,0,0,0,0,0,0,0,0,0,0,0,0]
[450,{"$f":"SUM(E461:CA461)","v":0},null,null,0,0,0,0,0,0,0,0,0,0,0,0,0,0,0,0,0,0,0,0,0,0]
[451,0,null,null,0,0,0,0,0,0,0,0,0,0,0,0,0,0,0,0,0,0,0,0,0,0]
[452,0,null,null,0,0,0,0,0,0,0,0,0,0,0,0,0,0,0,0,0,0,0,0,0,0]
[453,0,null,null,0,0,0,0,0,0,0,0,0,0,0,0,0,0,0,0,0,0,0,0,0,0]
[454,0,null,null,0,0,0,0,0,0,0,0,0,0,0,0,0,0,0,0,0,0,0,0,0,0]
[455,0,null,null,0,0,0,0,0,0,0,0,0,0,0,0,0,0,0,0,0,0,0,0,0,0]
[456,0,null,null,0,0,0,0,0,0,0,0,0,0,0,0,0,0,0,0,0,0,0,0,0,0]
[457,0,null,null,0,0,0,0,0,0,0,0,0,0,0,0,0,0,0,0,0,0,0,0,0,0]
[458,0,null,null,0,0,0,0,0,0,0,0,0,0,0,0,0,0,0,0,0,0,0,0,0,0]
[459,0,null,null,0,0,0,0,0,0,0,0,0,0,0,0,0,0,0,0,0,0,0,0,0,0]
[460,0,null,null,0,0,0,0,0,0,0,0,0,0,0,0,0,0,0,0,0,0,0,0,0,0]
[461,0,null,null,0,0,0,0,0,0,0,0,0,0,0,0,0,0,0,0,0,0,0,0,0,0]
[462,0,null,null,0,0,0,0,0,0,0,0,0,0,0,0,0,0,0,0,0,0,0,0,0,0]
[463,0,null,null,0,0,0,0,0,0,0,0,0,0,0,0,0,0,0,0,0,0,0,0,0,0]
[464,0,null,null,0,0,0,0,0,0,0,0,0,0,0,0,0,0,0,0,0,0,0,0,0,0]
[465,0,null,null,0,0,0,0,0,0,0,0,0,0,0,0,0,0,0,0,0,0,0,0,0,0]
[466,0,null,null,0,0,0,0,0,0,0,0,0,0,0,0,0,0,0,0,0,0,0,0,0,0]
[467,0,null,null,0,0,0,0,0,0,0,0,0,0,0,0,0,0,0,0,0,0,0,0,0,0]
[468,0,null,null,0,0,0,0,0,0,0,0,0,0,0,0,0,0,0,0,0,0,0,0,0,0]
[469,0,null,null,0,0,0,0,0,0,0,0,0,0,0,0,0,0,0,0,0,0,0,0,0,0]
[470,0,null,null,0,0,0,0,0,0,0,0,0,0,0,0,0,0,0,0,0,0,0,0,0,0]
[471,0,null,null,0,0,0,0,0,0,0,0,0,0,0,0,0,0,0,0,0,0,0,0,0,0]
[472,0,null,null,0,0,0,0,0,0,0,0,0,0,0,0,0,0,0,0,0,0,0,0,0,0]
[473,0,null,null,0,0,0,0,0,0,0,0,0,0,0,0,0,0,0,0,0,0,0,0,0,0]
[474,0,null,null,0,0,0,0,0,0,0,0,0,0,0,0,0,0,0,0,0,0,0,0,0,0]
[475,0,null,null,0,0,0,0,0,0,0,0,0,0,0,0,0,0,0,0,0,0,0,0,0,0]
[476,0,null,null,0,0,0,0,0,0,0,0,0,0,0,0,0,0,0,0,0,0,0,0,0,0]
[477,0,null,null,0,0,0,0,0,0,0,0,0,0,0,0,0,0,0,0,0,0,0,0,0,0]
[478,0,null,null,0,0,0,0,0,0,0,0,0,0,0,0,0,0,0,0,0,0,0,0,0,0]
[479,0,null,null,0,0,0,0,0,0,0,0,0,0,0,0,0,0,0,0,0,0,0,0,0,0]
[480,0,null,null,0,0,0,0,0,0,0,0,0,0,0,0,0,0,0,0,0,0,0,0,0,0]
[481,0,null,null,0,0,0,0,0,0,0,0,0,0,0,0,0,0,0,0,0,0,0,0,0,0]
[482,0,null,null,0,0,0,0,0,0,0,0,0,0,0,0,0,0,0,0,0,0,0,0,0,0]
[483,0,null,null,0,0,0,0,0,0,0,0,0,0,0,0,0,0,0,0,0,0,0,0,0,0]
[484,0,null,null,0,0,0,0,0,0,0,0,0,0,0,0,0,0,0,0,0,0,0,0,0,0]
[485,0,null,null,0,0,0,0,0,0,0,0,0,0,0,0,0,0,0,0,0,0,0,0,0,0]
[486,0,null,null,0,0,0,0,0,0,0,0,0,0,0,0,0,0,0,0,0,0,0,0,0,0]
[487,0,null,null,0,0,0,0,0,0,0,0,0,0,0,0,0,0,0,0,0,0,0,0,0,0]
[488,0,null,null,0,0,0,0,0,0,0,0,0,0,0,0,0,0,0,0,0,0,0,0,0,0]
[489,0,null,null,0,0,0,0,0,0,0,0,0,0,0,0,0,0,0,0,0,0,0,0,0,0]
[490,0,null,null,0,0,0,0,0,0,0,0,0,0,0,0,0,0,0,0,0,0,0,0,0,0]
[491,0,null,null,0,0,0,0,0,0,0,0,0,0,0,0,0,0,0,0,0,0,0,0,0,0]
[492,0,null,null,0,0,0,0,0,0,0,0,0,0,0,0,0,0,0,0,0,0,0,0,0,0]
[493,0,null,null,0,0,0,0,0,0,0,0,0,0,0,0,0,0,0,0,0,0,0,0,0,0]
[494,0,null,null,0,0,0,0,0,0,0,0,0,0,0,0,0,0,0,0,0,0,0,0,0,0]
[495,0,null,null,0,0,0,0,0,0,0,0,0,0,0,0,0,0,0,0,0,0,0,0,0,0]
[496,0,null,null,0,0,0,0,0,0,0,0,0,0,0,0,0,0,0,0,0,0,0,0,0,0]
[497,0,null,null,0,0,0,0,0,0,0,0,0,0,0,0,0,0,0,0,0,0,0,0,0,0]
[498,0,null,null,0,0,0,0,0,0,0,0,0,0,0,0,0,0,0,0,0,0,0,0,0,0]
[499,0,null,null,0,0,0,0,0,0,0,0,0,0,0,0,0,0,0,0,0,0,0,0,0,0]
[500,0,null,null,0,0,0,0,0,0,0,0,0,0,0,0,0,0,0,0,0,0,0,0,0,0]
[501,0,null,null,0,0,0,0,0,0,0,0,0,0,0,0,0,0,0,0,0,0,0,0,0,0]
[502,0,null,null,0,0,0,0,0,0,0,0,0,0,0,0,0,0,0,0,0,0,0,0,0,0]
[503,0,null,null,0,0,0,0,0,0,0,0,0,0,0,0,0,0,0,0,0,0,0,0,0,0]
[504,0,null,null,0,0,0,0,0,0,0,0,0,0,0,0,0,0,0,0,0,0,0,0,0,0]
[505,0,null,null,0,0,0,0,0,0,0,0,0,0,0,0,0,0,0,0,0,0,0,0,0,0]
[506,0,null,null,0,0,0,0,0,0,0,0,0,0,0,0,0,0,0,0,0,0,0,0,0,0]
[507,0,null,null,0,0,0,0,0,0,0,0,0,0,0,0,0,0,0,0,0,0,0,0,0,0]
[508,0,null,null,0,0,0,0,0,0,0,0,0,0,0,0,0,0,0,0,0,0,0,0,0,0]
[509,0,null,null,0,0,0,0,0,0,0,0,0,0,0,0,0,0,0,0,0,0,0,0,0,0]
[510,0,null,null,0,0,0,0,0,0,0,0,0,0,0,0,0,0,0,0,0,0,0,0,0,0]
[511,0,null,null,0,0,0,0,0,0,0,0,0,0,0,0,0,0,0,0,0,0,0,0,0,0]
[512,0,null,null,0,0,0,0,0,0,0,0,0,0,0,0,0,0,0,0,0,0,0,0,0,0]
[513,0,null,null,0,0,0,0,0,0,0,0,0,0,0,0,0,0,0,0,0,0,0,0,0,0]
[514,{"$f":"SUM(E525:CA525)","v":0},null,null,0,0,0,0,0,0,0,0,0,0,0,0,0,0,0,0,0,0,0,0,0,0]
[515,0,null,null,0,0,0,0,0,0,0,0,0,0,0,0,0,0,0,0,0,0,0,0,0,0]
[516,0,null,null,0,0,0,0,0,0,0,0,0,0,0,0,0,0,0,0,0,0,0,0,0,0]
[517,0,null,null,0,0,0,0,0,0,0,0,0,0,0,0,0,0,0,0,0,0,0,0,0,0]
[518,0,null,null,0,0,0,0,0,0,0,0,0,0,0,0,0,0,0,0,0,0,0,0,0,0]
[519,0,null,null,0,0,0,0,0,0,0,0,0,0,0,0,0,0,0,0,0,0,0,0,0,0]
[520,0,null,null,0,0,0,0,0,0,0,0,0,0,0,0,0,0,0,0,0,0,0,0,0,0]
[521,0,null,null,0,0,0,0,0,0,0,0,0,0,0,0,0,0,0,0,0,0,0,0,0,0]
[522,0,null,null,0,0,0,0,0,0,0,0,0,0,0,0,0,0,0,0,0,0,0,0,0,0]
[523,0,null,null,0,0,0,0,0,0,0,0,0,0,0,0,0,0,0,0,0,0,0,0,0,0]
[524,0,null,null,0,0,0,0,0,0,0,0,0,0,0,0,0,0,0,0,0,0,0,0,0,0]
[525,0,null,null,0,0,0,0,0,0,0,0,0,0,0,0,0,0,0,0,0,0,0,0,0,0]
[526,0,null,null,0,0,0,0,0,0,0,0,0,0,0,0,0,0,0,0,0,0,0,0,0,0]
[527,0,null,null,0,0,0,0,0,0,0,0,0,0,0,0,0,0,0,0,0,0,0,0,0,0]
[528,0,null,null,0,0,0,0,0,0,0,0,0,0,0,0,0,0,0,0,0,0,0,0,0,0]
[529,0,null,null,0,0,0,0,0,0,0,0,0,0,0,0,0,0,0,0,0,0,0,0,0,0]
[530,0,null,null,0,0,0,0,0,0,0,0,0,0,0,0,0,0,0,0,0,0,0,0,0,0]
[531,0,null,null,0,0,0,0,0,0,0,0,0,0,0,0,0,0,0,0,0,0,0,0,0,0]
[532,0,null,null,0,0,0,0,0,0,0,0,0,0,0,0,0,0,0,0,0,0,0,0,0,0]
[533,0,null,null,0,0,0,0,0,0,0,0,0,0,0,0,0,0,0,0,0,0,0,0,0,0]
[534,0,null,null,0,0,0,0,0,0,0,0,0,0,0,0,0,0,0,0,0,0,0,0,0,0]
[535,0,null,null,0,0,0,0,0,0,0,0,0,0,0,0,0,0,0,0,0,0,0,0,0,0]
[536,0,null,null,0,0,0,0,0,0,0,0,0,0,0,0,0,0,0,0,0,0,0,0,0,0]
[537,0,null,null,0,0,0,0,0,0,0,0,0,0,0,0,0,0,0,0,0,0,0,0,0,0]
[538,0,null,null,0,0,0,0,0,0,0,0,0,0,0,0,0,0,0,0,0,0,0,0,0,0]
[539,0,null,null,0,0,0,0,0,0,0,0,0,0,0,0,0,0,0,0,0,0,0,0,0,0]
[540,0,null,null,0,0,0,0,0,0,0,0,0,0,0,0,0,0,0,0,0,0,0,0,0,0]
[541,0,null,null,0,0,0,0,0,0,0,0,0,0,0,0,0,0,0,0,0,0,0,0,0,0]
[542,0,null,null,0,0,0,0,0,0,0,0,0,0,0,0,0,0,0,0,0,0,0,0,0,0]
[543,0,null,null,0,0,0,0,0,0,0,0,0,0,0,0,0,0,0,0,0,0,0,0,0,0]
[544,0,null,null,0,0,0,0,0,0,0,0,0,0,0,0,0,0,0,0,0,0,0,0,0,0]
[545,0,null,null,0,0,0,0,0,0,0,0,0,0,0,0,0,0,0,0,0,0,0,0,0,0]
[546,0,null,null,0,0,0,0,0,0,0,0,0,0,0,0,0,0,0,0,0,0,0,0,0,0]
[547,0,null,null,0,0,0,0,0,0,0,0,0,0,0,0,0,0,0,0,0,0,0,0,0,0]
[548,0,null,null,0,0,0,0,0,0,0,0,0,0,0,0,0,0,0,0,0,0,0,0,0,0]
[549,0,null,null,0,0,0,0,0,0,0,0,0,0,0,0,0,0,0,0,0,0,0,0,0,0]
[550,0,null,null,0,0,0,0,0,0,0,0,0,0,0,0,0,0,0,0,0,0,0,0,0,0]
[551,0,null,null,0,0,0,0,0,0,0,0,0,0,0,0,0,0,0,0,0,0,0,0,0,0]
[552,0,null,null,0,0,0,0,0,0,0,0,0,0,0,0,0,0,0,0,0,0,0,0,0,0]
[553,0,null,null,0,0,0,0,0,0,0,0,0,0,0,0,0,0,0,0,0,0,0,0,0,0]
[554,0,null,null,0,0,0,0,0,0,0,0,0,0,0,0,0,0,0,0,0,0,0,0,0,0]
[555,0,null,null,0,0,0,0,0,0,0,0,0,0,0,0,0,0,0,0,0,0,0,0,0,0]
[556,0,null,null,0,0,0,0,0,0,0,0,0,0,0,0,0,0,0,0,0,0,0,0,0,0]
[557,0,null,null,0,0,0,0,0,0,0,0,0,0,0,0,0,0,0,0,0,0,0,0,0,0]
[558,0,null,null,0,0,0,0,0,0,0,0,0,0,0,0,0,0,0,0,0,0,0,0,0,0]
[559,0,null,null,0,0,0,0,0,0,0,0,0,0,0,0,0,0,0,0,0,0,0,0,0,0]
[560,0,null,null,0,0,0,0,0,0,0,0,0,0,0,0,0,0,0,0,0,0,0,0,0,0]
[561,0,null,null,0,0,0,0,0,0,0,0,0,0,0,0,0,0,0,0,0,0,0,0,0,0]
[562,0,null,null,0,0,0,0,0,0,0,0,0,0,0,0,0,0,0,0,0,0,0,0,0,0]
[563,0,null,null,0,0,0,0,0,0,0,0,0,0,0,0,0,0,0,0,0,0,0,0,0,0]
[564,0,null,null,0,0,0,0,0,0,0,0,0,0,0,0,0,0,0,0,0,0,0,0,0,0]
[565,0,null,null,0,0,0,0,0,0,0,0,0,0,0,0,0,0,0,0,0,0,0,0,0,0]
[566,0,null,null,0,0,0,0,0,0,0,0,0,0,0,0,0,0,0,0,0,0,0,0,0,0]
[567,0,null,null,0,0,0,0,0,0,0,0,0,0,0,0,0,0,0,0,0,0,0,0,0,0]
[568,0,null,null,0,0,0,0,0,0,0,0,0,0,0,0,0,0,0,0,0,0,0,0,0,0]
[569,0,null,null,0,0,0,0,0,0,0,0,0,0,0,0,0,0,0,0,0,0,0,0,0,0]
[570,0,null,null,0,0,0,0,0,0,0,0,0,0,0,0,0,0,0,0,0,0,0,0,0,0]
[571,0,null,null,0,0,0,0,0,0,0,0,0,0,0,0,0,0,0,0,0,0,0,0,0,0]
[572,0,null,null,0,0,0,0,0,0,0,0,0,0,0,0,0,0,0,0,0,0,0,0,0,0]
[573,0,null,null,0,0,0,0,0,0,0,0,0,0,0,0,0,0,0,0,0,0,0,0,0,0]
[574,0,null,null,0,0,0,0,0,0,0,0,0,0,0,0,0,0,0,0,0,0,0,0,0,0]
[575,0,null,null,0,0,0,0,0,0,0,0,0,0,0,0,0,0,0,0,0,0,0,0,0,0]
[576,0,null,null,0,0,0,0,0,0,0,0,0,0,0,0,0,0,0,0,0,0,0,0,0,0]
[577,0,null,null,0,0,0,0,0,0,0,0,0,0,0,0,0,0,0,0,0,0,0,0,0,0]
[578,{"$f":"SUM(E589:CA589)","v":0},null,null,0,0,0,0,0,0,0,0,0,0,0,0,0,0,0,0,0,0,0,0,0,0]
[579,0,null,null,0,0,0,0,0,0,0,0,0,0,0,0,0,0,0,0,0,0,0,0,0,0]
[580,0,null,null,0,0,0,0,0,0,0,0,0,0,0,0,0,0,0,0,0,0,0,0,0,0]
[581,0,null,null,0,0,0,0,0,0,0,0,0,0,0,0,0,0,0,0,0,0,0,0,0,0]
[582,0,null,null,0,0,0,0,0,0,0,0,0,0,0,0,0,0,0,0,0,0,0,0,0,0]
[583,0,null,null,0,0,0,0,0,0,0,0,0,0,0,0,0,0,0,0,0,0,0,0,0,0]
[584,0,null,null,0,0,0,0,0,0,0,0,0,0,0,0,0,0,0,0,0,0,0,0,0,0]
[585,0,null,null,0,0,0,0,0,0,0,0,0,0,0,0,0,0,0,0,0,0,0,0,0,0]
[586,0,null,null,0,0,0,0,0,0,0,0,0,0,0,0,0,0,0,0,0,0,0,0,0,0]
[587,0,null,null,0,0,0,0,0,0,0,0,0,0,0,0,0,0,0,0,0,0,0,0,0,0]
[588,0,null,null,0,0,0,0,0,0,0,0,0,0,0,0,0,0,0,0,0,0,0,0,0,0]
[589,0,null,null,0,0,0,0,0,0,0,0,0,0,0,0,0,0,0,0,0,0,0,0,0,0]
[590,0,null,null,0,0,0,0,0,0,0,0,0,0,0,0,0,0,0,0,0,0,0,0,0,0]
[591,0,null,null,0,0,0,0,0,0,0,0,0,0,0,0,0,0,0,0,0,0,0,0,0,0]
[592,0,null,null,0,0,0,0,0,0,0,0,0,0,0,0,0,0,0,0,0,0,0,0,0,0]
[593,0,null,null,0,0,0,0,0,0,0,0,0,0,0,0,0,0,0,0,0,0,0,0,0,0]
[594,0,null,null,0,0,0,0,0,0,0,0,0,0,0,0,0,0,0,0,0,0,0,0,0,0]
[595,0,null,null,0,0,0,0,0,0,0,0,0,0,0,0,0,0,0,0,0,0,0,0,0,0]
[596,0,null,null,0,0,0,0,0,0,0,0,0,0,0,0,0,0,0,0,0,0,0,0,0,0]
[597,0,null,null,0,0,0,0,0,0,0,0,0,0,0,0,0,0,0,0,0,0,0,0,0,0]
[598,0,null,null,0,0,0,0,0,0,0,0,0,0,0,0,0,0,0,0,0,0,0,0,0,0]
[599,0,null,null,0,0,0,0,0,0,0,0,0,0,0,0,0,0,0,0,0,0,0,0,0,0]
[600,0,null,null,0,0,0,0,0,0,0,0,0,0,0,0,0,0,0,0,0,0,0,0,0,0]
[601,0,null,null,0,0,0,0,0,0,0,0,0,0,0,0,0,0,0,0,0,0,0,0,0,0]
[602,0,null,null,0,0,0,0,0,0,0,0,0,0,0,0,0,0,0,0,0,0,0,0,0,0]
[603,0,null,null,0,0,0,0,0,0,0,0,0,0,0,0,0,0,0,0,0,0,0,0,0,0]
[604,0,null,null,0,0,0,0,0,0,0,0,0,0,0,0,0,0,0,0,0,0,0,0,0,0]
[605,0,null,null,0,0,0,0,0,0,0,0,0,0,0,0,0,0,0,0,0,0,0,0,0,0]
[606,0,null,null,0,0,0,0,0,0,0,0,0,0,0,0,0,0,0,0,0,0,0,0,0,0]
[607,0,null,null,0,0,0,0,0,0,0,0,0,0,0,0,0,0,0,0,0,0,0,0,0,0]
[608,0,null,null,0,0,0,0,0,0,0,0,0,0,0,0,0,0,0,0,0,0,0,0,0,0]
[609,0,null,null,0,0,0,0,0,0,0,0,0,0,0,0,0,0,0,0,0,0,0,0,0,0]
[610,0,null,null,0,0,0,0,0,0,0,0,0,0,0,0,0,0,0,0,0,0,0,0,0,0]
[611,0,null,null,0,0,0,0,0,0,0,0,0,0,0,0,0,0,0,0,0,0,0,0,0,0]
[612,0,null,null,0,0,0,0,0,0,0,0,0,0,0,0,0,0,0,0,0,0,0,0,0,0]
[613,0,null,null,0,0,0,0,0,0,0,0,0,0,0,0,0,0,0,0,0,0,0,0,0,0]
[614,0,null,null,0,0,0,0,0,0,0,0,0,0,0,0,0,0,0,0,0,0,0,0,0,0]
[615,0,null,null,0,0,0,0,0,0,0,0,0,0,0,0,0,0,0,0,0,0,0,0,0,0]
[616,0,null,null,0,0,0,0,0,0,0,0,0,0,0,0,0,0,0,0,0,0,0,0,0,0]
[617,0,null,null,0,0,0,0,0,0,0,0,0,0,0,0,0,0,0,0,0,0,0,0,0,0]
[618,0,null,null,0,0,0,0,0,0,0,0,0,0,0,0,0,0,0,0,0,0,0,0,0,0]
[619,0,null,null,0,0,0,0,0,0,0,0,0,0,0,0,0,0,0,0,0,0,0,0,0,0]
[620,0,null,null,0,0,0,0,0,0,0,0,0,0,0,0,0,0,0,0,0,0,0,0,0,0]
[621,0,null,null,0,0,0,0,0,0,0,0,0,0,0,0,0,0,0,0,0,0,0,0,0,0]
[622,0,null,null,0,0,0,0,0,0,0,0,0,0,0,0,0,0,0,0,0,0,0,0,0,0]
[623,0,null,null,0,0,0,0,0,0,0,0,0,0,0,0,0,0,0,0,0,0,0,0,0,0]
[624,0,null,null,0,0,0,0,0,0,0,0,0,0,0,0,0,0,0,0,0,0,0,0,0,0]
[625,0,null,null,0,0,0,0,0,0,0,0,0,0,0,0,0,0,0,0,0,0,0,0,0,0]
[626,0,null,null,0,0,0,0,0,0,0,0,0,0,0,0,0,0,0,0,0,0,0,0,0,0]
[627,0,null,null,0,0,0,0,0,0,0,0,0,0,0,0,0,0,0,0,0,0,0,0,0,0]
[628,0,null,null,0,0,0,0,0,0,0,0,0,0,0,0,0,0,0,0,0,0,0,0,0,0]
[629,0,null,null,0,0,0,0,0,0,0,0,0,0,0,0,0,0,0,0,0,0,0,0,0,0]
[630,0,null,null,0,0,0,0,0,0,0,0,0,0,0,0,0,0,0,0,0,0,0,0,0,0]
[631,0,null,null,0,0,0,0,0,0,0,0,0,0,0,0,0,0,0,0,0,0,0,0,0,0]
[632,0,null,null,0,0,0,0,0,0,0,0,0,0,0,0,0,0,0,0,0,0,0,0,0,0]
[633,0,null,null,0,0,0,0,0,0,0,0,0,0,0,0,0,0,0,0,0,0,0,0,0,0]
[634,0,null,null,0,0,0,0,0,0,0,0,0,0,0,0,0,0,0,0,0,0,0,0,0,0]
[635,0,null,null,0,0,0,0,0,0,0,0,0,0,0,0,0,0,0,0,0,0,0,0,0,0]
[636,0,null,null,0,0,0,0,0,0,0,0,0,0,0,0,0,0,0,0,0,0,0,0,0,0]
[637,0,null,null,0,0,0,0,0,0,0,0,0,0,0,0,0,0,0,0,0,0,0,0,0,0]
[638,0,null,null,0,0,0,0,0,0,0,0,0,0,0,0,0,0,0,0,0,0,0,0,0,0]
[639,0,null,null,0,0,0,0,0,0,0,0,0,0,0,0,0,0,0,0,0,0,0,0,0,0]
[640,0,null,null,0,0,0,0,0,0,0,0,0,0,0,0,0,0,0,0,0,0,0,0,0,0]
[641,0,null,null,0,0,0,0,0,0,0,0,0,0,0,0,0,0,0,0,0,0,0,0,0,0]
[642,{"$f":"SUM(E653:CA653)","v":0},null,null,0,0,0,0,0,0,0,0,0,0,0,0,0,0,0,0,0,0,0,0,0,0]
[643,0,null,null,0,0,0,0,0,0,0,0,0,0,0,0,0,0,0,0,0,0,0,0,0,0]
[644,0,null,null,0,0,0,0,0,0,0,0,0,0,0,0,0,0,0,0,0,0,0,0,0,0]
[645,0,null,null,0,0,0,0,0,0,0,0,0,0,0,0,0,0,0,0,0,0,0,0,0,0]
[646,0,null,null,0,0,0,0,0,0,0,0,0,0,0,0,0,0,0,0,0,0,0,0,0,0]
[647,0,null,null,0,0,0,0,0,0,0,0,0,0,0,0,0,0,0,0,0,0,0,0,0,0]
[648,0,null,null,0,0,0,0,0,0,0,0,0,0,0,0,0,0,0,0,0,0,0,0,0,0]
[649,0,null,null,0,0,0,0,0,0,0,0,0,0,0,0,0,0,0,0,0,0,0,0,0,0]
[650,0,null,null,0,0,0,0,0,0,0,0,0,0,0,0,0,0,0,0,0,0,0,0,0,0]
[651,0,null,null,0,0,0,0,0,0,0,0,0,0,0,0,0,0,0,0,0,0,0,0,0,0]
[652,0,null,null,0,0,0,0,0,0,0,0,0,0,0,0,0,0,0,0,0,0,0,0,0,0]
[653,0,null,null,0,0,0,0,0,0,0,0,0,0,0,0,0,0,0,0,0,0,0,0,0,0]
[654,0,null,null,0,0,0,0,0,0,0,0,0,0,0,0,0,0,0,0,0,0,0,0,0,0]
[655,0,null,null,0,0,0,0,0,0,0,0,0,0,0,0,0,0,0,0,0,0,0,0,0,0]
[656,0,null,null,0,0,0,0,0,0,0,0,0,0,0,0,0,0,0,0,0,0,0,0,0,0]
[657,0,null,null,0,0,0,0,0,0,0,0,0,0,0,0,0,0,0,0,0,0,0,0,0,0]
[658,0,null,null,0,0,0,0,0,0,0,0,0,0,0,0,0,0,0,0,0,0,0,0,0,0]
[659,0,null,null,0,0,0,0,0,0,0,0,0,0,0,0,0,0,0,0,0,0,0,0,0,0]
[660,0,null,null,0,0,0,0,0,0,0,0,0,0,0,0,0,0,0,0,0,0,0,0,0,0]
[661,0,null,null,0,0,0,0,0,0,0,0,0,0,0,0,0,0,0,0,0,0,0,0,0,0]
[662,0,null,null,0,0,0,0,0,0,0,0,0,0,0,0,0,0,0,0,0,0,0,0,0,0]
[663,0,null,null,0,0,0,0,0,0,0,0,0,0,0,0,0,0,0,0,0,0,0,0,0,0]
[664,0,null,null,0,0,0,0,0,0,0,0,0,0,0,0,0,0,0,0,0,0,0,0,0,0]
[665,0,null,null,0,0,0,0,0,0,0,0,0,0,0,0,0,0,0,0,0,0,0,0,0,0]
[666,0,null,null,0,0,0,0,0,0,0,0,0,0,0,0,0,0,0,0,0,0,0,0,0,0]
[667,0,null,null,0,0,0,0,0,0,0,0,0,0,0,0,0,0,0,0,0,0,0,0,0,0]
[668,0,null,null,0,0,0,0,0,0,0,0,0,0,0,0,0,0,0,0,0,0,0,0,0,0]
[669,0,null,null,0,0,0,0,0,0,0,0,0,0,0,0,0,0,0,0,0,0,0,0,0,0]
[670,0,null,null,0,0,0,0,0,0,0,0,0,0,0,0,0,0,0,0,0,0,0,0,0,0]
[671,0,null,null,0,0,0,0,0,0,0,0,0,0,0,0,0,0,0,0,0,0,0,0,0,0]
[672,0,null,null,0,0,0,0,0,0,0,0,0,0,0,0,0,0,0,0,0,0,0,0,0,0]
[673,0,null,null,0,0,0,0,0,0,0,0,0,0,0,0,0,0,0,0,0,0,0,0,0,0]
[674,0,null,null,0,0,0,0,0,0,0,0,0,0,0,0,0,0,0,0,0,0,0,0,0,0]
[675,0,null,null,0,0,0,0,0,0,0,0,0,0,0,0,0,0,0,0,0,0,0,0,0,0]
[676,0,null,null,0,0,0,0,0,0,0,0,0,0,0,0,0,0,0,0,0,0,0,0,0,0]
[677,0,null,null,0,0,0,0,0,0,0,0,0,0,0,0,0,0,0,0,0,0,0,0,0,0]
[678,0,null,null,0,0,0,0,0,0,0,0,0,0,0,0,0,0,0,0,0,0,0,0,0,0]
[679,0,null,null,0,0,0,0,0,0,0,0,0,0,0,0,0,0,0,0,0,0,0,0,0,0]
[680,0,null,null,0,0,0,0,0,0,0,0,0,0,0,0,0,0,0,0,0,0,0,0,0,0]
[681,0,null,null,0,0,0,0,0,0,0,0,0,0,0,0,0,0,0,0,0,0,0,0,0,0]
[682,0,null,null,0,0,0,0,0,0,0,0,0,0,0,0,0,0,0,0,0,0,0,0,0,0]
[683,0,null,null,0,0,0,0,0,0,0,0,0,0,0,0,0,0,0,0,0,0,0,0,0,0]
[684,0,null,null,0,0,0,0,0,0,0,0,0,0,0,0,0,0,0,0,0,0,0,0,0,0]
[685,0,null,null,0,0,0,0,0,0,0,0,0,0,0,0,0,0,0,0,0,0,0,0,0,0]
[686,0,null,null,0,0,0,0,0,0,0,0,0,0,0,0,0,0,0,0,0,0,0,0,0,0]
[687,0,null,null,0,0,0,0,0,0,0,0,0,0,0,0,0,0,0,0,0,0,0,0,0,0]
[688,0,null,null,0,0,0,0,0,0,0,0,0,0,0,0,0,0,0,0,0,0,0,0,0,0]
[689,0,null,null,0,0,0,0,0,0,0,0,0,0,0,0,0,0,0,0,0,0,0,0,0,0]
[690,0,null,null,0,0,0,0,0,0,0,0,0,0,0,0,0,0,0,0,0,0,0,0,0,0]
[691,0,null,null,0,0,0,0,0,0,0,0,0,0,0,0,0,0,0,0,0,0,0,0,0,0]
[692,0,null,null,0,0,0,0,0,0,0,0,0,0,0,0,0,0,0,0,0,0,0,0,0,0]
[693,0,null,null,0,0,0,0,0,0,0,0,0,0,0,0,0,0,0,0,0,0,0,0,0,0]
[694,0,null,null,0,0,0,0,0,0,0,0,0,0,0,0,0,0,0,0,0,0,0,0,0,0]
[695,0,null,null,0,0,0,0,0,0,0,0,0,0,0,0,0,0,0,0,0,0,0,0,0,0]
[696,0,null,null,0,0,0,0,0,0,0,0,0,0,0,0,0,0,0,0,0,0,0,0,0,0]
[697,0,null,null,0,0,0,0,0,0,0,0,0,0,0,0,0,0,0,0,0,0,0,0,0,0]
[698,0,null,null,0,0,0,0,0,0,0,0,0,0,0,0,0,0,0,0,0,0,0,0,0,0]
[699,0,null,null,0,0,0,0,0,0,0,0,0,0,0,0,0,0,0,0,0,0,0,0,0,0]
[700,0,null,null,0,0,0,0,0,0,0,0,0,0,0,0,0,0,0,0,0,0,0,0,0,0]
[701,0,null,null,0,0,0,0,0,0,0,0,0,0,0,0,0,0,0,0,0,0,0,0,0,0]
[702,0,null,null,0,0,0,0,0,0,0,0,0,0,0,0,0,0,0,0,0,0,0,0,0,0]
[703,0,null,null,0,0,0,0,0,0,0,0,0,0,0,0,0,0,0,0,0,0,0,0,0,0]
[704,0,null,null,0,0,0,0,0,0,0,0,0,0,0,0,0,0,0,0,0,0,0,0,0,0]
[705,0,null,null,0,0,0,0,0,0,0,0,0,0,0,0,0,0,0,0,0,0,0,0,0,0]
[706,{"$f":"SUM(E717:CA717)","v":0},null,null,0,0,0,0,0,0,0,0,0,0,0,0,0,0,0,0,0,0,0,0,0,0]
[707,0,null,null,0,0,0,0,0,0,0,0,0,0,0,0,0,0,0,0,0,0,0,0,0,0]
[708,0,null,null,0,0,0,0,0,0,0,0,0,0,0,0,0,0,0,0,0,0,0,0,0,0]
[709,0,null,null,0,0,0,0,0,0,0,0,0,0,0,0,0,0,0,0,0,0,0,0,0,0]
[710,0,null,null,0,0,0,0,0,0,0,0,0,0,0,0,0,0,0,0,0,0,0,0,0,0]
[711,0,null,null,0,0,0,0,0,0,0,0,0,0,0,0,0,0,0,0,0,0,0,0,0,0]
[712,0,null,null,0,0,0,0,0,0,0,0,0,0,0,0,0,0,0,0,0,0,0,0,0,0]
[713,0,null,null,0,0,0,0,0,0,0,0,0,0,0,0,0,0,0,0,0,0,0,0,0,0]
[714,0,null,null,0,0,0,0,0,0,0,0,0,0,0,0,0,0,0,0,0,0,0,0,0,0]
[715,0,null,null,0,0,0,0,0,0,0,0,0,0,0,0,0,0,0,0,0,0,0,0,0,0]
[716,0,null,null,0,0,0,0,0,0,0,0,0,0,0,0,0,0,0,0,0,0,0,0,0,0]
[717,0,null,null,0,0,0,0,0,0,0,0,0,0,0,0,0,0,0,0,0,0,0,0,0,0]
[718,0,null,null,0,0,0,0,0,0,0,0,0,0,0,0,0,0,0,0,0,0,0,0,0,0]
[719,0,null,null,0,0,0,0,0,0,0,0,0,0,0,0,0,0,0,0,0,0,0,0,0,0]
[720,0,null,null,0,0,0,0,0,0,0,0,0,0,0,0,0,0,0,0,0,0,0,0,0,0]
[721,0,null,null,0,0,0,0,0,0,0,0,0,0,0,0,0,0,0,0,0,0,0,0,0,0]
[722,0,null,null,0,0,0,0,0,0,0,0,0,0,0,0,0,0,0,0,0,0,0,0,0,0]
[723,0,null,null,0,0,0,0,0,0,0,0,0,0,0,0,0,0,0,0,0,0,0,0,0,0]
[724,0,null,null,0,0,0,0,0,0,0,0,0,0,0,0,0,0,0,0,0,0,0,0,0,0]
[725,0,null,null,0,0,0,0,0,0,0,0,0,0,0,0,0,0,0,0,0,0,0,0,0,0]
[726,0,null,null,0,0,0,0,0,0,0,0,0,0,0,0,0,0,0,0,0,0,0,0,0,0]
[727,0,null,null,0,0,0,0,0,0,0,0,0,0,0,0,0,0,0,0,0,0,0,0,0,0]
[728,0,null,null,0,0,0,0,0,0,0,0,0,0,0,0,0,0,0,0,0,0,0,0,0,0]
[729,0,null,null,0,0,0,0,0,0,0,0,0,0,0,0,0,0,0,0,0,0,0,0,0,0]
[730,0,null,null,0,0,0,0,0,0,0,0,0,0,0,0,0,0,0,0,0,0,0,0,0,0]
[731,0,null,null,0,0,0,0,0,0,0,0,0,0,0,0,0,0,0,0,0,0,0,0,0,0]
[732,0,null,null,0,0,0,0,0,0,0,0,0,0,0,0,0,0,0,0,0,0,0,0,0,0]
[733,0,null,null,0,0,0,0,0,0,0,0,0,0,0,0,0,0,0,0,0,0,0,0,0,0]
[734,0,null,null,0,0,0,0,0,0,0,0,0,0,0,0,0,0,0,0,0,0,0,0,0,0]
[735,0,null,null,0,0,0,0,0,0,0,0,0,0,0,0,0,0,0,0,0,0,0,0,0,0]
[736,0,null,null,0,0,0,0,0,0,0,0,0,0,0,0,0,0,0,0,0,0,0,0,0,0]
[737,0,null,null,0,0,0,0,0,0,0,0,0,0,0,0,0,0,0,0,0,0,0,0,0,0]
[738,0,null,null,0,0,0,0,0,0,0,0,0,0,0,0,0,0,0,0,0,0,0,0,0,0]
[739,0,null,null,0,0,0,0,0,0,0,0,0,0,0,0,0,0,0,0,0,0,0,0,0,0]
[740,0,null,null,0,0,0,0,0,0,0,0,0,0,0,0,0,0,0,0,0,0,0,0,0,0]
[741,0,null,null,0,0,0,0,0,0,0,0,0,0,0,0,0,0,0,0,0,0,0,0,0,0]
[742,0,null,null,0,0,0,0,0,0,0,0,0,0,0,0,0,0,0,0,0,0,0,0,0,0]
[743,0,null,null,0,0,0,0,0,0,0,0,0,0,0,0,0,0,0,0,0,0,0,0,0,0]
[744,0,null,null,0,0,0,0,0,0,0,0,0,0,0,0,0,0,0,0,0,0,0,0,0,0]
[745,0,null,null,0,0,0,0,0,0,0,0,0,0,0,0,0,0,0,0,0,0,0,0,0,0]
[746,0,null,null,0,0,0,0,0,0,0,0,0,0,0,0,0,0,0,0,0,0,0,0,0,0]
[747,0,null,null,0,0,0,0,0,0,0,0,0,0,0,0,0,0,0,0,0,0,0,0,0,0]
[748,0,null,null,0,0,0,0,0,0,0,0,0,0,0,0,0,0,0,0,0,0,0,0,0,0]
[749,0,null,null,0,0,0,0,0,0,0,0,0,0,0,0,0,0,0,0,0,0,0,0,0,0]
[750,0,null,null,0,0,0,0,0,0,0,0,0,0,0,0,0,0,0,0,0,0,0,0,0,0]
[751,0,null,null,0,0,0,0,0,0,0,0,0,0,0,0,0,0,0,0,0,0,0,0,0,0]
[752,0,null,null,0,0,0,0,0,0,0,0,0,0,0,0,0,0,0,0,0,0,0,0,0,0]
[753,0,null,null,0,0,0,0,0,0,0,0,0,0,0,0,0,0,0,0,0,0,0,0,0,0]
[754,0,null,null,0,0,0,0,0,0,0,0,0,0,0,0,0,0,0,0,0,0,0,0,0,0]
[755,0,null,null,0,0,0,0,0,0,0,0,0,0,0,0,0,0,0,0,0,0,0,0,0,0]
[756,0,null,null,0,0,0,0,0,0,0,0,0,0,0,0,0,0,0,0,0,0,0,0,0,0]
[757,0,null,null,0,0,0,0,0,0,0,0,0,0,0,0,0,0,0,0,0,0,0,0,0,0]
[758,0,null,null,0,0,0,0,0,0,0,0,0,0,0,0,0,0,0,0,0,0,0,0,0,0]
[759,0,null,null,0,0,0,0,0,0,0,0,0,0,0,0,0,0,0,0,0,0,0,0,0,0]
[760,0,null,null,0,0,0,0,0,0,0,0,0,0,0,0,0,0,0,0,0,0,0,0,0,0]
[761,0,null,null,0,0,0,0,0,0,0,0,0,0,0,0,0,0,0,0,0,0,0,0,0,0]
[762,0,null,null,0,0,0,0,0,0,0,0,0,0,0,0,0,0,0,0,0,0,0,0,0,0]
[763,0,null,null,0,0,0,0,0,0,0,0,0,0,0,0,0,0,0,0,0,0,0,0,0,0]
[764,0,null,null,0,0,0,0,0,0,0,0,0,0,0,0,0,0,0,0,0,0,0,0,0,0]
[765,0,null,null,0,0,0,0,0,0,0,0,0,0,0,0,0,0,0,0,0,0,0,0,0,0]
[766,0,null,null,0,0,0,0,0,0,0,0,0,0,0,0,0,0,0,0,0,0,0,0,0,0]
[767,0,null,null,0,0,0,0,0,0,0,0,0,0,0,0,0,0,0,0,0,0,0,0,0,0]
[768,0,null,null,0,0,0,0,0,0,0,0,0,0,0,0,0,0,0,0,0,0,0,0,0,0]
[769,0,null,null,0,0,0,0,0,0,0,0,0,0,0,0,0,0,0,0,0,0,0,0,0,0]
[770,{"$f":"SUM(E781:CA781)","v":0},null,null,0,0,0,0,0,0,0,0,0,0,0,0,0,0,0,0,0,0,0,0,0,0]
[771,0,null,null,0,0,0,0,0,0,0,0,0,0,0,0,0,0,0,0,0,0,0,0,0,0]
[772,0,null,null,0,0,0,0,0,0,0,0,0,0,0,0,0,0,0,0,0,0,0,0,0,0]
[773,0,null,null,0,0,0,0,0,0,0,0,0,0,0,0,0,0,0,0,0,0,0,0,0,0]
[774,0,null,null,0,0,0,0,0,0,0,0,0,0,0,0,0,0,0,0,0,0,0,0,0,0]
[775,0,null,null,0,0,0,0,0,0,0,0,0,0,0,0,0,0,0,0,0,0,0,0,0,0]
[776,0,null,null,0,0,0,0,0,0,0,0,0,0,0,0,0,0,0,0,0,0,0,0,0,0]
[777,0,null,null,0,0,0,0,0,0,0,0,0,0,0,0,0,0,0,0,0,0,0,0,0,0]
[778,0,null,null,0,0,0,0,0,0,0,0,0,0,0,0,0,0,0,0,0,0,0,0,0,0]
[779,0,null,null,0,0,0,0,0,0,0,0,0,0,0,0,0,0,0,0,0,0,0,0,0,0]
[780,0,null,null,0,0,0,0,0,0,0,0,0,0,0,0,0,0,0,0,0,0,0,0,0,0]
[781,0,null,null,0,0,0,0,0,0,0,0,0,0,0,0,0,0,0,0,0,0,0,0,0,0]
[782,0,null,null,0,0,0,0,0,0,0,0,0,0,0,0,0,0,0,0,0,0,0,0,0,0]
[783,0,null,null,0,0,0,0,0,0,0,0,0,0,0,0,0,0,0,0,0,0,0,0,0,0]
[784,0,null,null,0,0,0,0,0,0,0,0,0,0,0,0,0,0,0,0,0,0,0,0,0,0]
[785,0,null,null,0,0,0,0,0,0,0,0,0,0,0,0,0,0,0,0,0,0,0,0,0,0]
[786,0,null,null,0,0,0,0,0,0,0,0,0,0,0,0,0,0,0,0,0,0,0,0,0,0]
[787,0,null,null,0,0,0,0,0,0,0,0,0,0,0,0,0,0,0,0,0,0,0,0,0,0]
[788,0,null,null,0,0,0,0,0,0,0,0,0,0,0,0,0,0,0,0,0,0,0,0,0,0]
[789,0,null,null,0,0,0,0,0,0,0,0,0,0,0,0,0,0,0,0,0,0,0,0,0,0]
[790,0,null,null,0,0,0,0,0,0,0,0,0,0,0,0,0,0,0,0,0,0,0,0,0,0]
[791,0,null,null,0,0,0,0,0,0,0,0,0,0,0,0,0,0,0,0,0,0,0,0,0,0]
[792,0,null,null,0,0,0,0,0,0,0,0,0,0,0,0,0,0,0,0,0,0,0,0,0,0]
[793,0,null,null,0,0,0,0,0,0,0,0,0,0,0,0,0,0,0,0,0,0,0,0,0,0]
[794,0,null,null,0,0,0,0,0,0,0,0,0,0,0,0,0,0,0,0,0,0,0,0,0,0]
[795,0,null,null,0,0,0,0,0,0,0,0,0,0,0,0,0,0,0,0,0,0,0,0,0,0]
[796,0,null,null,0,0,0,0,0,0,0,0,0,0,0,0,0,0,0,0,0,0,0,0,0,0]
[797,0,null,null,0,0,0,0,0,0,0,0,0,0,0,0,0,0,0,0,0,0,0,0,0,0]
[798,0,null,null,0,0,0,0,0,0,0,0,0,0,0,0,0,0,0,0,0,0,0,0,0,0]
[799,0,null,null,0,0,0,0,0,0,0,0,0,0,0,0,0,0,0,0,0,0,0,0,0,0]
[800,0,null,null,0,0,0,0,0,0,0,0,0,0,0,0,0,0,0,0,0,0,0,0,0,0]
[801,0,null,null,0,0,0,0,0,0,0,0,0,0,0,0,0,0,0,0,0,0,0,0,0,0]
[802,0,null,null,0,0,0,0,0,0,0,0,0,0,0,0,0,0,0,0,0,0,0,0,0,0]
[803,0,null,null,0,0,0,0,0,0,0,0,0,0,0,0,0,0,0,0,0,0,0,0,0,0]
[804,0,null,null,0,0,0,0,0,0,0,0,0,0,0,0,0,0,0,0,0,0,0,0,0,0]
[805,0,null,null,0,0,0,0,0,0,0,0,0,0,0,0,0,0,0,0,0,0,0,0,0,0]
[806,0,null,null,0,0,0,0,0,0,0,0,0,0,0,0,0,0,0,0,0,0,0,0,0,0]
[807,0,null,null,0,0,0,0,0,0,0,0,0,0,0,0,0,0,0,0,0,0,0,0,0,0]
[808,0,null,null,0,0,0,0,0,0,0,0,0,0,0,0,0,0,0,0,0,0,0,0,0,0]
[809,0,null,null,0,0,0,0,0,0,0,0,0,0,0,0,0,0,0,0,0,0,0,0,0,0]
[810,0,null,null,0,0,0,0,0,0,0,0,0,0,0,0,0,0,0,0,0,0,0,0,0,0]
[811,0,null,null,0,0,0,0,0,0,0,0,0,0,0,0,0,0,0,0,0,0,0,0,0,0]
[812,0,null,null,0,0,0,0,0,0,0,0,0,0,0,0,0,0,0,0,0,0,0,0,0,0]
[813,0,null,null,0,0,0,0,0,0,0,0,0,0,0,0,0,0,0,0,0,0,0,0,0,0]
[814,0,null,null,0,0,0,0,0,0,0,0,0,0,0,0,0,0,0,0,0,0,0,0,0,0]
[815,0,null,null,0,0,0,0,0,0,0,0,0,0,0,0,0,0,0,0,0,0,0,0,0,0]
[816,0,null,null,0,0,0,0,0,0,0,0,0,0,0,0,0,0,0,0,0,0,0,0,0,0]
[817,0,null,null,0,0,0,0,0,0,0,0,0,0,0,0,0,0,0,0,0,0,0,0,0,0]
[818,0,null,null,0,0,0,0,0,0,0,0,0,0,0,0,0,0,0,0,0,0,0,0,0,0]
[819,0,null,null,0,0,0,0,0,0,0,0,0,0,0,0,0,0,0,0,0,0,0,0,0,0]
[820,0,null,null,0,0,0,0,0,0,0,0,0,0,0,0,0,0,0,0,0,0,0,0,0,0]
[821,0,null,null,0,0,0,0,0,0,0,0,0,0,0,0,0,0,0,0,0,0,0,0,0,0]
[822,0,null,null,0,0,0,0,0,0,0,0,0,0,0,0,0,0,0,0,0,0,0,0,0,0]
[823,0,null,null,0,0,0,0,0,0,0,0,0,0,0,0,0,0,0,0,0,0,0,0,0,0]
[824,0,null,null,0,0,0,0,0,0,0,0,0,0,0,0,0,0,0,0,0,0,0,0,0,0]
[825,0,null,null,0,0,0,0,0,0,0,0,0,0,0,0,0,0,0,0,0,0,0,0,0,0]
[826,0,null,null,0,0,0,0,0,0,0,0,0,0,0,0,0,0,0,0,0,0,0,0,0,0]
[827,0,null,null,0,0,0,0,0,0,0,0,0,0,0,0,0,0,0,0,0,0,0,0,0,0]
[828,0,null,null,0,0,0,0,0,0,0,0,0,0,0,0,0,0,0,0,0,0,0,0,0,0]
[829,0,null,null,0,0,0,0,0,0,0,0,0,0,0,0,0,0,0,0,0,0,0,0,0,0]
[830,0,null,null,0,0,0,0,0,0,0,0,0,0,0,0,0,0,0,0,0,0,0,0,0,0]
[831,0,null,null,0,0,0,0,0,0,0,0,0,0,0,0,0,0,0,0,0,0,0,0,0,0]
[832,0,null,null,0,0,0,0,0,0,0,0,0,0,0,0,0,0,0,0,0,0,0,0,0,0]
[833,0,null,null,0,0,0,0,0,0,0,0,0,0,0,0,0,0,0,0,0,0,0,0,0,0]
[834,{"$f":"SUM(E845:CA845)","v":0},null,null,0,0,0,0,0,0,0,0,0,0,0,0,0,0,0,0,0,0,0,0,0,0]
[835,0,null,null,0,0,0,0,0,0,0,0,0,0,0,0,0,0,0,0,0,0,0,0,0,0]
[836,0,null,null,0,0,0,0,0,0,0,0,0,0,0,0,0,0,0,0,0,0,0,0,0,0]
[837,0,null,null,0,0,0,0,0,0,0,0,0,0,0,0,0,0,0,0,0,0,0,0,0,0]
[838,0,null,null,0,0,0,0,0,0,0,0,0,0,0,0,0,0,0,0,0,0,0,0,0,0]
[839,0,null,null,0,0,0,0,0,0,0,0,0,0,0,0,0,0,0,0,0,0,0,0,0,0]
[840,0,null,null,0,0,0,0,0,0,0,0,0,0,0,0,0,0,0,0,0,0,0,0,0,0]
[841,0,null,null,0,0,0,0,0,0,0,0,0,0,0,0,0,0,0,0,0,0,0,0,0,0]
[842,0,null,null,0,0,0,0,0,0,0,0,0,0,0,0,0,0,0,0,0,0,0,0,0,0]
[843,0,null,null,0,0,0,0,0,0,0,0,0,0,0,0,0,0,0,0,0,0,0,0,0,0]
[844,0,null,null,0,0,0,0,0,0,0,0,0,0,0,0,0,0,0,0,0,0,0,0,0,0]
[845,0,null,null,0,0,0,0,0,0,0,0,0,0,0,0,0,0,0,0,0,0,0,0,0,0]
[846,0,null,null,0,0,0,0,0,0,0,0,0,0,0,0,0,0,0,0,0,0,0,0,0,0]
[847,0,null,null,0,0,0,0,0,0,0,0,0,0,0,0,0,0,0,0,0,0,0,0,0,0]
[848,0,null,null,0,0,0,0,0,0,0,0,0,0,0,0,0,0,0,0,0,0,0,0,0,0]
[849,0,null,null,0,0,0,0,0,0,0,0,0,0,0,0,0,0,0,0,0,0,0,0,0,0]
[850,0,null,null,0,0,0,0,0,0,0,0,0,0,0,0,0,0,0,0,0,0,0,0,0,0]
[851,0,null,null,0,0,0,0,0,0,0,0,0,0,0,0,0,0,0,0,0,0,0,0,0,0]
[852,0,null,null,0,0,0,0,0,0,0,0,0,0,0,0,0,0,0,0,0,0,0,0,0,0]
[853,0,null,null,0,0,0,0,0,0,0,0,0,0,0,0,0,0,0,0,0,0,0,0,0,0]
[854,0,null,null,0,0,0,0,0,0,0,0,0,0,0,0,0,0,0,0,0,0,0,0,0,0]
[855,0,null,null,0,0,0,0,0,0,0,0,0,0,0,0,0,0,0,0,0,0,0,0,0,0]
[856,0,null,null,0,0,0,0,0,0,0,0,0,0,0,0,0,0,0,0,0,0,0,0,0,0]
[857,0,null,null,0,0,0,0,0,0,0,0,0,0,0,0,0,0,0,0,0,0,0,0,0,0]
[858,0,null,null,0,0,0,0,0,0,0,0,0,0,0,0,0,0,0,0,0,0,0,0,0,0]
[859,0,null,null,0,0,0,0,0,0,0,0,0,0,0,0,0,0,0,0,0,0,0,0,0,0]
[860,0,null,null,0,0,0,0,0,0,0,0,0,0,0,0,0,0,0,0,0,0,0,0,0,0]
[861,0,null,null,0,0,0,0,0,0,0,0,0,0,0,0,0,0,0,0,0,0,0,0,0,0]
[862,0,null,null,0,0,0,0,0,0,0,0,0,0,0,0,0,0,0,0,0,0,0,0,0,0]
[863,0,null,null,0,0,0,0,0,0,0,0,0,0,0,0,0,0,0,0,0,0,0,0,0,0]
[864,0,null,null,0,0,0,0,0,0,0,0,0,0,0,0,0,0,0,0,0,0,0,0,0,0]
[865,0,null,null,0,0,0,0,0,0,0,0,0,0,0,0,0,0,0,0,0,0,0,0,0,0]
[866,0,null,null,0,0,0,0,0,0,0,0,0,0,0,0,0,0,0,0,0,0,0,0,0,0]
[867,0,null,null,0,0,0,0,0,0,0,0,0,0,0,0,0,0,0,0,0,0,0,0,0,0]
[868,0,null,null,0,0,0,0,0,0,0,0,0,0,0,0,0,0,0,0,0,0,0,0,0,0]
[869,0,null,null,0,0,0,0,0,0,0,0,0,0,0,0,0,0,0,0,0,0,0,0,0,0]
[870,0,null,null,0,0,0,0,0,0,0,0,0,0,0,0,0,0,0,0,0,0,0,0,0,0]
[871,0,null,null,0,0,0,0,0,0,0,0,0,0,0,0,0,0,0,0,0,0,0,0,0,0]
[872,0,null,null,0,0,0,0,0,0,0,0,0,0,0,0,0,0,0,0,0,0,0,0,0,0]
[873,0,null,null,0,0,0,0,0,0,0,0,0,0,0,0,0,0,0,0,0,0,0,0,0,0]
[874,0,null,null,0,0,0,0,0,0,0,0,0,0,0,0,0,0,0,0,0,0,0,0,0,0]
[875,0,null,null,0,0,0,0,0,0,0,0,0,0,0,0,0,0,0,0,0,0,0,0,0,0]
[876,0,null,null,0,0,0,0,0,0,0,0,0,0,0,0,0,0,0,0,0,0,0,0,0,0]
[877,0,null,null,0,0,0,0,0,0,0,0,0,0,0,0,0,0,0,0,0,0,0,0,0,0]
[878,0,null,null,0,0,0,0,0,0,0,0,0,0,0,0,0,0,0,0,0,0,0,0,0,0]
[879,0,null,null,0,0,0,0,0,0,0,0,0,0,0,0,0,0,0,0,0,0,0,0,0,0]
[880,0,null,null,0,0,0,0,0,0,0,0,0,0,0,0,0,0,0,0,0,0,0,0,0,0]
[881,0,null,null,0,0,0,0,0,0,0,0,0,0,0,0,0,0,0,0,0,0,0,0,0,0]
[882,0,null,null,0,0,0,0,0,0,0,0,0,0,0,0,0,0,0,0,0,0,0,0,0,0]
[883,0,null,null,0,0,0,0,0,0,0,0,0,0,0,0,0,0,0,0,0,0,0,0,0,0]
[884,0,null,null,0,0,0,0,0,0,0,0,0,0,0,0,0,0,0,0,0,0,0,0,0,0]
[885,0,null,null,0,0,0,0,0,0,0,0,0,0,0,0,0,0,0,0,0,0,0,0,0,0]
[886,0,null,null,0,0,0,0,0,0,0,0,0,0,0,0,0,0,0,0,0,0,0,0,0,0]
[887,0,null,null,0,0,0,0,0,0,0,0,0,0,0,0,0,0,0,0,0,0,0,0,0,0]
[888,0,null,null,0,0,0,0,0,0,0,0,0,0,0,0,0,0,0,0,0,0,0,0,0,0]
[889,0,null,null,0,0,0,0,0,0,0,0,0,0,0,0,0,0,0,0,0,0,0,0,0,0]
[890,0,null,null,0,0,0,0,0,0,0,0,0,0,0,0,0,0,0,0,0,0,0,0,0,0]
[891,0,null,null,0,0,0,0,0,0,0,0,0,0,0,0,0,0,0,0,0,0,0,0,0,0]
[892,0,null,null,0,0,0,0,0,0,0,0,0,0,0,0,0,0,0,0,0,0,0,0,0,0]
[893,0,null,null,0,0,0,0,0,0,0,0,0,0,0,0,0,0,0,0,0,0,0,0,0,0]
[894,0,null,null,0,0,0,0,0,0,0,0,0,0,0,0,0,0,0,0,0,0,0,0,0,0]
[895,0,null,null,0,0,0,0,0,0,0,0,0,0,0,0,0,0,0,0,0,0,0,0,0,0]
[896,0,null,null,0,0,0,0,0,0,0,0,0,0,0,0,0,0,0,0,0,0,0,0,0,0]
[897,0,null,null,0,0,0,0,0,0,0,0,0,0,0,0,0,0,0,0,0,0,0,0,0,0]
[898,{"$f":"SUM(E909:CA909)","v":0},null,null,0,0,0,0,0,0,0,0,0,0,0,0,0,0,0,0,0,0,0,0,0,0]
[899,0,null,null,0,0,0,0,0,0,0,0,0,0,0,0,0,0,0,0,0,0,0,0,0,0]
[900,0,null,null,0,0,0,0,0,0,0,0,0,0,0,0,0,0,0,0,0,0,0,0,0,0]
[901,0,null,null,0,0,0,0,0,0,0,0,0,0,0,0,0,0,0,0,0,0,0,0,0,0]
[902,0,null,null,0,0,0,0,0,0,0,0,0,0,0,0,0,0,0,0,0,0,0,0,0,0]
[903,0,null,null,0,0,0,0,0,0,0,0,0,0,0,0,0,0,0,0,0,0,0,0,0,0]
[904,0,null,null,0,0,0,0,0,0,0,0,0,0,0,0,0,0,0,0,0,0,0,0,0,0]
[905,0,null,null,0,0,0,0,0,0,0,0,0,0,0,0,0,0,0,0,0,0,0,0,0,0]
[906,0,null,null,0,0,0,0,0,0,0,0,0,0,0,0,0,0,0,0,0,0,0,0,0,0]
[907,0,null,null,0,0,0,0,0,0,0,0,0,0,0,0,0,0,0,0,0,0,0,0,0,0]
[908,0,null,null,0,0,0,0,0,0,0,0,0,0,0,0,0,0,0,0,0,0,0,0,0,0]
[909,0,null,null,0,0,0,0,0,0,0,0,0,0,0,0,0,0,0,0,0,0,0,0,0,0]
[910,0,null,null,0,0,0,0,0,0,0,0,0,0,0,0,0,0,0,0,0,0,0,0,0,0]
[911,0,null,null,0,0,0,0,0,0,0,0,0,0,0,0,0,0,0,0,0,0,0,0,0,0]
[912,0,null,null,0,0,0,0,0,0,0,0,0,0,0,0,0,0,0,0,0,0,0,0,0,0]
[913,0,null,null,0,0,0,0,0,0,0,0,0,0,0,0,0,0,0,0,0,0,0,0,0,0]
[914,0,null,null,0,0,0,0,0,0,0,0,0,0,0,0,0,0,0,0,0,0,0,0,0,0]
[915,0,null,null,0,0,0,0,0,0,0,0,0,0,0,0,0,0,0,0,0,0,0,0,0,0]
[916,0,null,null,0,0,0,0,0,0,0,0,0,0,0,0,0,0,0,0,0,0,0,0,0,0]
[917,0,null,null,0,0,0,0,0,0,0,0,0,0,0,0,0,0,0,0,0,0,0,0,0,0]
[918,0,null,null,0,0,0,0,0,0,0,0,0,0,0,0,0,0,0,0,0,0,0,0,0,0]
[919,0,null,null,0,0,0,0,0,0,0,0,0,0,0,0,0,0,0,0,0,0,0,0,0,0]
[920,0,null,null,0,0,0,0,0,0,0,0,0,0,0,0,0,0,0,0,0,0,0,0,0,0]
[921,0,null,null,0,0,0,0,0,0,0,0,0,0,0,0,0,0,0,0,0,0,0,0,0,0]
[922,0,null,null,0,0,0,0,0,0,0,0,0,0,0,0,0,0,0,0,0,0,0,0,0,0]
[923,0,null,null,0,0,0,0,0,0,0,0,0,0,0,0,0,0,0,0,0,0,0,0,0,0]
[924,0,null,null,0,0,0,0,0,0,0,0,0,0,0,0,0,0,0,0,0,0,0,0,0,0]
[925,0,null,null,0,0,0,0,0,0,0,0,0,0,0,0,0,0,0,0,0,0,0,0,0,0]
[926,0,null,null,0,0,0,0,0,0,0,0,0,0,0,0,0,0,0,0,0,0,0,0,0,0]
[927,0,null,null,0,0,0,0,0,0,0,0,0,0,0,0,0,0,0,0,0,0,0,0,0,0]
[928,0,null,null,0,0,0,0,0,0,0,0,0,0,0,0,0,0,0,0,0,0,0,0,0,0]
[929,0,null,null,0,0,0,0,0,0,0,0,0,0,0,0,0,0,0,0,0,0,0,0,0,0]
[930,0,null,null,0,0,0,0,0,0,0,0,0,0,0,0,0,0,0,0,0,0,0,0,0,0]
[931,0,null,null,0,0,0,0,0,0,0,0,0,0,0,0,0,0,0,0,0,0,0,0,0,0]
[932,0,null,null,0,0,0,0,0,0,0,0,0,0,0,0,0,0,0,0,0,0,0,0,0,0]
[933,0,null,null,0,0,0,0,0,0,0,0,0,0,0,0,0,0,0,0,0,0,0,0,0,0]
[934,0,null,null,0,0,0,0,0,0,0,0,0,0,0,0,0,0,0,0,0,0,0,0,0,0]
[935,0,null,null,0,0,0,0,0,0,0,0,0,0,0,0,0,0,0,0,0,0,0,0,0,0]
[936,0,null,null,0,0,0,0,0,0,0,0,0,0,0,0,0,0,0,0,0,0,0,0,0,0]
[937,0,null,null,0,0,0,0,0,0,0,0,0,0,0,0,0,0,0,0,0,0,0,0,0,0]
[938,0,null,null,0,0,0,0,0,0,0,0,0,0,0,0,0,0,0,0,0,0,0,0,0,0]
[939,0,null,null,0,0,0,0,0,0,0,0,0,0,0,0,0,0,0,0,0,0,0,0,0,0]
[940,0,null,null,0,0,0,0,0,0,0,0,0,0,0,0,0,0,0,0,0,0,0,0,0,0]
[941,0,null,null,0,0,0,0,0,0,0,0,0,0,0,0,0,0,0,0,0,0,0,0,0,0]
[942,0,null,null,0,0,0,0,0,0,0,0,0,0,0,0,0,0,0,0,0,0,0,0,0,0]
[943,0,null,null,0,0,0,0,0,0,0,0,0,0,0,0,0,0,0,0,0,0,0,0,0,0]
[944,0,null,null,0,0,0,0,0,0,0,0,0,0,0,0,0,0,0,0,0,0,0,0,0,0]
[945,0,null,null,0,0,0,0,0,0,0,0,0,0,0,0,0,0,0,0,0,0,0,0,0,0]
[946,0,null,null,0,0,0,0,0,0,0,0,0,0,0,0,0,0,0,0,0,0,0,0,0,0]
[947,0,null,null,0,0,0,0,0,0,0,0,0,0,0,0,0,0,0,0,0,0,0,0,0,0]
[948,0,null,null,0,0,0,0,0,0,0,0,0,0,0,0,0,0,0,0,0,0,0,0,0,0]
[949,0,null,null,0,0,0,0,0,0,0,0,0,0,0,0,0,0,0,0,0,0,0,0,0,0]
[950,0,null,null,0,0,0,0,0,0,0,0,0,0,0,0,0,0,0,0,0,0,0,0,0,0]
[951,0,null,null,0,0,0,0,0,0,0,0,0,0,0,0,0,0,0,0,0,0,0,0,0,0]
[952,0,null,null,0,0,0,0,0,0,0,0,0,0,0,0,0,0,0,0,0,0,0,0,0,0]
[953,0,null,null,0,0,0,0,0,0,0,0,0,0,0,0,0,0,0,0,0,0,0,0,0,0]
[954,0,null,null,0,0,0,0,0,0,0,0,0,0,0,0,0,0,0,0,0,0,0,0,0,0]
[955,0,null,null,0,0,0,0,0,0,0,0,0,0,0,0,0,0,0,0,0,0,0,0,0,0]
[956,0,null,null,0,0,0,0,0,0,0,0,0,0,0,0,0,0,0,0,0,0,0,0,0,0]
[957,0,null,null,0,0,0,0,0,0,0,0,0,0,0,0,0,0,0,0,0,0,0,0,0,0]
[958,0,null,null,0,0,0,0,0,0,0,0,0,0,0,0,0,0,0,0,0,0,0,0,0,0]
[959,0,null,null,0,0,0,0,0,0,0,0,0,0,0,0,0,0,0,0,0,0,0,0,0,0]
[960,0,null,null,0,0,0,0,0,0,0,0,0,0,0,0,0,0,0,0,0,0,0,0,0,0]
[961,0,null,null,0,0,0,0,0,0,0,0,0,0,0,0,0,0,0,0,0,0,0,0,0,0]
[962,{"$f":"SUM(E973:CA973)","v":0},null,null,0,0,0,0,0,0,0,0,0,0,0,0,0,0,0,0,0,0,0,0,0,0]
[963,0,null,null,0,0,0,0,0,0,0,0,0,0,0,0,0,0,0,0,0,0,0,0,0,0]
[964,0,null,null,0,0,0,0,0,0,0,0,0,0,0,0,0,0,0,0,0,0,0,0,0,0]
[965,0,null,null,0,0,0,0,0,0,0,0,0,0,0,0,0,0,0,0,0,0,0,0,0,0]
[966,0,null,null,0,0,0,0,0,0,0,0,0,0,0,0,0,0,0,0,0,0,0,0,0,0]
[967,0,null,null,0,0,0,0,0,0,0,0,0,0,0,0,0,0,0,0,0,0,0,0,0,0]
[968,0,null,null,0,0,0,0,0,0,0,0,0,0,0,0,0,0,0,0,0,0,0,0,0,0]
[969,0,null,null,0,0,0,0,0,0,0,0,0,0,0,0,0,0,0,0,0,0,0,0,0,0]
[970,0,null,null,0,0,0,0,0,0,0,0,0,0,0,0,0,0,0,0,0,0,0,0,0,0]
[971,0,null,null,0,0,0,0,0,0,0,0,0,0,0,0,0,0,0,0,0,0,0,0,0,0]
[972,0,null,null,0,0,0,0,0,0,0,0,0,0,0,0,0,0,0,0,0,0,0,0,0,0]
[973,0,null,null,0,0,0,0,0,0,0,0,0,0,0,0,0,0,0,0,0,0,0,0,0,0]
[974,0,null,null,0,0,0,0,0,0,0,0,0,0,0,0,0,0,0,0,0,0,0,0,0,0]
[975,0,null,null,0,0,0,0,0,0,0,0,0,0,0,0,0,0,0,0,0,0,0,0,0,0]
[976,0,null,null,0,0,0,0,0,0,0,0,0,0,0,0,0,0,0,0,0,0,0,0,0,0]
[977,0,null,null,0,0,0,0,0,0,0,0,0,0,0,0,0,0,0,0,0,0,0,0,0,0]
[978,0,null,null,0,0,0,0,0,0,0,0,0,0,0,0,0,0,0,0,0,0,0,0,0,0]
[979,0,null,null,0,0,0,0,0,0,0,0,0,0,0,0,0,0,0,0,0,0,0,0,0,0]
[980,0,null,null,0,0,0,0,0,0,0,0,0,0,0,0,0,0,0,0,0,0,0,0,0,0]
[981,0,null,null,0,0,0,0,0,0,0,0,0,0,0,0,0,0,0,0,0,0,0,0,0,0]
[982,0,null,null,0,0,0,0,0,0,0,0,0,0,0,0,0,0,0,0,0,0,0,0,0,0]
[983,0,null,null,0,0,0,0,0,0,0,0,0,0,0,0,0,0,0,0,0,0,0,0,0,0]
[984,0,null,null,0,0,0,0,0,0,0,0,0,0,0,0,0,0,0,0,0,0,0,0,0,0]
[985,0,null,null,0,0,0,0,0,0,0,0,0,0,0,0,0,0,0,0,0,0,0,0,0,0]
[986,0,null,null,0,0,0,0,0,0,0,0,0,0,0,0,0,0,0,0,0,0,0,0,0,0]
[987,0,null,null,0,0,0,0,0,0,0,0,0,0,0,0,0,0,0,0,0,0,0,0,0,0]
[988,0,null,null,0,0,0,0,0,0,0,0,0,0,0,0,0,0,0,0,0,0,0,0,0,0]
[989,0,null,null,0,0,0,0,0,0,0,0,0,0,0,0,0,0,0,0,0,0,0,0,0,0]
[990,0,null,null,0,0,0,0,0,0,0,0,0,0,0,0,0,0,0,0,0,0,0,0,0,0]
[991,0,null,null,0,0,0,0,0,0,0,0,0,0,0,0,0,0,0,0,0,0,0,0,0,0]
[992,0,null,null,0,0,0,0,0,0,0,0,0,0,0,0,0,0,0,0,0,0,0,0,0,0]
[993,0,null,null,0,0,0,0,0,0,0,0,0,0,0,0,0,0,0,0,0,0,0,0,0,0]
[994,0,null,null,0,0,0,0,0,0,0,0,0,0,0,0,0,0,0,0,0,0,0,0,0,0]
[995,0,null,null,0,0,0,0,0,0,0,0,0,0,0,0,0,0,0,0,0,0,0,0,0,0]
[996,0,null,null,0,0,0,0,0,0,0,0,0,0,0,0,0,0,0,0,0,0,0,0,0,0]
[997,0,null,null,0,0,0,0,0,0,0,0,0,0,0,0,0,0,0,0,0,0,0,0,0,0]
[998,0,null,null,0,0,0,0,0,0,0,0,0,0,0,0,0,0,0,0,0,0,0,0,0,0]
[999,0,null,null,0,0,0,0,0,0,0,0,0,0,0,0,0,0,0,0,0,0,0,0,0,0]
[1000,0,null,null,0,0,0,0,0,0,0,0,0,0,0,0,0,0,0,0,0,0,0,0,0,0]
[1001,0,null,null,0,0,0,0,0,0,0,0,0,0,0,0,0,0,0,0,0,0,0,0,0,0]
[1002,0,null,null,0,0,0,0,0,0,0,0,0,0,0,0,0,0,0,0,0,0,0,0,0,0]
[1003,0,null,null,0,0,0,0,0,0,0,0,0,0,0,0,0,0,0,0,0,0,0,0,0,0]
[1004,0,null,null,0,0,0,0,0,0,0,0,0,0,0,0,0,0,0,0,0,0,0,0,0,0]
[1005,0,null,null,0,0,0,0,0,0,0,0,0,0,0,0,0,0,0,0,0,0,0,0,0,0]
[1006,0,null,null,0,0,0,0,0,0,0,0,0,0,0,0,0,0,0,0,0,0,0,0,0,0]
[1007,0,null,null,0,0,0,0,0,0,0,0,0,0,0,0,0,0,0,0,0,0,0,0,0,0]
[1008,0,null,null,0,0,0,0,0,0,0,0,0,0,0,0,0,0,0,0,0,0,0,0,0,0]
[1009,0,null,null,0,0,0,0,0,0,0,0,0,0,0,0,0,0,0,0,0,0,0,0,0,0]
[1010,0,null,null,0,0,0,0,0,0,0,0,0,0,0,0,0,0,0,0,0,0,0,0,0,0]
[1011,0,null,null,0,0,0,0,0,0,0,0,0,0,0,0,0,0,0,0,0,0,0,0,0,0]
[1012,0,null,null,0,0,0,0,0,0,0,0,0,0,0,0,0,0,0,0,0,0,0,0,0,0]
[1013,0,null,null,0,0,0,0,0,0,0,0,0,0,0,0,0,0,0,0,0,0,0,0,0,0]
[1014,0,null,null,0,0,0,0,0,0,0,0,0,0,0,0,0,0,0,0,0,0,0,0,0,0]
[1015,0,null,null,0,0,0,0,0,0,0,0,0,0,0,0,0,0,0,0,0,0,0,0,0,0]
[1016,0,null,null,0,0,0,0,0,0,0,0,0,0,0,0,0,0,0,0,0,0,0,0,0,0]
[1017,0,null,null,0,0,0,0,0,0,0,0,0,0,0,0,0,0,0,0,0,0,0,0,0,0]
[1018,0,null,null,0,0,0,0,0,0,0,0,0,0,0,0,0,0,0,0,0,0,0,0,0,0]
[1019,0,null,null,0,0,0,0,0,0,0,0,0,0,0,0,0,0,0,0,0,0,0,0,0,0]
[1020,0,null,null,0,0,0,0,0,0,0,0,0,0,0,0,0,0,0,0,0,0,0,0,0,0]
[1021,0,null,null,0,0,0,0,0,0,0,0,0,0,0,0,0,0,0,0,0,0,0,0,0,0]
[1022,0,null,null,0,0,0,0,0,0,0,0,0,0,0,0,0,0,0,0,0,0,0,0,0,0]
[1023,0,null,null,0,0,0,0,0,0,0,0,0,0,0,0,0,0,0,0,0,0,0,0,0,0]
[1024,0,null,null,0,0,0,0,0,0,0,0,0,0,0,0,0,0,0,0,0,0,0,0,0,0]
[1025,0,null,null,0,0,0,0,0,0,0,0,0,0,0,0,0,0,0,0,0,0,0,0,0,0]
[1026,{"$f":"SUM(E1037:CA1037)","v":40},null,null,0,0,0,0,0,0,0,0,0,0,0,0,0,0,40,0,0,0,0,0,0,0]
[1027,40,null,null,0,0,0,0,0,0,0,0,0,0,0,0,0,0,40,0,0,0,0,0,0,0]
[1028,40,null,null,0,0,0,0,0,0,0,0,0,0,0,0,0,0,40,0,0,0,0,0,0,0]
[1029,40,null,null,0,0,0,0,0,0,0,0,0,0,0,0,0,0,40,0,0,0,0,0,0,0]
[1030,40,null,null,0,0,0,0,0,0,0,0,0,0,0,0,0,0,40,0,0,0,0,0,0,0]
[1031,40,null,null,0,0,0,0,0,0,0,0,0,0,0,0,0,0,40,0,0,0,0,0,0,0]
[1032,40,null,null,0,0,0,0,0,0,0,0,0,0,0,0,0,0,40,0,0,0,0,0,0,0]
[1033,40,null,null,0,0,0,0,0,0,0,0,0,0,0,0,0,0,40,0,0,0,0,0,0,0]
[1034,40,null,null,0,0,0,0,0,0,0,0,0,0,0,0,0,0,40,0,0,0,0,0,0,0]
[1035,40,null,null,0,0,0,0,0,0,0,0,0,0,0,0,0,0,40,0,0,0,0,0,0,0]
[1036,40,null,null,0,0,0,0,0,0,0,0,0,0,0,0,0,0,40,0,0,0,0,0,0,0]
[1037,0,null,null,0,0,0,0,0,0,0,0,0,0,0,0,0,0,0,0,0,0,0,0,0,0]
[1038,0,null,null,0,0,0,0,0,0,0,0,0,0,0,0,0,0,0,0,0,0,0,0,0,0]
[1039,0,null,null,0,0,0,0,0,0,0,0,0,0,0,0,0,0,0,0,0,0,0,0,0,0]
[1040,0,null,null,0,0,0,0,0,0,0,0,0,0,0,0,0,0,0,0,0,0,0,0,0,0]
[1041,0,null,null,0,0,0,0,0,0,0,0,0,0,0,0,0,0,0,0,0,0,0,0,0,0]
[1042,0,null,null,0,0,0,0,0,0,0,0,0,0,0,0,0,0,0,0,0,0,0,0,0,0]
[1043,0,null,null,0,0,0,0,0,0,0,0,0,0,0,0,0,0,0,0,0,0,0,0,0,0]
[1044,0,null,null,0,0,0,0,0,0,0,0,0,0,0,0,0,0,0,0,0,0,0,0,0,0]
[1045,0,null,null,0,0,0,0,0,0,0,0,0,0,0,0,0,0,0,0,0,0,0,0,0,0]
[1046,0,null,null,0,0,0,0,0,0,0,0,0,0,0,0,0,0,0,0,0,0,0,0,0,0]
[1047,0,null,null,0,0,0,0,0,0,0,0,0,0,0,0,0,0,0,0,0,0,0,0,0,0]
[1048,0,null,null,0,0,0,0,0,0,0,0,0,0,0,0,0,0,0,0,0,0,0,0,0,0]
[1049,0,null,null,0,0,0,0,0,0,0,0,0,0,0,0,0,0,0,0,0,0,0,0,0,0]
[1050,0,null,null,0,0,0,0,0,0,0,0,0,0,0,0,0,0,0,0,0,0,0,0,0,0]
[1051,0,null,null,0,0,0,0,0,0,0,0,0,0,0,0,0,0,0,0,0,0,0,0,0,0]
[1052,0,null,null,0,0,0,0,0,0,0,0,0,0,0,0,0,0,0,0,0,0,0,0,0,0]
[1053,0,null,null,0,0,0,0,0,0,0,0,0,0,0,0,0,0,0,0,0,0,0,0,0,0]
[1054,0,null,null,0,0,0,0,0,0,0,0,0,0,0,0,0,0,0,0,0,0,0,0,0,0]
[1055,0,null,null,0,0,0,0,0,0,0,0,0,0,0,0,0,0,0,0,0,0,0,0,0,0]
[1056,0,null,null,0,0,0,0,0,0,0,0,0,0,0,0,0,0,0,0,0,0,0,0,0,0]
[1057,0,null,null,0,0,0,0,0,0,0,0,0,0,0,0,0,0,0,0,0,0,0,0,0,0]
[1058,0,null,null,0,0,0,0,0,0,0,0,0,0,0,0,0,0,0,0,0,0,0,0,0,0]
[1059,0,null,null,0,0,0,0,0,0,0,0,0,0,0,0,0,0,0,0,0,0,0,0,0,0]
[1060,0,null,null,0,0,0,0,0,0,0,0,0,0,0,0,0,0,0,0,0,0,0,0,0,0]
[1061,0,null,null,0,0,0,0,0,0,0,0,0,0,0,0,0,0,0,0,0,0,0,0,0,0]
[1062,0,null,null,0,0,0,0,0,0,0,0,0,0,0,0,0,0,0,0,0,0,0,0,0,0]
[1063,0,null,null,0,0,0,0,0,0,0,0,0,0,0,0,0,0,0,0,0,0,0,0,0,0]
[1064,0,null,null,0,0,0,0,0,0,0,0,0,0,0,0,0,0,0,0,0,0,0,0,0,0]
[1065,0,null,null,0,0,0,0,0,0,0,0,0,0,0,0,0,0,0,0,0,0,0,0,0,0]
[1066,0,null,null,0,0,0,0,0,0,0,0,0,0,0,0,0,0,0,0,0,0,0,0,0,0]
[1067,0,null,null,0,0,0,0,0,0,0,0,0,0,0,0,0,0,0,0,0,0,0,0,0,0]
[1068,0,null,null,0,0,0,0,0,0,0,0,0,0,0,0,0,0,0,0,0,0,0,0,0,0]
[1069,0,null,null,0,0,0,0,0,0,0,0,0,0,0,0,0,0,0,0,0,0,0,0,0,0]
[1070,0,null,null,0,0,0,0,0,0,0,0,0,0,0,0,0,0,0,0,0,0,0,0,0,0]
[1071,0,null,null,0,0,0,0,0,0,0,0,0,0,0,0,0,0,0,0,0,0,0,0,0,0]
[1072,0,null,null,0,0,0,0,0,0,0,0,0,0,0,0,0,0,0,0,0,0,0,0,0,0]
[1073,0,null,null,0,0,0,0,0,0,0,0,0,0,0,0,0,0,0,0,0,0,0,0,0,0]
[1074,0,null,null,0,0,0,0,0,0,0,0,0,0,0,0,0,0,0,0,0,0,0,0,0,0]
[1075,0,null,null,0,0,0,0,0,0,0,0,0,0,0,0,0,0,0,0,0,0,0,0,0,0]
[1076,0,null,null,0,0,0,0,0,0,0,0,0,0,0,0,0,0,0,0,0,0,0,0,0,0]
[1077,0,null,null,0,0,0,0,0,0,0,0,0,0,0,0,0,0,0,0,0,0,0,0,0,0]
[1078,0,null,null,0,0,0,0,0,0,0,0,0,0,0,0,0,0,0,0,0,0,0,0,0,0]
[1079,0,null,null,0,0,0,0,0,0,0,0,0,0,0,0,0,0,0,0,0,0,0,0,0,0]
[1080,0,null,null,0,0,0,0,0,0,0,0,0,0,0,0,0,0,0,0,0,0,0,0,0,0]
[1081,0,null,null,0,0,0,0,0,0,0,0,0,0,0,0,0,0,0,0,0,0,0,0,0,0]
[1082,0,null,null,0,0,0,0,0,0,0,0,0,0,0,0,0,0,0,0,0,0,0,0,0,0]
[1083,0,null,null,0,0,0,0,0,0,0,0,0,0,0,0,0,0,0,0,0,0,0,0,0,0]
[1084,0,null,null,0,0,0,0,0,0,0,0,0,0,0,0,0,0,0,0,0,0,0,0,0,0]
[1085,0,null,null,0,0,0,0,0,0,0,0,0,0,0,0,0,0,0,0,0,0,0,0,0,0]
[1086,0,null,null,0,0,0,0,0,0,0,0,0,0,0,0,0,0,0,0,0,0,0,0,0,0]
[1087,0,null,null,0,0,0,0,0,0,0,0,0,0,0,0,0,0,0,0,0,0,0,0,0,0]
[1088,0,null,null,0,0,0,0,0,0,0,0,0,0,0,0,0,0,0,0,0,0,0,0,0,0]
[1089,0,null,null,0,0,0,0,0,0,0,0,0,0,0,0,0,0,0,0,0,0,0,0,0,0]
[1090,{"$f":"SUM(E1101:CA1101)","v":0},null,null,0,0,0,0,0,0,0,0,0,0,0,0,0,0,0,0,0,0,0,0,0,0]
[1091,0,null,null,0,0,0,0,0,0,0,0,0,0,0,0,0,0,0,0,0,0,0,0,0,0]
[1092,0,null,null,0,0,0,0,0,0,0,0,0,0,0,0,0,0,0,0,0,0,0,0,0,0]
[1093,0,null,null,0,0,0,0,0,0,0,0,0,0,0,0,0,0,0,0,0,0,0,0,0,0]
[1094,0,null,null,0,0,0,0,0,0,0,0,0,0,0,0,0,0,0,0,0,0,0,0,0,0]
[1095,0,null,null,0,0,0,0,0,0,0,0,0,0,0,0,0,0,0,0,0,0,0,0,0,0]
[1096,0,null,null,0,0,0,0,0,0,0,0,0,0,0,0,0,0,0,0,0,0,0,0,0,0]
[1097,100,null,null,0,0,0,0,0,0,0,0,0,0,0,0,0,0,0,0,0,100,0,0,0,0]
[1098,100,null,null,0,0,0,0,0,0,0,0,0,0,0,0,0,0,0,0,0,100,0,0,0,0]
[1099,100,null,null,0,0,0,0,0,0,0,0,0,0,0,0,0,0,0,0,0,100,0,0,0,0]
[1100,100,null,null,0,0,0,0,0,0,0,0,0,0,0,0,0,0,0,0,0,100,0,0,0,0]
[1101,100,null,null,0,0,0,0,0,0,0,0,0,0,0,0,0,0,0,0,0,100,0,0,0,0]
[1102,100,null,null,0,0,0,0,0,0,0,0,0,0,0,0,0,0,0,0,0,100,0,0,0,0]
[1103,100,null,null,0,0,0,0,0,0,0,0,0,0,0,0,0,0,0,0,0,100,0,0,0,0]
[1104,100,null,null,0,0,0,0,0,0,0,0,0,0,0,0,0,0,0,0,0,100,0,0,0,0]
[1105,100,null,null,0,0,0,0,0,0,0,0,0,0,0,0,0,0,0,0,0,100,0,0,0,0]
[1106,100,null,null,0,0,0,0,0,0,0,0,0,0,0,0,0,0,0,0,0,100,0,0,0,0]
[1107,100,null,null,0,0,0,0,0,0,0,0,0,0,0,0,0,0,0,0,0,100,0,0,0,0]
[1108,100,null,null,0,0,0,0,0,0,0,0,0,0,0,0,0,0,0,0,0,100,0,0,0,0]
[1109,100,null,null,0,0,0,0,0,0,0,0,0,0,0,0,0,0,0,0,0,100,0,0,0,0]
[1110,100,null,null,0,0,0,0,0,0,0,0,0,0,0,0,0,0,0,0,0,100,0,0,0,0]
[1111,100,null,null,0,0,0,0,0,0,0,0,0,0,0,0,0,0,0,0,0,100,0,0,0,0]
[1112,100,null,null,0,0,0,0,0,0,0,0,0,0,0,0,0,0,0,0,0,100,0,0,0,0]
[1113,100,null,null,0,0,0,0,0,0,0,0,0,0,0,0,0,0,0,0,0,100,0,0,0,0]
[1114,100,null,null,0,0,0,0,0,0,0,0,0,0,0,0,0,0,0,0,0,100,0,0,0,0]
[1115,100,null,null,0,0,0,0,0,0,0,0,0,0,0,0,0,0,0,0,0,100,0,0,0,0]
[1116,100,null,null,0,0,0,0,0,0,0,0,0,0,0,0,0,0,0,0,0,100,0,0,0,0]
[1117,100,null,null,0,0,0,0,0,0,0,0,0,0,0,0,0,0,0,0,0,100,0,0,0,0]
[1118,100,null,null,0,0,0,0,0,0,0,0,0,0,0,0,0,0,0,0,0,100,0,0,0,0]
[1119,100,null,null,0,0,0,0,0,0,0,0,0,0,0,0,0,0,0,0,0,100,0,0,0,0]
[1120,100,null,null,0,0,0,0,0,0,0,0,0,0,0,0,0,0,0,0,0,100,0,0,0,0]
[1121,100,null,null,0,0,0,0,0,0,0,0,0,0,0,0,0,0,0,0,0,100,0,0,0,0]
[1122,100,null,null,0,0,0,0,0,0,0,0,0,0,0,0,0,0,0,0,0,100,0,0,0,0]
[1123,100,null,null,0,0,0,0,0,0,0,0,0,0,0,0,0,0,0,0,0,100,0,0,0,0]
[1124,100,null,null,0,0,0,0,0,0,0,0,0,0,0,0,0,0,0,0,0,100,0,0,0,0]
[1125,100,null,null,0,0,0,0,0,0,0,0,0,0,0,0,0,0,0,0,0,100,0,0,0,0]
[1126,100,null,null,0,0,0,0,0,0,0,0,0,0,0,0,0,0,0,0,0,100,0,0,0,0]
[1127,100,null,null,0,0,0,0,0,0,0,0,0,0,0,0,0,0,0,0,0,100,0,0,0,0]
[1128,100,null,null,0,0,0,0,0,0,0,0,0,0,0,0,0,0,0,0,0,100,0,0,0,0]
[1129,100,null,null,0,0,0,0,0,0,0,0,0,0,0,0,0,0,0,0,0,100,0,0,0,0]
[1130,100,null,null,0,0,0,0,0,0,0,0,0,0,0,0,0,0,0,0,0,100,0,0,0,0]
[1131,100,null,null,0,0,0,0,0,0,0,0,0,0,0,0,0,0,0,0,0,100,0,0,0,0]
[1132,100,null,null,0,0,0,0,0,0,0,0,0,0,0,0,0,0,0,0,0,100,0,0,0,0]
[1133,100,null,null,0,0,0,0,0,0,0,0,0,0,0,0,0,0,0,0,0,100,0,0,0,0]
[1134,100,null,null,0,0,0,0,0,0,0,0,0,0,0,0,0,0,0,0,0,100,0,0,0,0]
[1135,100,null,null,0,0,0,0,0,0,0,0,0,0,0,0,0,0,0,0,0,100,0,0,0,0]
[1136,100,null,null,0,0,0,0,0,0,0,0,0,0,0,0,0,0,0,0,0,100,0,0,0,0]
[1137,100,null,null,0,0,0,0,0,0,0,0,0,0,0,0,0,0,0,0,0,100,0,0,0,0]
[1138,100,null,null,0,0,0,0,0,0,0,0,0,0,0,0,0,0,0,0,0,100,0,0,0,0]
[1139,100,null,null,0,0,0,0,0,0,0,0,0,0,0,0,0,0,0,0,0,100,0,0,0,0]
[1140,100,null,null,0,0,0,0,0,0,0,0,0,0,0,0,0,0,0,0,0,100,0,0,0,0]
[1141,100,null,null,0,0,0,0,0,0,0,0,0,0,0,0,0,0,0,0,0,100,0,0,0,0]
[1142,100,null,null,0,0,0,0,0,0,0,0,0,0,0,0,0,0,0,0,0,100,0,0,0,0]
[1143,100,null,null,0,0,0,0,0,0,0,0,0,0,0,0,0,0,0,0,0,100,0,0,0,0]
[1144,100,null,null,0,0,0,0,0,0,0,0,0,0,0,0,0,0,0,0,0,100,0,0,0,0]
[1145,100,null,null,0,0,0,0,0,0,0,0,0,0,0,0,0,0,0,0,0,100,0,0,0,0]
[1146,100,null,null,0,0,0,0,0,0,0,0,0,0,0,0,0,0,0,0,0,100,0,0,0,0]
[1147,100,null,null,0,0,0,0,0,0,0,0,0,0,0,0,0,0,0,0,0,100,0,0,0,0]
[1148,100,null,null,0,0,0,0,0,0,0,0,0,0,0,0,0,0,0,0,0,100,0,0,0,0]
[1149,100,null,null,0,0,0,0,0,0,0,0,0,0,0,0,0,0,0,0,0,100,0,0,0,0]
[1150,100,null,null,0,0,0,0,0,0,0,0,0,0,0,0,0,0,0,0,0,100,0,0,0,0]
[1151,100,null,null,0,0,0,0,0,0,0,0,0,0,0,0,0,0,0,0,0,100,0,0,0,0]
[1152,100,null,null,0,0,0,0,0,0,0,0,0,0,0,0,0,0,0,0,0,100,0,0,0,0]
[1153,100,null,null,0,0,0,0,0,0,0,0,0,0,0,0,0,0,0,0,0,100,0,0,0,0]
[1154,{"$f":"SUM(E1165:CA1165)","v":100},null,null,0,0,0,0,0,0,0,0,0,0,0,0,0,0,0,0,0,100,0,0,0,0]
[1155,100,null,null,0,0,0,0,0,0,0,0,0,0,0,0,0,0,0,0,0,100,0,0,0,0]
[1156,100,null,null,0,0,0,0,0,0,0,0,0,0,0,0,0,0,0,0,0,100,0,0,0,0]
[1157,100,null,null,0,0,0,0,0,0,0,0,0,0,0,0,0,0,0,0,0,100,0,0,0,0]
[1158,100,null,null,0,0,0,0,0,0,0,0,0,0,0,0,0,0,0,0,0,100,0,0,0,0]
[1159,100,null,null,0,0,0,0,0,0,0,0,0,0,0,0,0,0,0,0,0,100,0,0,0,0]
[1160,100,null,null,0,0,0,0,0,0,0,0,0,0,0,0,0,0,0,0,0,100,0,0,0,0]
[1161,100,null,null,0,0,0,0,0,0,0,0,0,0,0,0,0,0,0,0,0,100,0,0,0,0]
[1162,100,null,null,0,0,0,0,0,0,0,0,0,0,0,0,0,0,0,0,0,100,0,0,0,0]
[1163,100,null,null,0,0,0,0,0,0,0,0,0,0,0,0,0,0,0,0,0,100,0,0,0,0]
[1164,100,null,null,0,0,0,0,0,0,0,0,0,0,0,0,0,0,0,0,0,100,0,0,0,0]
[1165,100,null,null,0,0,0,0,0,0,0,0,0,0,0,0,0,0,0,0,0,100,0,0,0,0]
[1166,100,null,null,0,0,0,0,0,0,0,0,0,0,0,0,0,0,0,0,0,100,0,0,0,0]
[1167,100,null,null,0,0,0,0,0,0,0,0,0,0,0,0,0,0,0,0,0,100,0,0,0,0]
[1168,100,null,null,0,0,0,0,0,0,0,0,0,0,0,0,0,0,0,0,0,100,0,0,0,0]
[1169,100,null,null,0,0,0,0,0,0,0,0,0,0,0,0,0,0,0,0,0,100,0,0,0,0]
[1170,100,null,null,0,0,0,0,0,0,0,0,0,0,0,0,0,0,0,0,0,100,0,0,0,0]
[1171,100,null,null,0,0,0,0,0,0,0,0,0,0,0,0,0,0,0,0,0,100,0,0,0,0]
[1172,100,null,null,0,0,0,0,0,0,0,0,0,0,0,0,0,0,0,0,0,100,0,0,0,0]
[1173,100,null,null,0,0,0,0,0,0,0,0,0,0,0,0,0,0,0,0,0,100,0,0,0,0]
[1174,100,null,null,0,0,0,0,0,0,0,0,0,0,0,0,0,0,0,0,0,100,0,0,0,0]
[1175,100,null,null,0,0,0,0,0,0,0,0,0,0,0,0,0,0,0,0,0,100,0,0,0,0]
[1176,100,null,null,0,0,0,0,0,0,0,0,0,0,0,0,0,0,0,0,0,100,0,0,0,0]
[1177,100,null,null,0,0,0,0,0,0,0,0,0,0,0,0,0,0,0,0,0,100,0,0,0,0]
[1178,100,null,null,0,0,0,0,0,0,0,0,0,0,0,0,0,0,0,0,0,100,0,0,0,0]
[1179,100,null,null,0,0,0,0,0,0,0,0,0,0,0,0,0,0,0,0,0,100,0,0,0,0]
[1180,100,null,null,0,0,0,0,0,0,0,0,0,0,0,0,0,0,0,0,0,100,0,0,0,0]
[1181,100,null,null,0,0,0,0,0,0,0,0,0,0,0,0,0,0,0,0,0,100,0,0,0,0]
[1182,100,null,null,0,0,0,0,0,0,0,0,0,0,0,0,0,0,0,0,0,100,0,0,0,0]
[1183,100,null,null,0,0,0,0,0,0,0,0,0,0,0,0,0,0,0,0,0,100,0,0,0,0]
[1184,100,null,null,0,0,0,0,0,0,0,0,0,0,0,0,0,0,0,0,0,100,0,0,0,0]
[1185,100,null,null,0,0,0,0,0,0,0,0,0,0,0,0,0,0,0,0,0,100,0,0,0,0]
[1186,100,null,null,0,0,0,0,0,0,0,0,0,0,0,0,0,0,0,0,0,100,0,0,0,0]
[1187,100,null,null,0,0,0,0,0,0,0,0,0,0,0,0,0,0,0,0,0,100,0,0,0,0]
[1188,100,null,null,0,0,0,0,0,0,0,0,0,0,0,0,0,0,0,0,0,100,0,0,0,0]
[1189,100,null,null,0,0,0,0,0,0,0,0,0,0,0,0,0,0,0,0,0,100,0,0,0,0]
[1190,100,null,null,0,0,0,0,0,0,0,0,0,0,0,0,0,0,0,0,0,100,0,0,0,0]
[1191,100,null,null,0,0,0,0,0,0,0,0,0,0,0,0,0,0,0,0,0,100,0,0,0,0]
[1192,100,null,null,0,0,0,0,0,0,0,0,0,0,0,0,0,0,0,0,0,100,0,0,0,0]
[1193,100,null,null,0,0,0,0,0,0,0,0,0,0,0,0,0,0,0,0,0,100,0,0,0,0]
[1194,100,null,null,0,0,0,0,0,0,0,0,0,0,0,0,0,0,0,0,0,100,0,0,0,0]
[1195,100,null,null,0,0,0,0,0,0,0,0,0,0,0,0,0,0,0,0,0,100,0,0,0,0]
[1196,100,null,null,0,0,0,0,0,0,0,0,0,0,0,0,0,0,0,0,0,100,0,0,0,0]
[1197,100,null,null,0,0,0,0,0,0,0,0,0,0,0,0,0,0,0,0,0,100,0,0,0,0]
[1198,100,null,null,0,0,0,0,0,0,0,0,0,0,0,0,0,0,0,0,0,100,0,0,0,0]
[1199,100,null,null,0,0,0,0,0,0,0,0,0,0,0,0,0,0,0,0,0,100,0,0,0,0]
[1200,100,null,null,0,0,0,0,0,0,0,0,0,0,0,0,0,0,0,0,0,100,0,0,0,0]
[1201,100,null,null,0,0,0,0,0,0,0,0,0,0,0,0,0,0,0,0,0,100,0,0,0,0]
[1202,100,null,null,0,0,0,0,0,0,0,0,0,0,0,0,0,0,0,0,0,100,0,0,0,0]
[1203,100,null,null,0,0,0,0,0,0,0,0,0,0,0,0,0,0,0,0,0,100,0,0,0,0]
[1204,100,null,null,0,0,0,0,0,0,0,0,0,0,0,0,0,0,0,0,0,100,0,0,0,0]
[1205,100,null,null,0,0,0,0,0,0,0,0,0,0,0,0,0,0,0,0,0,100,0,0,0,0]
[1206,100,null,null,0,0,0,0,0,0,0,0,0,0,0,0,0,0,0,0,0,100,0,0,0,0]
[1207,100,null,null,0,0,0,0,0,0,0,0,0,0,0,0,0,0,0,0,0,100,0,0,0,0]
[1208,100,null,null,0,0,0,0,0,0,0,0,0,0,0,0,0,0,0,0,0,100,0,0,0,0]
[1209,100,null,null,0,0,0,0,0,0,0,0,0,0,0,0,0,0,0,0,0,100,0,0,0,0]
[1210,100,null,null,0,0,0,0,0,0,0,0,0,0,0,0,0,0,0,0,0,100,0,0,0,0]
[1211,100,null,null,0,0,0,0,0,0,0,0,0,0,0,0,0,0,0,0,0,100,0,0,0,0]
[1212,100,null,null,0,0,0,0,0,0,0,0,0,0,0,0,0,0,0,0,0,100,0,0,0,0]
[1213,100,null,null,0,0,0,0,0,0,0,0,0,0,0,0,0,0,0,0,0,100,0,0,0,0]
[1214,100,null,null,0,0,0,0,0,0,0,0,0,0,0,0,0,0,0,0,0,100,0,0,0,0]
[1215,100,null,null,0,0,0,0,0,0,0,0,0,0,0,0,0,0,0,0,0,100,0,0,0,0]
[1216,100,null,null,0,0,0,0,0,0,0,0,0,0,0,0,0,0,0,0,0,100,0,0,0,0]
[1217,100,null,null,0,0,0,0,0,0,0,0,0,0,0,0,0,0,0,0,0,100,0,0,0,0]
[1218,{"$f":"SUM(E1229:CA1229)","v":100},null,null,0,0,0,0,0,0,0,0,0,0,0,0,0,0,0,0,0,100,0,0,0,0]
[1219,100,null,null,0,0,0,0,0,0,0,0,0,0,0,0,0,0,0,0,0,100,0,0,0,0]
[1220,100,null,null,0,0,0,0,0,0,0,0,0,0,0,0,0,0,0,0,0,100,0,0,0,0]
[1221,100,null,null,0,0,0,0,0,0,0,0,0,0,0,0,0,0,0,0,0,100,0,0,0,0]
[1222,100,null,null,0,0,0,0,0,0,0,0,0,0,0,0,0,0,0,0,0,100,0,0,0,0]
[1223,100,null,null,0,0,0,0,0,0,0,0,0,0,0,0,0,0,0,0,0,100,0,0,0,0]
[1224,100,null,null,0,0,0,0,0,0,0,0,0,0,0,0,0,0,0,0,0,100,0,0,0,0]
[1225,100,null,null,0,0,0,0,0,0,0,0,0,0,0,0,0,0,0,0,0,100,0,0,0,0]
[1226,100,null,null,0,0,0,0,0,0,0,0,0,0,0,0,0,0,0,0,0,100,0,0,0,0]
[1227,100,null,null,0,0,0,0,0,0,0,0,0,0,0,0,0,0,0,0,0,100,0,0,0,0]
[1228,100,null,null,0,0,0,0,0,0,0,0,0,0,0,0,0,0,0,0,0,100,0,0,0,0]
[1229,100,null,null,0,0,0,0,0,0,0,0,0,0,0,0,0,0,0,0,0,100,0,0,0,0]
[1230,100,null,null,0,0,0,0,0,0,0,0,0,0,0,0,0,0,0,0,0,100,0,0,0,0]
[1231,100,null,null,0,0,0,0,0,0,0,0,0,0,0,0,0,0,0,0,0,100,0,0,0,0]
[1232,100,null,null,0,0,0,0,0,0,0,0,0,0,0,0,0,0,0,0,0,100,0,0,0,0]
[1233,200,null,null,0,0,0,0,0,0,0,0,0,0,0,0,0,0,40,0,0,100,60,0,0,0]
[1234,260,null,null,0,0,0,0,0,0,0,0,60,0,0,0,0,0,40,0,0,100,60,0,0,0]
[1235,260,null,null,0,0,0,0,0,0,0,0,60,0,0,0,0,0,40,0,0,100,60,0,0,0]
[1236,260,null,null,0,0,0,0,0,0,0,0,60,0,0,0,0,0,40,0,0,100,60,0,0,0]
[1237,200,null,null,0,0,0,0,0,0,0,0,60,0,0,0,0,0,40,0,0,100,0,0,0,0]
[1238,200,null,null,0,0,0,0,0,0,0,0,60,0,0,0,0,0,40,0,0,100,0,0,0,0]
[1239,212,null,null,0,0,0,0,0,12,0,0,60,0,0,0,0,0,40,0,0,100,0,0,0,0]
[1240,212,null,null,0,0,0,0,0,12,0,0,60,0,0,0,0,0,40,0,0,100,0,0,0,0]
[1241,200,null,null,0,0,0,0,0,0,0,0,60,0,0,0,0,0,40,0,0,100,0,0,0,0]
[1242,200,null,null,0,0,0,0,0,0,0,0,60,0,0,0,0,0,40,0,0,100,0,0,0,0]
[1243,200,null,null,0,0,0,0,0,0,0,0,60,0,0,0,0,0,40,0,0,100,0,0,0,0]
[1244,200,null,null,0,0,0,0,0,0,0,0,60,0,0,0,0,0,40,0,0,100,0,0,0,0]
[1245,200,null,null,0,0,0,0,0,0,0,0,60,0,0,0,0,0,40,0,0,100,0,0,0,0]
[1246,200,null,null,0,0,0,0,0,0,0,0,60,0,0,0,0,0,40,0,0,100,0,0,0,0]
[1247,200,null,null,0,0,0,0,0,0,0,0,60,0,0,0,0,0,40,0,0,100,0,0,0,0]
[1248,200,null,null,0,0,0,0,0,0,0,0,60,0,0,0,0,0,40,0,0,100,0,0,0,0]
[1249,200,null,null,0,0,0,0,0,0,0,0,60,0,0,0,0,0,40,0,0,100,0,0,0,0]
[1250,200,null,null,0,0,0,0,0,0,0,0,60,0,0,0,0,0,40,0,0,100,0,0,0,0]
[1251,300,null,null,0,0,0,100,0,0,0,0,60,0,0,0,0,0,40,0,0,100,0,0,0,0]
[1252,300,null,null,0,0,0,100,0,0,0,0,60,0,0,0,0,0,40,0,0,100,0,0,0,0]
[1253,300,null,null,0,0,0,100,0,0,0,0,60,0,0,0,0,0,40,0,0,100,0,0,0,0]
[1254,300,null,null,0,0,0,100,0,0,0,0,60,0,0,0,0,0,40,0,0,100,0,0,0,0]
[1255,200,null,null,0,0,0,100,0,0,0,0,60,0,0,0,0,0,40,0,0,0,0,0,0,0]
[1256,200,null,null,0,0,0,100,0,0,0,0,60,0,0,0,0,0,40,0,0,0,0,0,0,0]
[1257,200,null,null,0,0,0,100,0,0,0,0,60,0,0,0,0,0,40,0,0,0,0,0,0,0]
[1258,200,null,null,0,0,0,100,0,0,0,0,60,0,0,0,0,0,40,0,0,0,0,0,0,0]
[1259,200,null,null,0,0,0,100,0,0,0,0,60,0,0,0,0,0,40,0,0,0,0,0,0,0]
[1260,200,null,null,0,0,0,100,0,0,0,0,60,0,0,0,0,0,40,0,0,0,0,0,0,0]
[1261,200,null,null,0,0,0,100,0,0,0,0,60,0,0,0,0,0,40,0,0,0,0,0,0,0]
[1262,200,null,null,0,0,0,100,0,0,0,0,60,0,0,0,0,0,40,0,0,0,0,0,0,0]
[1263,200,null,null,0,0,0,100,0,0,0,0,60,0,0,0,0,0,40,0,0,0,0,0,0,0]
[1264,200,null,null,0,0,0,100,0,0,0,0,60,0,0,0,0,0,40,0,0,0,0,0,0,0]
[1265,200,null,null,0,0,0,100,0,0,0,0,60,0,0,0,0,0,40,0,0,0,0,0,0,0]
[1266,200,null,null,0,0,0,100,0,0,0,0,60,0,0,0,0,0,40,0,0,0,0,0,0,0]
[1267,200,null,null,0,0,0,100,0,0,0,0,60,0,0,0,0,0,40,0,0,0,0,0,0,0]
[1268,200,null,null,0,0,0,100,0,0,0,0,60,0,0,0,0,0,40,0,0,0,0,0,0,0]
[1269,200,null,null,0,0,0,100,0,0,0,0,60,0,0,0,0,0,40,0,0,0,0,0,0,0]
[1270,200,null,null,0,0,0,100,0,0,0,0,60,0,0,0,0,0,40,0,0,0,0,0,0,0]
[1271,200,null,null,0,0,0,100,0,0,0,0,60,0,0,0,0,0,40,0,0,0,0,0,0,0]
[1272,200,null,null,0,0,0,100,0,0,0,0,60,0,0,0,0,0,40,0,0,0,0,0,0,0]
[1273,200,null,null,0,0,0,100,0,0,0,0,60,0,0,0,0,0,40,0,0,0,0,0,0,0]
[1274,200,null,null,0,0,0,100,0,0,0,0,60,0,0,0,0,0,40,0,0,0,0,0,0,0]
[1275,200,null,null,0,0,0,100,0,0,0,0,60,0,0,0,0,0,40,0,0,0,0,0,0,0]
[1276,200,null,null,0,0,0,100,0,0,0,0,60,0,0,0,0,0,40,0,0,0,0,0,0,0]
[1277,200,null,null,0,0,0,100,0,0,0,0,60,0,0,0,0,0,40,0,0,0,0,0,0,0]
[1278,200,null,null,0,0,0,100,0,0,0,0,60,0,0,0,0,0,40,0,0,0,0,0,0,0]
[1279,200,null,null,0,0,0,100,0,0,0,0,60,0,0,0,0,0,40,0,0,0,0,0,0,0]
[1280,200,null,null,0,0,0,100,0,0,0,0,60,0,0,0,0,0,40,0,0,0,0,0,0,0]
[1281,200,null,null,0,0,0,100,0,0,0,0,60,0,0,0,0,0,40,0,0,0,0,0,0,0]
[1282,{"$f":"SUM(E1293:CA1293)","v":200},null,null,0,0,0,100,0,0,0,0,60,0,0,0,0,0,40,0,0,0,0,0,0,0]
[1283,200,null,null,0,0,0,100,0,0,0,0,60,0,0,0,0,0,40,0,0,0,0,0,0,0]
[1284,200,null,null,0,0,0,100,0,0,0,0,60,0,0,0,0,0,40,0,0,0,0,0,0,0]
[1285,100,null,null,0,0,0,0,0,0,0,0,60,0,0,0,0,0,40,0,0,0,0,0,0,0]
[1286,100,null,null,0,0,0,0,0,0,0,0,60,0,0,0,0,0,40,0,0,0,0,0,0,0]
[1287,100,null,null,0,0,0,0,0,0,0,0,60,0,0,0,0,0,40,0,0,0,0,0,0,0]
[1288,100,null,null,0,0,0,0,0,0,0,0,60,0,0,0,0,0,40,0,0,0,0,0,0,0]
[1289,100,null,null,0,0,0,0,0,0,0,0,60,0,0,0,0,0,40,0,0,0,0,0,0,0]
[1290,100,null,null,0,0,0,0,0,0,0,0,60,0,0,0,0,0,40,0,0,0,0,0,0,0]
[1291,100,null,null,0,0,0,0,0,0,0,0,60,0,0,0,0,0,40,0,0,0,0,0,0,0]
[1292,100,null,null,0,0,0,0,0,0,0,0,60,0,0,0,0,0,40,0,0,0,0,0,0,0]
[1293,100,null,null,0,0,0,0,0,0,0,0,60,0,0,0,0,0,40,0,0,0,0,0,0,0]
[1294,100,null,null,0,0,0,0,0,0,0,0,60,0,0,0,0,0,40,0,0,0,0,0,0,0]
[1295,100,null,null,0,0,0,0,0,0,0,0,60,0,0,0,0,0,40,0,0,0,0,0,0,0]
[1296,100,null,null,0,0,0,0,0,0,0,0,60,0,0,0,0,0,40,0,0,0,0,0,0,0]
[1297,100,null,null,0,0,0,0,0,0,0,0,60,0,0,0,0,0,40,0,0,0,0,0,0,0]
[1298,100,null,null,0,0,0,0,0,0,0,0,60,0,0,0,0,0,40,0,0,0,0,0,0,0]
[1299,100,null,null,0,0,0,0,0,0,0,0,60,0,0,0,0,0,40,0,0,0,0,0,0,0]
[1300,100,null,null,0,0,0,0,0,0,0,0,60,0,0,0,0,0,40,0,0,0,0,0,0,0]
[1301,100,null,null,0,0,0,0,0,0,0,0,60,0,0,0,0,0,40,0,0,0,0,0,0,0]
[1302,160,null,null,0,0,0,0,0,0,0,0,60,0,0,0,0,0,40,0,0,0,60,0,0,0]
[1303,160,null,null,0,0,0,0,0,0,0,0,60,0,0,0,0,0,40,0,0,0,60,0,0,0]
[1304,160,null,null,0,0,0,0,0,0,0,0,60,0,0,0,0,0,40,0,0,0,60,0,0,0]
[1305,160,null,null,0,0,0,0,0,0,0,0,60,0,0,0,0,0,40,0,0,0,60,0,0,0]
[1306,160,null,null,0,0,0,0,0,0,0,0,60,0,0,0,0,0,40,0,0,0,60,0,0,0]
[1307,160,null,null,0,0,0,0,0,0,0,0,60,0,0,0,0,0,40,0,0,0,60,0,0,0]
[1308,160,null,null,0,0,0,0,0,0,0,0,60,0,0,0,0,0,40,0,0,0,60,0,0,0]
[1309,100,null,null,0,0,0,0,0,0,0,0,60,0,0,0,0,0,40,0,0,0,0,0,0,0]
[1310,100,null,null,0,0,0,0,0,0,0,0,60,0,0,0,0,0,40,0,0,0,0,0,0,0]
[1311,100,null,null,0,0,0,0,0,0,0,0,60,0,0,0,0,0,40,0,0,0,0,0,0,0]
[1312,100,null,null,0,0,0,0,0,0,0,0,60,0,0,0,0,0,40,0,0,0,0,0,0,0]
[1313,60,null,null,0,0,0,0,0,0,0,0,60,0,0,0,0,0,0,0,0,0,0,0,0,0]
[1314,60,null,null,0,0,0,0,0,0,0,0,60,0,0,0,0,0,0,0,0,0,0,0,0,0]
[1315,60,null,null,0,0,0,0,0,0,0,0,60,0,0,0,0,0,0,0,0,0,0,0,0,0]
[1316,60,null,null,0,0,0,0,0,0,0,0,60,0,0,0,0,0,0,0,0,0,0,0,0,0]
[1317,160,null,null,0,0,0,100,0,0,0,0,60,0,0,0,0,0,0,0,0,0,0,0,0,0]
[1318,160,null,null,0,0,0,100,0,0,0,0,60,0,0,0,0,0,0,0,0,0,0,0,0,0]
[1319,160,null,null,0,0,0,100,0,0,0,0,60,0,0,0,0,0,0,0,0,0,0,0,0,0]
[1320,220,null,null,0,60,0,100,0,0,0,0,60,0,0,0,0,0,0,0,0,0,0,0,0,0]
[1321,220,null,null,0,60,0,100,0,0,0,0,60,0,0,0,0,0,0,0,0,0,0,0,0,0]
[1322,220,null,null,0,60,0,100,0,0,0,0,60,0,0,0,0,0,0,0,0,0,0,0,0,0]
[1323,220,null,null,0,60,0,100,0,0,0,0,60,0,0,0,0,0,0,0,0,0,0,0,0,0]
[1324,220,null,null,0,60,0,100,0,0,0,0,60,0,0,0,0,0,0,0,0,0,0,0,0,0]
[1325,220,null,null,0,60,0,100,0,0,0,0,60,0,0,0,0,0,0,0,0,0,0,0,0,0]
[1326,220,null,null,0,60,0,100,0,0,0,0,60,0,0,0,0,0,0,0,0,0,0,0,0,0]
[1327,260,null,null,0,0,0,100,0,0,0,0,60,0,0,0,0,0,0,0,0,0,0,100,0,0]
[1328,160,null,null,0,0,0,100,0,0,0,0,60,0,0,0,0,0,0,0,0,0,0,0,0,0]
[1329,60,null,null,0,0,0,0,0,0,0,0,60,0,0,0,0,0,0,0,0,0,0,0,0,0]
[1330,160,null,null,0,0,0,100,0,0,0,0,60,0,0,0,0,0,0,0,0,0,0,0,0,0]
[1331,160,null,null,0,0,0,100,0,0,0,0,60,0,0,0,0,0,0,0,0,0,0,0,0,0]
[1332,200,null,null,0,0,0,100,0,0,0,0,60,0,0,0,0,0,40,0,0,0,0,0,0,0]
[1333,200,null,null,0,0,0,100,0,0,0,0,60,0,0,0,0,0,40,0,0,0,0,0,0,0]
[1334,200,null,null,0,0,0,100,0,0,0,0,60,0,0,0,0,0,40,0,0,0,0,0,0,0]
[1335,200,null,null,0,0,0,100,0,0,0,0,60,0,0,0,0,0,40,0,0,0,0,0,0,0]
[1336,200,null,null,0,0,0,100,0,0,0,0,60,0,0,0,0,0,40,0,0,0,0,0,0,0]
[1337,200,null,null,0,0,0,100,0,0,0,0,60,0,0,0,0,0,40,0,0,0,0,0,0,0]
[1338,200,null,null,0,0,0,100,0,0,0,0,60,0,0,0,0,0,40,0,0,0,0,0,0,0]
[1339,200,null,null,0,0,0,100,0,0,0,0,60,0,0,0,0,0,40,0,0,0,0,0,0,0]
[1340,200,null,null,0,0,0,100,0,0,0,0,60,0,0,0,0,0,40,0,0,0,0,0,0,0]
[1341,200,null,null,0,0,0,100,0,0,0,0,60,0,0,0,0,0,40,0,0,0,0,0,0,0]
[1342,100,null,null,0,0,0,0,0,0,0,0,60,0,0,0,0,0,40,0,0,0,0,0,0,0]
[1343,100,null,null,0,0,0,0,0,0,0,0,60,0,0,0,0,0,40,0,0,0,0,0,0,0]
[1344,100,null,null,0,0,0,0,0,0,0,0,60,0,0,0,0,0,40,0,0,0,0,0,0,0]
[1345,100,null,null,0,0,0,0,0,0,0,0,60,0,0,0,0,0,40,0,0,0,0,0,0,0]
[1346,{"$f":"SUM(E1357:CA1357)","v":100},null,null,0,0,0,0,0,0,0,0,60,0,0,0,0,0,40,0,0,0,0,0,0,0]
[1347,60,null,null,0,0,0,0,0,0,0,0,60,0,0,0,0,0,0,0,0,0,0,0,0,0]
[1348,60,null,null,0,0,0,0,0,0,0,0,60,0,0,0,0,0,0,0,0,0,0,0,0,0]
[1349,60,null,null,0,0,0,0,0,0,0,0,60,0,0,0,0,0,0,0,0,0,0,0,0,0]
[1350,60,null,null,0,0,0,0,0,0,0,0,60,0,0,0,0,0,0,0,0,0,0,0,0,0]
[1351,60,null,null,0,0,0,0,0,0,0,0,60,0,0,0,0,0,0,0,0,0,0,0,0,0]
[1352,60,null,null,0,0,0,0,0,0,0,0,60,0,0,0,0,0,0,0,0,0,0,0,0,0]
[1353,60,null,null,0,0,0,0,0,0,0,0,60,0,0,0,0,0,0,0,0,0,0,0,0,0]
[1354,60,null,null,0,0,0,0,0,0,0,0,60,0,0,0,0,0,0,0,0,0,0,0,0,0]
[1355,60,null,null,0,0,0,0,0,0,0,0,60,0,0,0,0,0,0,0,0,0,0,0,0,0]
[1356,60,null,null,0,0,0,0,0,0,0,0,60,0,0,0,0,0,0,0,0,0,0,0,0,0]
[1357,60,null,null,0,0,0,0,0,0,0,0,60,0,0,0,0,0,0,0,0,0,0,0,0,0]
[1358,60,null,null,0,0,0,0,0,0,0,0,60,0,0,0,0,0,0,0,0,0,0,0,0,0]
[1359,60,null,null,0,0,0,0,0,0,0,0,60,0,0,0,0,0,0,0,0,0,0,0,0,0]
[1360,60,null,null,0,0,0,0,0,0,0,0,60,0,0,0,0,0,0,0,0,0,0,0,0,0]
[1361,60,null,null,0,0,0,0,0,0,0,0,60,0,0,0,0,0,0,0,0,0,0,0,0,0]
[1362,60,null,null,0,0,0,0,0,0,0,0,60,0,0,0,0,0,0,0,0,0,0,0,0,0]
[1363,60,null,null,0,0,0,0,0,0,0,0,60,0,0,0,0,0,0,0,0,0,0,0,0,0]
[1364,60,null,null,0,0,0,0,0,0,0,0,60,0,0,0,0,0,0,0,0,0,0,0,0,0]
[1365,60,null,null,0,0,0,0,0,0,0,0,60,0,0,0,0,0,0,0,0,0,0,0,0,0]
[1366,60,null,null,0,0,0,0,0,0,0,0,60,0,0,0,0,0,0,0,0,0,0,0,0,0]
[1367,60,null,null,0,0,0,0,0,0,0,0,60,0,0,0,0,0,0,0,0,0,0,0,0,0]
[1368,72,null,null,0,0,0,0,0,12,0,0,60,0,0,0,0,0,0,0,0,0,0,0,0,0]
[1369,72,null,null,0,0,0,0,0,12,0,0,60,0,0,0,0,0,0,0,0,0,0,0,0,0]
[1370,72,null,null,0,0,0,0,0,12,0,0,60,0,0,0,0,0,0,0,0,0,0,0,0,0]
[1371,0,null,null,0,0,0,0,0,0,0,0,0,0,0,0,0,0,0,0,0,0,0,0,0,0]
[1372,0,null,null,0,0,0,0,0,0,0,0,0,0,0,0,0,0,0,0,0,0,0,0,0,0]
[1373,0,null,null,0,0,0,0,0,0,0,0,0,0,0,0,0,0,0,0,0,0,0,0,0,0]
[1374,0,null,null,0,0,0,0,0,0,0,0,0,0,0,0,0,0,0,0,0,0,0,0,0,0]
[1375,0,null,null,0,0,0,0,0,0,0,0,0,0,0,0,0,0,0,0,0,0,0,0,0,0]
[1376,0,null,null,0,0,0,0,0,0,0,0,0,0,0,0,0,0,0,0,0,0,0,0,0,0]
[1377,0,null,null,0,0,0,0,0,0,0,0,0,0,0,0,0,0,0,0,0,0,0,0,0,0]
[1378,0,null,null,0,0,0,0,0,0,0,0,0,0,0,0,0,0,0,0,0,0,0,0,0,0]
[1379,0,null,null,0,0,0,0,0,0,0,0,0,0,0,0,0,0,0,0,0,0,0,0,0,0]
[1380,0,null,null,0,0,0,0,0,0,0,0,0,0,0,0,0,0,0,0,0,0,0,0,0,0]
[1381,0,null,null,0,0,0,0,0,0,0,0,0,0,0,0,0,0,0,0,0,0,0,0,0,0]
[1382,0,null,null,0,0,0,0,0,0,0,0,0,0,0,0,0,0,0,0,0,0,0,0,0,0]
[1383,0,null,null,0,0,0,0,0,0,0,0,0,0,0,0,0,0,0,0,0,0,0,0,0,0]
[1384,0,null,null,0,0,0,0,0,0,0,0,0,0,0,0,0,0,0,0,0,0,0,0,0,0]
[1385,0,null,null,0,0,0,0,0,0,0,0,0,0,0,0,0,0,0,0,0,0,0,0,0,0]
[1386,0,null,null,0,0,0,0,0,0,0,0,0,0,0,0,0,0,0,0,0,0,0,0,0,0]
[1387,0,null,null,0,0,0,0,0,0,0,0,0,0,0,0,0,0,0,0,0,0,0,0,0,0]
[1388,0,null,null,0,0,0,0,0,0,0,0,0,0,0,0,0,0,0,0,0,0,0,0,0,0]
[1389,0,null,null,0,0,0,0,0,0,0,0,0,0,0,0,0,0,0,0,0,0,0,0,0,0]
[1390,0,null,null,0,0,0,0,0,0,0,0,0,0,0,0,0,0,0,0,0,0,0,0,0,0]
[1391,0,null,null,0,0,0,0,0,0,0,0,0,0,0,0,0,0,0,0,0,0,0,0,0,0]
[1392,0,null,null,0,0,0,0,0,0,0,0,0,0,0,0,0,0,0,0,0,0,0,0,0,0]
[1393,0,null,null,0,0,0,0,0,0,0,0,0,0,0,0,0,0,0,0,0,0,0,0,0,0]
[1394,0,null,null,0,0,0,0,0,0,0,0,0,0,0,0,0,0,0,0,0,0,0,0,0,0]
[1395,0,null,null,0,0,0,0,0,0,0,0,0,0,0,0,0,0,0,0,0,0,0,0,0,0]
[1396,0,null,null,0,0,0,0,0,0,0,0,0,0,0,0,0,0,0,0,0,0,0,0,0,0]
[1397,0,null,null,0,0,0,0,0,0,0,0,0,0,0,0,0,0,0,0,0,0,0,0,0,0]
[1398,0,null,null,0,0,0,0,0,0,0,0,0,0,0,0,0,0,0,0,0,0,0,0,0,0]
[1399,0,null,null,0,0,0,0,0,0,0,0,0,0,0,0,0,0,0,0,0,0,0,0,0,0]
[1400,0,null,null,0,0,0,0,0,0,0,0,0,0,0,0,0,0,0,0,0,0,0,0,0,0]
[1401,0,null,null,0,0,0,0,0,0,0,0,0,0,0,0,0,0,0,0,0,0,0,0,0,0]
[1402,0,null,null,0,0,0,0,0,0,0,0,0,0,0,0,0,0,0,0,0,0,0,0,0,0]
[1403,0,null,null,0,0,0,0,0,0,0,0,0,0,0,0,0,0,0,0,0,0,0,0,0,0]
[1404,0,null,null,0,0,0,0,0,0,0,0,0,0,0,0,0,0,0,0,0,0,0,0,0,0]
[1405,0,null,null,0,0,0,0,0,0,0,0,0,0,0,0,0,0,0,0,0,0,0,0,0,0]
[1406,0,null,null,0,0,0,0,0,0,0,0,0,0,0,0,0,0,0,0,0,0,0,0,0,0]
[1407,0,null,null,0,0,0,0,0,0,0,0,0,0,0,0,0,0,0,0,0,0,0,0,0,0]
[1408,0,null,null,0,0,0,0,0,0,0,0,0,0,0,0,0,0,0,0,0,0,0,0,0,0]
[1409,0,null,null,0,0,0,0,0,0,0,0,0,0,0,0,0,0,0,0,0,0,0,0,0,0]
[1410,{"$f":"SUM(E1421:CA1421)","v":0},null,null,0,0,0,0,0,0,0,0,0,0,0,0,0,0,0,0,0,0,0,0,0,0]
[1411,0,null,null,0,0,0,0,0,0,0,0,0,0,0,0,0,0,0,0,0,0,0,0,0,0]
[1412,0,null,null,0,0,0,0,0,0,0,0,0,0,0,0,0,0,0,0,0,0,0,0,0,0]
[1413,0,null,null,0,0,0,0,0,0,0,0,0,0,0,0,0,0,0,0,0,0,0,0,0,0]
[1414,0,null,null,0,0,0,0,0,0,0,0,0,0,0,0,0,0,0,0,0,0,0,0,0,0]
[1415,0,null,null,0,0,0,0,0,0,0,0,0,0,0,0,0,0,0,0,0,0,0,0,0,0]
[1416,0,null,null,0,0,0,0,0,0,0,0,0,0,0,0,0,0,0,0,0,0,0,0,0,0]
[1417,0,null,null,0,0,0,0,0,0,0,0,0,0,0,0,0,0,0,0,0,0,0,0,0,0]
[1418,0,null,null,0,0,0,0,0,0,0,0,0,0,0,0,0,0,0,0,0,0,0,0,0,0]
[1419,0,null,null,0,0,0,0,0,0,0,0,0,0,0,0,0,0,0,0,0,0,0,0,0,0]
[1420,0,null,null,0,0,0,0,0,0,0,0,0,0,0,0,0,0,0,0,0,0,0,0,0,0]
[1421,0,null,null,0,0,0,0,0,0,0,0,0,0,0,0,0,0,0,0,0,0,0,0,0,0]
[1422,0,null,null,0,0,0,0,0,0,0,0,0,0,0,0,0,0,0,0,0,0,0,0,0,0]
[1423,0,null,null,0,0,0,0,0,0,0,0,0,0,0,0,0,0,0,0,0,0,0,0,0,0]
[1424,0,null,null,0,0,0,0,0,0,0,0,0,0,0,0,0,0,0,0,0,0,0,0,0,0]
[1425,0,null,null,0,0,0,0,0,0,0,0,0,0,0,0,0,0,0,0,0,0,0,0,0,0]
[1426,0,null,null,0,0,0,0,0,0,0,0,0,0,0,0,0,0,0,0,0,0,0,0,0,0]
[1427,0,null,null,0,0,0,0,0,0,0,0,0,0,0,0,0,0,0,0,0,0,0,0,0,0]
[1428,0,null,null,0,0,0,0,0,0,0,0,0,0,0,0,0,0,0,0,0,0,0,0,0,0]
[1429,0,null,null,0,0,0,0,0,0,0,0,0,0,0,0,0,0,0,0,0,0,0,0,0,0]
[1430,0,null,null,0,0,0,0,0,0,0,0,0,0,0,0,0,0,0,0,0,0,0,0,0,0]
[1431,0,null,null,0,0,0,0,0,0,0,0,0,0,0,0,0,0,0,0,0,0,0,0,0,0]
[1432,0,null,null,0,0,0,0,0,0,0,0,0,0,0,0,0,0,0,0,0,0,0,0,0,0]
[1433,0,null,null,0,0,0,0,0,0,0,0,0,0,0,0,0,0,0,0,0,0,0,0,0,0]
[1434,0,null,null,0,0,0,0,0,0,0,0,0,0,0,0,0,0,0,0,0,0,0,0,0,0]
[1435,0,null,null,0,0,0,0,0,0,0,0,0,0,0,0,0,0,0,0,0,0,0,0,0,0]
[1436,0,null,null,0,0,0,0,0,0,0,0,0,0,0,0,0,0,0,0,0,0,0,0,0,0]
[1437,0,null,null,0,0,0,0,0,0,0,0,0,0,0,0,0,0,0,0,0,0,0,0,0,0]
[1438,0,null,null,0,0,0,0,0,0,0,0,0,0,0,0,0,0,0,0,0,0,0,0,0,0]
[1439,0,null,null,0,0,0,0,0,0,0,0,0,0,0,0,0,0,0,0,0,0,0,0,0,0]
[1440,0,null,null,0,0,0,0,0,0,0,0,0,0,0,0,0,0,0,0,0,0,0,0,0,0]

{"sheet":"occ_sim_data","index":9,"n_rows":154,"n_cols":3,"rows_kept":154,"cut":false,"hidden":false,"merged":[]}
["Active Occupancy Model"]
[]
["Simulation run output sheet"]
[]
["Refer to:","I. Richardson, M. Thomson, D. Infield, A high-resolution domestic building occupancy model for energy demand simulations, Energy and Buildings 40 (8) (2008) 1560-1566."]
[]
[]
[]
[]
["Ten minute period number","Ten minute period start time","Number of active occupants (left axis)"]
[1,{"$f":"(A11-1)/(24*6)","v":"00:00:00"},0]
[2,"00:10:00",0]
[3,"00:20:00",0]
[4,"00:30:00",0]
[5,"00:40:00",0]
[6,"00:50:00",0]
[7,"01:00:00",0]
[8,"01:10:00",0]
[9,"01:20:00",0]
[10,"01:30:00",0]
[11,"01:40:00",0]
[12,"01:50:00",0]
[13,"02:00:00",0]
[14,"02:10:00",0]
[15,"02:20:00",0]
[16,"02:30:00",0]
[17,"02:40:00",0]
[18,"02:50:00",0]
[19,"03:00:00",0]
[20,"03:10:00",0]
[21,"03:20:00",0]
[22,"03:30:00",0]
[23,"03:40:00",0]
[24,"03:50:00",0]
[25,"04:00:00",0]
[26,"04:10:00",0]
[27,"04:20:00",0]
[28,"04:30:00",0]
[29,"04:40:00",0]
[30,"04:50:00",0]
[31,"05:00:00",0]
[32,"05:10:00",0]
[33,{"$f":"(A43-1)/(24*6)","v":"05:20:00"},0]
[34,"05:30:00",0]
[35,"05:40:00",0]
[36,"05:50:00",0]
[37,"06:00:00",0]
[38,"06:10:00",0]
[39,"06:20:00",0]
[40,"06:30:00",0]
[41,"06:40:00",0]
[42,"06:50:00",1]
[43,"07:00:00",1]
[44,"07:10:00",1]
[45,"07:20:00",1]
[46,"07:30:00",1]
[47,"07:40:00",1]
[48,"07:50:00",2]
[49,"08:00:00",2]
[50,"08:10:00",2]
[51,"08:20:00",2]
[52,"08:30:00",1]
[53,"08:40:00",1]
[54,"08:50:00",1]
[55,"09:00:00",1]
[56,"09:10:00",1]
[57,"09:20:00",1]
[58,"09:30:00",1]
[59,"09:40:00",1]
[60,"09:50:00",1]
[61,"10:00:00",1]
[62,"10:10:00",1]
[63,"10:20:00",1]
[64,"10:30:00",1]
[65,{"$f":"(A75-1)/(24*6)","v":"10:40:00"},1]
[66,"10:50:00",1]
[67,"11:00:00",0]
[68,"11:10:00",0]
[69,"11:20:00",0]
[70,"11:30:00",0]
[71,"11:40:00",0]
[72,"11:50:00",0]
[73,"12:00:00",0]
[74,"12:10:00",0]
[75,"12:20:00",0]
[76,"12:30:00",0]
[77,"12:40:00",0]
[78,"12:50:00",0]
[79,"13:00:00",0]
[80,"13:10:00",0]
[81,"13:20:00",0]
[82,"13:30:00",0]
[83,"13:40:00",0]
[84,"13:50:00",0]
[85,"14:00:00",0]
[86,"14:10:00",0]
[87,"14:20:00",0]
[88,"14:30:00",0]
[89,"14:40:00",0]
[90,"14:50:00",0]
[91,"15:00:00",0]
[92,"15:10:00",0]
[93,"15:20:00",0]
[94,"15:30:00",0]
[95,"15:40:00",0]
[96,"15:50:00",0]
[97,{"$f":"(A107-1)/(24*6)","v":"16:00:00"},0]
[98,"16:10:00",0]
[99,"16:20:00",0]
[100,"16:30:00",0]
[101,"16:40:00",1]
[102,"16:50:00",1]
[103,"17:00:00",1]
[104,"17:10:00",2]
[105,"17:20:00",2]
[106,"17:30:00",2]
[107,"17:40:00",2]
[108,"17:50:00",2]
[109,"18:00:00",2]
[110,"18:10:00",2]
[111,"18:20:00",2]
[112,"18:30:00",2]
[113,"18:40:00",2]
[114,"18:50:00",2]
[115,"19:00:00",2]
[116,"19:10:00",2]
[117,"19:20:00",2]
[118,"19:30:00",1]
[119,"19:40:00",1]
[120,"19:50:00",1]
[121,"20:00:00",2]
[122,"20:10:00",2]
[123,"20:20:00",2]
[124,"20:30:00",2]
[125,"20:40:00",2]
[126,"20:50:00",2]
[127,"21:00:00",2]
[128,"21:10:00",2]
[129,{"$f":"(A139-1)/(24*6)","v":"21:20:00"},2]
[130,"21:30:00",2]
[131,"21:40:00",2]
[132,"21:50:00",2]
[133,"22:00:00",2]
[134,"22:10:00",2]
[135,"22:20:00",2]
[136,"22:30:00",1]
[137,"22:40:00",1]
[138,"22:50:00",0]
[139,"23:00:00",0]
[140,"23:10:00",0]
[141,"23:20:00",0]
[142,"23:30:00",0]
[143,"23:40:00",0]
[144,"23:50:00",0]

{"sheet":"occ_start_states","index":10,"n_rows":29,"n_cols":7,"rows_kept":29,"cut":false,"hidden":false,"merged":[]}
["Active Occupancy Model"]
[]
["Start State Probability Distributions"]
[]
[]
[]
[]
["Probability distributions of the number of active occupants in a house between 00:00 and 00:10"]
[]
["Weekday active occupancy distribution between 00:00 and 00:10"]
["Number of residents in the house",1,2,3,4,5,6]
["Zero active occupants",0.84371327849588718,0.79761904761904767,0.75400291120815133,0.73409090909090913,0.68,0.61538461538461542]
["One active occupant",0.1562867215041128,0.14484126984126985,0.18922852983988356,0.18181818181818182,0.17599999999999999,0.20512820512820512]
["Two active occupants",0,5.7539682539682536E-2,4.3668122270742356E-2,6.1363636363636363E-2,0.12,0.10256410256410256]
["Three active occupants",0,0,1.3100436681222707E-2,2.0454545454545454E-2,8.0000000000000002E-3,5.128205128205128E-2]
["Four active occupants",0,0,0,2.2727272727272726E-3,8.0000000000000002E-3,0]
["Five active occupants",0,0,0,0,8.0000000000000002E-3,2.564102564102564E-2]
["Six active occupants",0,0,0,0,0,0]
[]
[]
["Weekend active occupancy distribution between 00:00 and 00:10"]
["Number of residents in the house",1,2,3,4,5,6]
["Zero active occupants",0.82892416225749554,0.76766169154228858,0.6763425253991292,0.67567567567567566,0.546875,0.66666666666666663]
["One active occupant",0.1710758377425044,0.16119402985074627,0.2104499274310595,0.2072072072072072,0.25,0.1388888888888889]
["Two active occupants",0,7.1144278606965178E-2,9.4339622641509441E-2,9.2342342342342343E-2,0.109375,0.1111111111111111]
["Three active occupants",0,0,1.8867924528301886E-2,1.5765765765765764E-2,7.8125E-2,2.7777777777777776E-2]
["Four active occupants",0,0,0,9.0090090090090089E-3,0,5.5555555555555552E-2]
["Five active occupants",0,0,0,0,1.5625E-2,0]
["Six active occupants",0,0,0,0,0,0]

{"sheet":"tpm1_wd","index":11,"n_rows":1018,"n_cols":9,"rows_kept":1018,"cut":false,"hidden":false,"merged":[]}
[{"$f":"occ_start_states!A1","v":"Active Occupancy Model"}]
[]
["Transition Probability Matrix"]
[]
["One resident house"]
["Weekday"]
[]
[]
[]
["Ten minute period number","Active occupant count in time period","Probability of transition to zero active occupants in next time period","Probability of transition to one active occupant in next time period","Probability of transition to two active occupants in next time period","Probability of transition to three active occupants in next time period","Probability of transition to four active occupants in next time period","Probability of transition to five active occupants in next time period","Probability of transition to six active occupants in next time period"]
[1,0,0.99442896935933101,5.5710306406685202E-3,0,0,0,0,0]
[1,1,0.20676691729323299,0.79323308270676696,0,0,0,0,0]
[1,2,0,0,0,0,0,0,0]
[1,3,0,0,0,0,0,0,0]
[1,4,0,0,0,0,0,0,0]
[1,5,0,0,0,0,0,0,0]
[1,6,0,0,0,0,0,0,0]
[2,0,0.99460552933243396,5.3944706675657502E-3,0,0,0,0,0]
[2,1,0.16894977168949801,0.83105022831050201,0,0,0,0,0]
[2,2,0,0,0,0,0,0,0]
[2,3,0,0,0,0,0,0,0]
[2,4,0,0,0,0,0,0,0]
[2,5,0,0,0,0,0,0,0]
[2,6,0,0,0,0,0,0,0]
[3,0,0.99735449735449699,2.6455026455026501E-3,0,0,0,0,0]
[3,1,0.24736842105263199,0.75263157894736799,0,0,0,0,0]
[3,2,0,0,0,0,0,0,0]
[3,3,0,0,0,0,0,0,0]
[3,4,0,0,0,0,0,0,0]
[3,5,0,0,0,0,0,0,0]
[3,6,0,0,0,0,0,0,0]
[4,0,0.99742765273311895,2.5723472668810299E-3,0,0,0,0,0]
[4,1,0.14965986394557801,0.85034013605442205,0,0,0,0,0]
[4,2,0,0,0,0,0,0,0]
[4,3,0,0,0,0,0,0,0]
[4,4,0,0,0,0,0,0,0]
[4,5,0,0,0,0,0,0,0]
[4,6,0,0,0,0,0,0,0]
[5,0,0.99618563254926895,3.81436745073109E-3,0,0,0,0,0]
[5,1,0.162790697674419,0.837209302325581,0,0,0,0,0]
[5,2,0,0,0,0,0,0,0]
[5,3,0,0,0,0,0,0,0]
[5,4,0,0,0,0,0,0,0]
[5,5,0,0,0,0,0,0,0]
[5,6,0,0,0,0,0,0,0]
[6,0,0.993702770780856,6.2972292191435797E-3,0,0,0,0,0]
[6,1,0.47368421052631599,0.52631578947368396,0,0,0,0,0]
[6,2,0,0,0,0,0,0,0]
[6,3,0,0,0,0,0,0,0]
[6,4,0,0,0,0,0,0,0]
[6,5,0,0,0,0,0,0,0]
[6,6,0,0,0,0,0,0,0]
[7,0,0.99693627450980404,3.0637254901960801E-3,0,0,0,0,0]
[7,1,0.2,0.8,0,0,0,0,0]
[7,2,0,0,0,0,0,0,0]
[7,3,0,0,0,0,0,0,0]
[7,4,0,0,0,0,0,0,0]
[7,5,0,0,0,0,0,0,0]
[7,6,0,0,0,0,0,0,0]
[8,0,0.99878123095673399,1.2187690432663E-3,0,0,0,0,0]
[8,1,0.19672131147541,0.80327868852458995,0,0,0,0,0]
[8,2,0,0,0,0,0,0,0]
[8,3,0,0,0,0,0,0,0]
[8,4,0,0,0,0,0,0,0]
[8,5,0,0,0,0,0,0,0]
[8,6,0,0,0,0,0,0,0]
[9,0,0.99576014536644497,4.2398546335554203E-3,0,0,0,0,0]
[9,1,0.15686274509803899,0.84313725490196101,0,0,0,0,0]
[9,2,0,0,0,0,0,0,0]
[9,3,0,0,0,0,0,0,0]
[9,4,0,0,0,0,0,0,0]
[9,5,0,0,0,0,0,0,0]
[9,6,0,0,0,0,0,0,0]
[10,0,0.99818401937045997,1.8159806295399499E-3,0,0,0,0,0]
[10,1,0.22,0.78,0,0,0,0,0]
[10,2,0,0,0,0,0,0,0]
[10,3,0,0,0,0,0,0,0]
[10,4,0,0,0,0,0,0,0]
[10,5,0,0,0,0,0,0,0]
[10,6,0,0,0,0,0,0,0]
[11,0,0.99578313253012096,4.2168674698795199E-3,0,0,0,0,0]
[11,1,0.28571428571428598,0.71428571428571397,0,0,0,0,0]
[11,2,0,0,0,0,0,0,0]
[11,3,0,0,0,0,0,0,0]
[11,4,0,0,0,0,0,0,0]
[11,5,0,0,0,0,0,0,0]
[11,6,0,0,0,0,0,0,0]
[12,0,0.99399399399399402,6.0060060060060103E-3,0,0,0,0,0]
[12,1,0.27027027027027001,0.72972972972973005,0,0,0,0,0]
[12,2,0,0,0,0,0,0,0]
[12,3,0,0,0,0,0,0,0]
[12,4,0,0,0,0,0,0,0]
[12,5,0,0,0,0,0,0,0]
[12,6,0,0,0,0,0,0,0]
[13,0,0.99579579579579602,4.2042042042042E-3,0,0,0,0,0]
[13,1,0.32432432432432401,0.67567567567567599,0,0,0,0,0]
[13,2,0,0,0,0,0,0,0]
[13,3,0,0,0,0,0,0,0]
[13,4,0,0,0,0,0,0,0]
[13,5,0,0,0,0,0,0,0]
[13,6,0,0,0,0,0,0,0]
[14,0,0.99221556886227502,7.7844311377245502E-3,0,0,0,0,0]
[14,1,0.3125,0.6875,0,0,0,0,0]
[14,2,0,0,0,0,0,0,0]
[14,3,0,0,0,0,0,0,0]
[14,4,0,0,0,0,0,0,0]
[14,5,0,0,0,0,0,0,0]
[14,6,0,0,0,0,0,0,0]
[15,0,0.99700059988002399,2.9994001199760102E-3,0,0,0,0,0]
[15,1,0.17142857142857101,0.82857142857142896,0,0,0,0,0]
[15,2,0,0,0,0,0,0,0]
[15,3,0,0,0,0,0,0,0]
[15,4,0,0,0,0,0,0,0]
[15,5,0,0,0,0,0,0,0]
[15,6,0,0,0,0,0,0,0]
[16,0,0.99640287769784197,3.5971223021582701E-3,0,0,0,0,0]
[16,1,0.11764705882352899,0.88235294117647101,0,0,0,0,0]
[16,2,0,0,0,0,0,0,0]
[16,3,0,0,0,0,0,0,0]
[16,4,0,0,0,0,0,0,0]
[16,5,0,0,0,0,0,0,0]
[16,6,0,0,0,0,0,0,0]
[17,0,0.99399759903961604,6.0024009603841504E-3,0,0,0,0,0]
[17,1,0.38888888888888901,0.61111111111111105,0,0,0,0,0]
[17,2,0,0,0,0,0,0,0]
[17,3,0,0,0,0,0,0,0]
[17,4,0,0,0,0,0,0,0]
[17,5,0,0,0,0,0,0,0]
[17,6,0,0,0,0,0,0,0]
[18,0,0.99221556886227502,7.7844311377245502E-3,0,0,0,0,0]
[18,1,0.28125,0.71875,0,0,0,0,0]
[18,2,0,0,0,0,0,0,0]
[18,3,0,0,0,0,0,0,0]
[18,4,0,0,0,0,0,0,0]
[18,5,0,0,0,0,0,0,0]
[18,6,0,0,0,0,0,0,0]
[19,0,0.99519807923169301,4.80192076830732E-3,0,0,0,0,0]
[19,1,0.25,0.75,0,0,0,0,0]
[19,2,0,0,0,0,0,0,0]
[19,3,0,0,0,0,0,0,0]
[19,4,0,0,0,0,0,0,0]
[19,5,0,0,0,0,0,0,0]
[19,6,0,0,0,0,0,0,0]
[20,0,0.99820035992801404,1.7996400719855999E-3,0,0,0,0,0]
[20,1,0.314285714285714,0.68571428571428605,0,0,0,0,0]
[20,2,0,0,0,0,0,0,0]
[20,3,0,0,0,0,0,0,0]
[20,4,0,0,0,0,0,0,0]
[20,5,0,0,0,0,0,0,0]
[20,6,0,0,0,0,0,0,0]
[21,0,1,0,0,0,0,0,0]
[21,1,0.18518518518518501,0.81481481481481499,0,0,0,0,0]
[21,2,0,0,0,0,0,0,0]
[21,3,0,0,0,0,0,0,0]
[21,4,0,0,0,0,0,0,0]
[21,5,0,0,0,0,0,0,0]
[21,6,0,0,0,0,0,0,0]
[22,0,0.99702380952380998,2.9761904761904799E-3,0,0,0,0,0]
[22,1,0.18181818181818199,0.81818181818181801,0,0,0,0,0]
[22,2,0,0,0,0,0,0,0]
[22,3,0,0,0,0,0,0,0]
[22,4,0,0,0,0,0,0,0]
[22,5,0,0,0,0,0,0,0]
[22,6,0,0,0,0,0,0,0]
[23,0,0.99285288862418097,7.1471113758189396E-3,0,0,0,0,0]
[23,1,0.34782608695652201,0.65217391304347805,0,0,0,0,0]
[23,2,0,0,0,0,0,0,0]
[23,3,0,0,0,0,0,0,0]
[23,4,0,0,0,0,0,0,0]
[23,5,0,0,0,0,0,0,0]
[23,6,0,0,0,0,0,0,0]
[24,0,0.98985074626865699,1.0149253731343301E-2,0,0,0,0,0]
[24,1,0.77777777777777801,0.22222222222222199,0,0,0,0,0]
[24,2,0,0,0,0,0,0,0]
[24,3,0,0,0,0,0,0,0]
[24,4,0,0,0,0,0,0,0]
[24,5,0,0,0,0,0,0,0]
[24,6,0,0,0,0,0,0,0]
[25,0,0.99463966646813595,5.3603335318642004E-3,0,0,0,0,0]
[25,1,0.26086956521739102,0.73913043478260898,0,0,0,0,0]
[25,2,0,0,0,0,0,0,0]
[25,3,0,0,0,0,0,0,0]
[25,4,0,0,0,0,0,0,0]
[25,5,0,0,0,0,0,0,0]
[25,6,0,0,0,0,0,0,0]
[26,0,0.99224343675417703,7.7565632458233896E-3,0,0,0,0,0]
[26,1,0.15384615384615399,0.84615384615384603,0,0,0,0,0]
[26,2,0,0,0,0,0,0,0]
[26,3,0,0,0,0,0,0,0]
[26,4,0,0,0,0,0,0,0]
[26,5,0,0,0,0,0,0,0]
[26,6,0,0,0,0,0,0,0]
[27,0,0.99160167966406698,8.3983203359328101E-3,0,0,0,0,0]
[27,1,0.314285714285714,0.68571428571428605,0,0,0,0,0]
[27,2,0,0,0,0,0,0,0]
[27,3,0,0,0,0,0,0,0]
[27,4,0,0,0,0,0,0,0]
[27,5,0,0,0,0,0,0,0]
[27,6,0,0,0,0,0,0,0]
[28,0,0.99038461538461497,9.6153846153846194E-3,0,0,0,0,0]
[28,1,0.26315789473684198,0.73684210526315796,0,0,0,0,0]
[28,2,0,0,0,0,0,0,0]
[28,3,0,0,0,0,0,0,0]
[28,4,0,0,0,0,0,0,0]
[28,5,0,0,0,0,0,0,0]
[28,6,0,0,0,0,0,0,0]
[29,0,0.99155609167671899,8.4439083232810599E-3,0,0,0,0,0]
[29,1,0.204545454545455,0.79545454545454497,0,0,0,0,0]
[29,2,0,0,0,0,0,0,0]
[29,3,0,0,0,0,0,0,0]
[29,4,0,0,0,0,0,0,0]
[29,5,0,0,0,0,0,0,0]
[29,6,0,0,0,0,0,0,0]
[30,0,0.98487598306110102,1.5124016938899001E-2,0,0,0,0,0]
[30,1,0.16326530612244899,0.83673469387755095,0,0,0,0,0]
[30,2,0,0,0,0,0,0,0]
[30,3,0,0,0,0,0,0,0]
[30,4,0,0,0,0,0,0,0]
[30,5,0,0,0,0,0,0,0]
[30,6,0,0,0,0,0,0,0]
[31,0,0.98838630806845995,1.16136919315403E-2,0,0,0,0,0]
[31,1,0.21212121212121199,0.78787878787878796,0,0,0,0,0]
[31,2,0,0,0,0,0,0,0]
[31,3,0,0,0,0,0,0,0]
[31,4,0,0,0,0,0,0,0]
[31,5,0,0,0,0,0,0,0]
[31,6,0,0,0,0,0,0,0]
[32,0,0.99019006744328597,9.8099325567136703E-3,0,0,0,0,0]
[32,1,0.22535211267605601,0.77464788732394396,0,0,0,0,0]
[32,2,0,0,0,0,0,0,0]
[32,3,0,0,0,0,0,0,0]
[32,4,0,0,0,0,0,0,0]
[32,5,0,0,0,0,0,0,0]
[32,6,0,0,0,0,0,0,0]
[33,0,0.98283261802575095,1.7167381974248899E-2,0,0,0,0,0]
[33,1,0.183098591549296,0.81690140845070403,0,0,0,0,0]
[33,2,0,0,0,0,0,0,0]
[33,3,0,0,0,0,0,0,0]
[33,4,0,0,0,0,0,0,0]
[33,5,0,0,0,0,0,0,0]
[33,6,0,0,0,0,0,0,0]
[34,0,0.98638613861386104,1.36138613861386E-2,0,0,0,0,0]
[34,1,9.3023255813953501E-2,0.90697674418604601,0,0,0,0,0]
[34,2,0,0,0,0,0,0,0]
[34,3,0,0,0,0,0,0,0]
[34,4,0,0,0,0,0,0,0]
[34,5,0,0,0,0,0,0,0]
[34,6,0,0,0,0,0,0,0]
[35,0,0.97877652933832704,2.1223470661672902E-2,0,0,0,0,0]
[35,1,0.2,0.8,0,0,0,0,0]
[35,2,0,0,0,0,0,0,0]
[35,3,0,0,0,0,0,0,0]
[35,4,0,0,0,0,0,0,0]
[35,5,0,0,0,0,0,0,0]
[35,6,0,0,0,0,0,0,0]
[36,0,0.95906801007556697,4.0931989924433199E-2,0,0,0,0,0]
[36,1,7.8947368421052599E-2,0.92105263157894701,0,0,0,0,0]
[36,2,0,0,0,0,0,0,0]
[36,3,0,0,0,0,0,0,0]
[36,4,0,0,0,0,0,0,0]
[36,5,0,0,0,0,0,0,0]
[36,6,0,0,0,0,0,0,0]
[37,0,0.96671018276762399,3.3289817232376E-2,0,0,0,0,0]
[37,1,0.105882352941176,0.89411764705882402,0,0,0,0,0]
[37,2,0,0,0,0,0,0,0]
[37,3,0,0,0,0,0,0,0]
[37,4,0,0,0,0,0,0,0]
[37,5,0,0,0,0,0,0,0]
[37,6,0,0,0,0,0,0,0]
[38,0,0.97131420947298197,2.8685790527018001E-2,0,0,0,0,0]
[38,1,8.3743842364532001E-2,0.91625615763546797,0,0,0,0,0]
[38,2,0,0,0,0,0,0,0]
[38,3,0,0,0,0,0,0,0]
[38,4,0,0,0,0,0,0,0]
[38,5,0,0,0,0,0,0,0]
[38,6,0,0,0,0,0,0,0]
[39,0,0.95451459606245803,4.5485403937542399E-2,0,0,0,0,0]
[39,1,9.1703056768558999E-2,0.90829694323144095,0,0,0,0,0]
[39,2,0,0,0,0,0,0,0]
[39,3,0,0,0,0,0,0,0]
[39,4,0,0,0,0,0,0,0]
[39,5,0,0,0,0,0,0,0]
[39,6,0,0,0,0,0,0,0]
[40,0,0.96005606166783497,3.9943938332165398E-2,0,0,0,0,0]
[40,1,8.7272727272727293E-2,0.91272727272727305,0,0,0,0,0]
[40,2,0,0,0,0,0,0,0]
[40,3,0,0,0,0,0,0,0]
[40,4,0,0,0,0,0,0,0]
[40,5,0,0,0,0,0,0,0]
[40,6,0,0,0,0,0,0,0]
[41,0,0.946915351506456,5.3084648493543801E-2,0,0,0,0,0]
[41,1,7.7922077922077906E-2,0.92207792207792205,0,0,0,0,0]
[41,2,0,0,0,0,0,0,0]
[41,3,0,0,0,0,0,0,0]
[41,4,0,0,0,0,0,0,0]
[41,5,0,0,0,0,0,0,0]
[41,6,0,0,0,0,0,0,0]
[42,0,0.83630952380952395,0.163690476190476,0,0,0,0,0]
[42,1,9.77653631284916E-2,0.90223463687150796,0,0,0,0,0]
[42,2,0,0,0,0,0,0,0]
[42,3,0,0,0,0,0,0,0]
[42,4,0,0,0,0,0,0,0]
[42,5,0,0,0,0,0,0,0]
[42,6,0,0,0,0,0,0,0]
[43,0,0.92666091458153599,7.3339085418464206E-2,0,0,0,0,0]
[43,1,4.7882136279926303E-2,0.95211786372007401,0,0,0,0,0]
[43,2,0,0,0,0,0,0,0]
[43,3,0,0,0,0,0,0,0]
[43,4,0,0,0,0,0,0,0]
[43,5,0,0,0,0,0,0,0]
[43,6,0,0,0,0,0,0,0]
[44,0,0.90363636363636402,9.6363636363636401E-2,0,0,0,0,0]
[44,1,6.3122923588039906E-2,0.93687707641196005,0,0,0,0,0]
[44,2,0,0,0,0,0,0,0]
[44,3,0,0,0,0,0,0,0]
[44,4,0,0,0,0,0,0,0]
[44,5,0,0,0,0,0,0,0]
[44,6,0,0,0,0,0,0,0]
[45,0,0.87790697674418605,0.122093023255814,0,0,0,0,0]
[45,1,5.9701492537313397E-2,0.94029850746268695,0,0,0,0,0]
[45,2,0,0,0,0,0,0,0]
[45,3,0,0,0,0,0,0,0]
[45,4,0,0,0,0,0,0,0]
[45,5,0,0,0,0,0,0,0]
[45,6,0,0,0,0,0,0,0]
[46,0,0.92494714587737803,7.5052854122621596E-2,0,0,0,0,0]
[46,1,5.8201058201058198E-2,0.94179894179894197,0,0,0,0,0]
[46,2,0,0,0,0,0,0,0]
[46,3,0,0,0,0,0,0,0]
[46,4,0,0,0,0,0,0,0]
[46,5,0,0,0,0,0,0,0]
[46,6,0,0,0,0,0,0,0]
[47,0,0.89336235038084899,0.106637649619151,0,0,0,0,0]
[47,1,5.8748403575989802E-2,0.94125159642401002,0,0,0,0,0]
[47,2,0,0,0,0,0,0,0]
[47,3,0,0,0,0,0,0,0]
[47,4,0,0,0,0,0,0,0]
[47,5,0,0,0,0,0,0,0]
[47,6,0,0,0,0,0,0,0]
[48,0,0.82468281430219104,0.17531718569780899,0,0,0,0,0]
[48,1,5.6287425149700601E-2,0.94371257485029902,0,0,0,0,0]
[48,2,0,0,0,0,0,0,0]
[48,3,0,0,0,0,0,0,0]
[48,4,0,0,0,0,0,0,0]
[48,5,0,0,0,0,0,0,0]
[48,6,0,0,0,0,0,0,0]
[49,0,0.91863517060367506,8.13648293963255E-2,0,0,0,0,0]
[49,1,4.3617021276595697E-2,0.95638297872340405,0,0,0,0,0]
[49,2,0,0,0,0,0,0,0]
[49,3,0,0,0,0,0,0,0]
[49,4,0,0,0,0,0,0,0]
[49,5,0,0,0,0,0,0,0]
[49,6,0,0,0,0,0,0,0]
[50,0,0.944669365721997,5.5330634278002701E-2,0,0,0,0,0]
[50,1,5.93132154006243E-2,0.94068678459937605,0,0,0,0,0]
[50,2,0,0,0,0,0,0,0]
[50,3,0,0,0,0,0,0,0]
[50,4,0,0,0,0,0,0,0]
[50,5,0,0,0,0,0,0,0]
[50,6,0,0,0,0,0,0,0]
[51,0,0.91941875825627495,8.0581241743725204E-2,0,0,0,0,0]
[51,1,9.5238095238095205E-2,0.90476190476190499,0,0,0,0,0]
[51,2,0,0,0,0,0,0,0]
[51,3,0,0,0,0,0,0,0]
[51,4,0,0,0,0,0,0,0]
[51,5,0,0,0,0,0,0,0]
[51,6,0,0,0,0,0,0,0]
[52,0,0.95674300254452904,4.3256997455470701E-2,0,0,0,0,0]
[52,1,9.6069868995633204E-2,0.90393013100436703,0,0,0,0,0]
[52,2,0,0,0,0,0,0,0]
[52,3,0,0,0,0,0,0,0]
[52,4,0,0,0,0,0,0,0]
[52,5,0,0,0,0,0,0,0]
[52,6,0,0,0,0,0,0,0]
[53,0,0.95119047619047603,4.8809523809523803E-2,0,0,0,0,0]
[53,1,7.5406032482598598E-2,0.92459396751740097,0,0,0,0,0]
[53,2,0,0,0,0,0,0,0]
[53,3,0,0,0,0,0,0,0]
[53,4,0,0,0,0,0,0,0]
[53,5,0,0,0,0,0,0,0]
[53,6,0,0,0,0,0,0,0]
[54,0,0.92361111111111105,7.6388888888888895E-2,0,0,0,0,0]
[54,1,7.5178997613365203E-2,0.924821002386635,0,0,0,0,0]
[54,2,0,0,0,0,0,0,0]
[54,3,0,0,0,0,0,0,0]
[54,4,0,0,0,0,0,0,0]
[54,5,0,0,0,0,0,0,0]
[54,6,0,0,0,0,0,0,0]
[55,0,0.94076655052264802,5.9233449477351902E-2,0,0,0,0,0]
[55,1,5.9453032104637302E-2,0.94054696789536296,0,0,0,0,0]
[55,2,0,0,0,0,0,0,0]
[55,3,0,0,0,0,0,0,0]
[55,4,0,0,0,0,0,0,0]
[55,5,0,0,0,0,0,0,0]
[55,6,0,0,0,0,0,0,0]
[56,0,0.96860465116279104,3.1395348837209298E-2,0,0,0,0,0]
[56,1,5.9382422802850401E-2,0.94061757719715,0,0,0,0,0]
[56,2,0,0,0,0,0,0,0]
[56,3,0,0,0,0,0,0,0]
[56,4,0,0,0,0,0,0,0]
[56,5,0,0,0,0,0,0,0]
[56,6,0,0,0,0,0,0,0]
[57,0,0.95469988674971695,4.5300113250283103E-2,0,0,0,0,0]
[57,1,5.4945054945054903E-2,0.94505494505494503,0,0,0,0,0]
[57,2,0,0,0,0,0,0,0]
[57,3,0,0,0,0,0,0,0]
[57,4,0,0,0,0,0,0,0]
[57,5,0,0,0,0,0,0,0]
[57,6,0,0,0,0,0,0,0]
[58,0,0.97522522522522503,2.4774774774774799E-2,0,0,0,0,0]
[58,1,4.6683046683046701E-2,0.95331695331695299,0,0,0,0,0]
[58,2,0,0,0,0,0,0,0]
[58,3,0,0,0,0,0,0,0]
[58,4,0,0,0,0,0,0,0]
[58,5,0,0,0,0,0,0,0]
[58,6,0,0,0,0,0,0,0]
[59,0,0.97676991150442505,2.3230088495575198E-2,0,0,0,0,0]
[59,1,6.5162907268170395E-2,0.93483709273183002,0,0,0,0,0]
[59,2,0,0,0,0,0,0,0]
[59,3,0,0,0,0,0,0,0]
[59,4,0,0,0,0,0,0,0]
[59,5,0,0,0,0,0,0,0]
[59,6,0,0,0,0,0,0,0]
[60,0,0.93155080213903696,6.8449197860962596E-2,0,0,0,0,0]
[60,1,0.116036505867014,0.88396349413298603,0,0,0,0,0]
[60,2,0,0,0,0,0,0,0]
[60,3,0,0,0,0,0,0,0]
[60,4,0,0,0,0,0,0,0]
[60,5,0,0,0,0,0,0,0]
[60,6,0,0,0,0,0,0,0]
[61,0,0.984375,1.5625E-2,0,0,0,0,0]
[61,1,4.1778975741239899E-2,0.95822102425875999,0,0,0,0,0]
[61,2,0,0,0,0,0,0,0]
[61,3,0,0,0,0,0,0,0]
[61,4,0,0,0,0,0,0,0]
[61,5,0,0,0,0,0,0,0]
[61,6,0,0,0,0,0,0,0]
[62,0,0.97131147540983598,2.86885245901639E-2,0,0,0,0,0]
[62,1,4.9586776859504099E-2,0.95041322314049603,0,0,0,0,0]
[62,2,0,0,0,0,0,0,0]
[62,3,0,0,0,0,0,0,0]
[62,4,0,0,0,0,0,0,0]
[62,5,0,0,0,0,0,0,0]
[62,6,0,0,0,0,0,0,0]
[63,0,0.96747967479674801,3.2520325203252001E-2,0,0,0,0,0]
[63,1,8.3565459610027898E-2,0.91643454038997196,0,0,0,0,0]
[63,2,0,0,0,0,0,0,0]
[63,3,0,0,0,0,0,0,0]
[63,4,0,0,0,0,0,0,0]
[63,5,0,0,0,0,0,0,0]
[63,6,0,0,0,0,0,0,0]
[64,0,0.96936758893280595,3.06324110671937E-2,0,0,0,0,0]
[64,1,4.6376811594202899E-2,0.95362318840579696,0,0,0,0,0]
[64,2,0,0,0,0,0,0,0]
[64,3,0,0,0,0,0,0,0]
[64,4,0,0,0,0,0,0,0]
[64,5,0,0,0,0,0,0,0]
[64,6,0,0,0,0,0,0,0]
[65,0,0.97038499506416598,2.9615004935834199E-2,0,0,0,0,0]
[65,1,5.8055152394775003E-2,0.94194484760522501,0,0,0,0,0]
[65,2,0,0,0,0,0,0,0]
[65,3,0,0,0,0,0,0,0]
[65,4,0,0,0,0,0,0,0]
[65,5,0,0,0,0,0,0,0]
[65,6,0,0,0,0,0,0,0]
[66,0,0.95601173020527896,4.3988269794721403E-2,0,0,0,0,0]
[66,1,6.7746686303387302E-2,0.93225331369661302,0,0,0,0,0]
[66,2,0,0,0,0,0,0,0]
[66,3,0,0,0,0,0,0,0]
[66,4,0,0,0,0,0,0,0]
[66,5,0,0,0,0,0,0,0]
[66,6,0,0,0,0,0,0,0]
[67,0,0.9755859375,2.44140625E-2,0,0,0,0,0]
[67,1,4.2772861356932201E-2,0.95722713864306797,0,0,0,0,0]
[67,2,0,0,0,0,0,0,0]
[67,3,0,0,0,0,0,0,0]
[67,4,0,0,0,0,0,0,0]
[67,5,0,0,0,0,0,0,0]
[67,6,0,0,0,0,0,0,0]
[68,0,0.96498054474708195,3.5019455252918302E-2,0,0,0,0,0]
[68,1,5.6379821958456998E-2,0.94362017804154297,0,0,0,0,0]
[68,2,0,0,0,0,0,0,0]
[68,3,0,0,0,0,0,0,0]
[68,4,0,0,0,0,0,0,0]
[68,5,0,0,0,0,0,0,0]
[68,6,0,0,0,0,0,0,0]
[69,0,0.95631067961165095,4.3689320388349502E-2,0,0,0,0,0]
[69,1,5.0595238095238103E-2,0.94940476190476197,0,0,0,0,0]
[69,2,0,0,0,0,0,0,0]
[69,3,0,0,0,0,0,0,0]
[69,4,0,0,0,0,0,0,0]
[69,5,0,0,0,0,0,0,0]
[69,6,0,0,0,0,0,0,0]
[70,0,0.97644749754661397,2.35525024533857E-2,0,0,0,0,0]
[70,1,3.3674963396778897E-2,0.966325036603221,0,0,0,0,0]
[70,2,0,0,0,0,0,0,0]
[70,3,0,0,0,0,0,0,0]
[70,4,0,0,0,0,0,0,0]
[70,5,0,0,0,0,0,0,0]
[70,6,0,0,0,0,0,0,0]
[71,0,0.96758349705304503,3.2416502946954799E-2,0,0,0,0,0]
[71,1,4.9707602339181298E-2,0.95029239766081897,0,0,0,0,0]
[71,2,0,0,0,0,0,0,0]
[71,3,0,0,0,0,0,0,0]
[71,4,0,0,0,0,0,0,0]
[71,5,0,0,0,0,0,0,0]
[71,6,0,0,0,0,0,0,0]
[72,0,0.95289499509322895,4.7105004906771303E-2,0,0,0,0,0]
[72,1,5.4172767203513897E-2,0.94582723279648595,0,0,0,0,0]
[72,2,0,0,0,0,0,0,0]
[72,3,0,0,0,0,0,0,0]
[72,4,0,0,0,0,0,0,0]
[72,5,0,0,0,0,0,0,0]
[72,6,0,0,0,0,0,0,0]
[73,0,0.95932539682539697,4.0674603174603197E-2,0,0,0,0,0]
[73,1,3.3141210374639803E-2,0.96685878962535998,0,0,0,0,0]
[73,2,0,0,0,0,0,0,0]
[73,3,0,0,0,0,0,0,0]
[73,4,0,0,0,0,0,0,0]
[73,5,0,0,0,0,0,0,0]
[73,6,0,0,0,0,0,0,0]
[74,0,0.96767676767676802,3.2323232323232302E-2,0,0,0,0,0]
[74,1,4.0730337078651702E-2,0.95926966292134797,0,0,0,0,0]
[74,2,0,0,0,0,0,0,0]
[74,3,0,0,0,0,0,0,0]
[74,4,0,0,0,0,0,0,0]
[74,5,0,0,0,0,0,0,0]
[74,6,0,0,0,0,0,0,0]
[75,0,0.95744680851063801,4.2553191489361701E-2,0,0,0,0,0]
[75,1,1.9580419580419599E-2,0.98041958041957999,0,0,0,0,0]
[75,2,0,0,0,0,0,0,0]
[75,3,0,0,0,0,0,0,0]
[75,4,0,0,0,0,0,0,0]
[75,5,0,0,0,0,0,0,0]
[75,6,0,0,0,0,0,0,0]
[76,0,0.96767466110531797,3.2325338894681997E-2,0,0,0,0,0]
[76,1,3.2301480484522201E-2,0.96769851951547803,0,0,0,0,0]
[76,2,0,0,0,0,0,0,0]
[76,3,0,0,0,0,0,0,0]
[76,4,0,0,0,0,0,0,0]
[76,5,0,0,0,0,0,0,0]
[76,6,0,0,0,0,0,0,0]
[77,0,0.97058823529411797,2.9411764705882401E-2,0,0,0,0,0]
[77,1,4.1333333333333298E-2,0.958666666666667,0,0,0,0,0]
[77,2,0,0,0,0,0,0,0]
[77,3,0,0,0,0,0,0,0]
[77,4,0,0,0,0,0,0,0]
[77,5,0,0,0,0,0,0,0]
[77,6,0,0,0,0,0,0,0]
[78,0,0.93612565445026197,6.3874345549738198E-2,0,0,0,0,0]
[78,1,8.1659973226238303E-2,0.91834002677376203,0,0,0,0,0]
[78,2,0,0,0,0,0,0,0]
[78,3,0,0,0,0,0,0,0]
[78,4,0,0,0,0,0,0,0]
[78,5,0,0,0,0,0,0,0]
[78,6,0,0,0,0,0,0,0]
[79,0,0.96963350785340297,3.03664921465969E-2,0,0,0,0,0]
[79,1,4.2838018741633198E-2,0.95716198125836705,0,0,0,0,0]
[79,2,0,0,0,0,0,0,0]
[79,3,0,0,0,0,0,0,0]
[79,4,0,0,0,0,0,0,0]
[79,5,0,0,0,0,0,0,0]
[79,6,0,0,0,0,0,0,0]
[80,0,0.96868475991649305,3.1315240083507299E-2,0,0,0,0,0]
[80,1,4.0322580645161303E-2,0.95967741935483897,0,0,0,0,0]
[80,2,0,0,0,0,0,0,0]
[80,3,0,0,0,0,0,0,0]
[80,4,0,0,0,0,0,0,0]
[80,5,0,0,0,0,0,0,0]
[80,6,0,0,0,0,0,0,0]
[81,0,0.97181628392484298,2.8183716075156601E-2,0,0,0,0,0]
[81,1,4.8387096774193498E-2,0.95161290322580605,0,0,0,0,0]
[81,2,0,0,0,0,0,0,0]
[81,3,0,0,0,0,0,0,0]
[81,4,0,0,0,0,0,0,0]
[81,5,0,0,0,0,0,0,0]
[81,6,0,0,0,0,0,0,0]
[82,0,0.97414684591520195,2.58531540847983E-2,0,0,0,0,0]
[82,1,5.3061224489795902E-2,0.946938775510204,0,0,0,0,0]
[82,2,0,0,0,0,0,0,0]
[82,3,0,0,0,0,0,0,0]
[82,4,0,0,0,0,0,0,0]
[82,5,0,0,0,0,0,0,0]
[82,6,0,0,0,0,0,0,0]
[83,0,0.96941896024464802,3.0581039755351699E-2,0,0,0,0,0]
[83,1,6.24133148404993E-2,0.93758668515950105,0,0,0,0,0]
[83,2,0,0,0,0,0,0,0]
[83,3,0,0,0,0,0,0,0]
[83,4,0,0,0,0,0,0,0]
[83,5,0,0,0,0,0,0,0]
[83,6,0,0,0,0,0,0,0]
[84,0,0.96586345381526095,3.4136546184738999E-2,0,0,0,0,0]
[84,1,9.3484419263456103E-2,0.90651558073654404,0,0,0,0,0]
[84,2,0,0,0,0,0,0,0]
[84,3,0,0,0,0,0,0,0]
[84,4,0,0,0,0,0,0,0]
[84,5,0,0,0,0,0,0,0]
[84,6,0,0,0,0,0,0,0]
[85,0,0.98249027237354103,1.7509727626459099E-2,0,0,0,0,0]
[85,1,5.4896142433234402E-2,0.94510385756676596,0,0,0,0,0]
[85,2,0,0,0,0,0,0,0]
[85,3,0,0,0,0,0,0,0]
[85,4,0,0,0,0,0,0,0]
[85,5,0,0,0,0,0,0,0]
[85,6,0,0,0,0,0,0,0]
[86,0,0.97325692454632295,2.6743075453677202E-2,0,0,0,0,0]
[86,1,5.0381679389312997E-2,0.94961832061068696,0,0,0,0,0]
[86,2,0,0,0,0,0,0,0]
[86,3,0,0,0,0,0,0,0]
[86,4,0,0,0,0,0,0,0]
[86,5,0,0,0,0,0,0,0]
[86,6,0,0,0,0,0,0,0]
[87,0,0.96958174904942995,3.04182509505703E-2,0,0,0,0,0]
[87,1,6.30769230769231E-2,0.93692307692307697,0,0,0,0,0]
[87,2,0,0,0,0,0,0,0]
[87,3,0,0,0,0,0,0,0]
[87,4,0,0,0,0,0,0,0]
[87,5,0,0,0,0,0,0,0]
[87,6,0,0,0,0,0,0,0]
[88,0,0.977379830348728,2.26201696512724E-2,0,0,0,0,0]
[88,1,5.4602184087363503E-2,0.94539781591263705,0,0,0,0,0]
[88,2,0,0,0,0,0,0,0]
[88,3,0,0,0,0,0,0,0]
[88,4,0,0,0,0,0,0,0]
[88,5,0,0,0,0,0,0,0]
[88,6,0,0,0,0,0,0,0]
[89,0,0.96828358208955201,3.1716417910447797E-2,0,0,0,0,0]
[89,1,5.8730158730158702E-2,0.94126984126984103,0,0,0,0,0]
[89,2,0,0,0,0,0,0,0]
[89,3,0,0,0,0,0,0,0]
[89,4,0,0,0,0,0,0,0]
[89,5,0,0,0,0,0,0,0]
[89,6,0,0,0,0,0,0,0]
[90,0,0.95162790697674404,4.8372093023255798E-2,0,0,0,0,0]
[90,1,6.3795853269537503E-2,0.93620414673046204,0,0,0,0,0]
[90,2,0,0,0,0,0,0,0]
[90,3,0,0,0,0,0,0,0]
[90,4,0,0,0,0,0,0,0]
[90,5,0,0,0,0,0,0,0]
[90,6,0,0,0,0,0,0,0]
[91,0,0.970837253057385,2.9162746942615201E-2,0,0,0,0,0]
[91,1,3.12989045383412E-2,0.96870109546165895,0,0,0,0,0]
[91,2,0,0,0,0,0,0,0]
[91,3,0,0,0,0,0,0,0]
[91,4,0,0,0,0,0,0,0]
[91,5,0,0,0,0,0,0,0]
[91,6,0,0,0,0,0,0,0]
[92,0,0.96197718631178697,3.8022813688212899E-2,0,0,0,0,0]
[92,1,3.8461538461538498E-2,0.96153846153846201,0,0,0,0,0]
[92,2,0,0,0,0,0,0,0]
[92,3,0,0,0,0,0,0,0]
[92,4,0,0,0,0,0,0,0]
[92,5,0,0,0,0,0,0,0]
[92,6,0,0,0,0,0,0,0]
[93,0,0.94214079074252699,5.7859209257473503E-2,0,0,0,0,0]
[93,1,4.66165413533835E-2,0.953383458646617,0,0,0,0,0]
[93,2,0,0,0,0,0,0,0]
[93,3,0,0,0,0,0,0,0]
[93,4,0,0,0,0,0,0,0]
[93,5,0,0,0,0,0,0,0]
[93,6,0,0,0,0,0,0,0]
[94,0,0.947420634920635,5.2579365079365101E-2,0,0,0,0,0]
[94,1,2.1613832853025899E-2,0.97838616714697402,0,0,0,0,0]
[94,2,0,0,0,0,0,0,0]
[94,3,0,0,0,0,0,0,0]
[94,4,0,0,0,0,0,0,0]
[94,5,0,0,0,0,0,0,0]
[94,6,0,0,0,0,0,0,0]
[95,0,0.94845360824742297,5.1546391752577303E-2,0,0,0,0,0]
[95,1,3.0054644808743199E-2,0.96994535519125702,0,0,0,0,0]
[95,2,0,0,0,0,0,0,0]
[95,3,0,0,0,0,0,0,0]
[95,4,0,0,0,0,0,0,0]
[95,5,0,0,0,0,0,0,0]
[95,6,0,0,0,0,0,0,0]
[96,0,0.89171974522292996,0.10828025477707,0,0,0,0,0]
[96,1,7.1052631578947395E-2,0.92894736842105297,0,0,0,0,0]
[96,2,0,0,0,0,0,0,0]
[96,3,0,0,0,0,0,0,0]
[96,4,0,0,0,0,0,0,0]
[96,5,0,0,0,0,0,0,0]
[96,6,0,0,0,0,0,0,0]
[97,0,0.951901565995526,4.8098434004474298E-2,0,0,0,0,0]
[97,1,2.4752475247524799E-2,0.975247524752475,0,0,0,0,0]
[97,2,0,0,0,0,0,0,0]
[97,3,0,0,0,0,0,0,0]
[97,4,0,0,0,0,0,0,0]
[97,5,0,0,0,0,0,0,0]
[97,6,0,0,0,0,0,0,0]
[98,0,0.95866819747416798,4.1331802525832399E-2,0,0,0,0,0]
[98,1,1.9253910950661899E-2,0.98074608904933802,0,0,0,0,0]
[98,2,0,0,0,0,0,0,0]
[98,3,0,0,0,0,0,0,0]
[98,4,0,0,0,0,0,0,0]
[98,5,0,0,0,0,0,0,0]
[98,6,0,0,0,0,0,0,0]
[99,0,0.95652173913043503,4.3478260869565202E-2,0,0,0,0,0]
[99,1,2.8202115158636899E-2,0.97179788484136298,0,0,0,0,0]
[99,2,0,0,0,0,0,0,0]
[99,3,0,0,0,0,0,0,0]
[99,4,0,0,0,0,0,0,0]
[99,5,0,0,0,0,0,0,0]
[99,6,0,0,0,0,0,0,0]
[100,0,0.93078758949880702,6.9212410501193297E-2,0,0,0,0,0]
[100,1,2.0833333333333301E-2,0.97916666666666696,0,0,0,0,0]
[100,2,0,0,0,0,0,0,0]
[100,3,0,0,0,0,0,0,0]
[100,4,0,0,0,0,0,0,0]
[100,5,0,0,0,0,0,0,0]
[100,6,0,0,0,0,0,0,0]
[101,0,0.94360902255639101,5.6390977443608999E-2,0,0,0,0,0]
[101,1,2.3230088495575198E-2,0.97676991150442505,0,0,0,0,0]
[101,2,0,0,0,0,0,0,0]
[101,3,0,0,0,0,0,0,0]
[101,4,0,0,0,0,0,0,0]
[101,5,0,0,0,0,0,0,0]
[101,6,0,0,0,0,0,0,0]
[102,0,0.918604651162791,8.1395348837209294E-2,0,0,0,0,0]
[102,1,3.0172413793103502E-2,0.96982758620689702,0,0,0,0,0]
[102,2,0,0,0,0,0,0,0]
[102,3,0,0,0,0,0,0,0]
[102,4,0,0,0,0,0,0,0]
[102,5,0,0,0,0,0,0,0]
[102,6,0,0,0,0,0,0,0]
[103,0,0.93640054127198902,6.3599458728010802E-2,0,0,0,0,0]
[103,1,1.66147455867082E-2,0.98338525441329205,0,0,0,0,0]
[103,2,0,0,0,0,0,0,0]
[103,3,0,0,0,0,0,0,0]
[103,4,0,0,0,0,0,0,0]
[103,5,0,0,0,0,0,0,0]
[103,6,0,0,0,0,0,0,0]
[104,0,0.94209039548022599,5.7909604519773998E-2,0,0,0,0,0]
[104,1,2.01207243460765E-2,0.97987927565392396,0,0,0,0,0]
[104,2,0,0,0,0,0,0,0]
[104,3,0,0,0,0,0,0,0]
[104,4,0,0,0,0,0,0,0]
[104,5,0,0,0,0,0,0,0]
[104,6,0,0,0,0,0,0,0]
[105,0,0.91266375545851497,8.7336244541484698E-2,0,0,0,0,0]
[105,1,2.6600985221674901E-2,0.97339901477832502,0,0,0,0,0]
[105,2,0,0,0,0,0,0,0]
[105,3,0,0,0,0,0,0,0]
[105,4,0,0,0,0,0,0,0]
[105,5,0,0,0,0,0,0,0]
[105,6,0,0,0,0,0,0,0]
[106,0,0.92966360856269104,7.0336391437308896E-2,0,0,0,0,0]
[106,1,1.7175572519084002E-2,0.98282442748091603,0,0,0,0,0]
[106,2,0,0,0,0,0,0,0]
[106,3,0,0,0,0,0,0,0]
[106,4,0,0,0,0,0,0,0]
[106,5,0,0,0,0,0,0,0]
[106,6,0,0,0,0,0,0,0]
[107,0,0.91533546325878601,8.4664536741214103E-2,0,0,0,0,0]
[107,1,1.57992565055762E-2,0.98420074349442399,0,0,0,0,0]
[107,2,0,0,0,0,0,0,0]
[107,3,0,0,0,0,0,0,0]
[107,4,0,0,0,0,0,0,0]
[107,5,0,0,0,0,0,0,0]
[107,6,0,0,0,0,0,0,0]
[108,0,0.86779661016949206,0.132203389830508,0,0,0,0,0]
[108,1,2.96762589928058E-2,0.97032374100719399,0,0,0,0,0]
[108,2,0,0,0,0,0,0,0]
[108,3,0,0,0,0,0,0,0]
[108,4,0,0,0,0,0,0,0]
[108,5,0,0,0,0,0,0,0]
[108,6,0,0,0,0,0,0,0]
[109,0,0.91009174311926599,8.9908256880734005E-2,0,0,0,0,0]
[109,1,1.98789974070873E-2,0.98012100259291302,0,0,0,0,0]
[109,2,0,0,0,0,0,0,0]
[109,3,0,0,0,0,0,0,0]
[109,4,0,0,0,0,0,0,0]
[109,5,0,0,0,0,0,0,0]
[109,6,0,0,0,0,0,0,0]
[110,0,0.92678227360308296,7.3217726396917093E-2,0,0,0,0,0]
[110,1,2.1132713440405699E-2,0.97886728655959399,0,0,0,0,0]
[110,2,0,0,0,0,0,0,0]
[110,3,0,0,0,0,0,0,0]
[110,4,0,0,0,0,0,0,0]
[110,5,0,0,0,0,0,0,0]
[110,6,0,0,0,0,0,0,0]
[111,0,0.91304347826086996,8.6956521739130405E-2,0,0,0,0,0]
[111,1,2.59197324414716E-2,0.97408026755852795,0,0,0,0,0]
[111,2,0,0,0,0,0,0,0]
[111,3,0,0,0,0,0,0,0]
[111,4,0,0,0,0,0,0,0]
[111,5,0,0,0,0,0,0,0]
[111,6,0,0,0,0,0,0,0]
[112,0,0.92900608519269801,7.0993914807302202E-2,0,0,0,0,0]
[112,1,2.1505376344085999E-2,0.978494623655914,0,0,0,0,0]
[112,2,0,0,0,0,0,0,0]
[112,3,0,0,0,0,0,0,0]
[112,4,0,0,0,0,0,0,0]
[112,5,0,0,0,0,0,0,0]
[112,6,0,0,0,0,0,0,0]
[113,0,0.93181818181818199,6.8181818181818205E-2,0,0,0,0,0]
[113,1,2.8735632183908E-2,0.97126436781609204,0,0,0,0,0]
[113,2,0,0,0,0,0,0,0]
[113,3,0,0,0,0,0,0,0]
[113,4,0,0,0,0,0,0,0]
[113,5,0,0,0,0,0,0,0]
[113,6,0,0,0,0,0,0,0]
[114,0,0.89300411522633705,0.10699588477366299,0,0,0,0,0]
[114,1,5.3453947368421101E-2,0.94654605263157898,0,0,0,0,0]
[114,2,0,0,0,0,0,0,0]
[114,3,0,0,0,0,0,0,0]
[114,4,0,0,0,0,0,0,0]
[114,5,0,0,0,0,0,0,0]
[114,6,0,0,0,0,0,0,0]
[115,0,0.93987975951903802,6.0120240480961901E-2,0,0,0,0,0]
[115,1,1.41313383208645E-2,0.98586866167913501,0,0,0,0,0]
[115,2,0,0,0,0,0,0,0]
[115,3,0,0,0,0,0,0,0]
[115,4,0,0,0,0,0,0,0]
[115,5,0,0,0,0,0,0,0]
[115,6,0,0,0,0,0,0,0]
[116,0,0.938271604938272,6.1728395061728399E-2,0,0,0,0,0]
[116,1,1.4802631578947401E-2,0.98519736842105299,0,0,0,0,0]
[116,2,0,0,0,0,0,0,0]
[116,3,0,0,0,0,0,0,0]
[116,4,0,0,0,0,0,0,0]
[116,5,0,0,0,0,0,0,0]
[116,6,0,0,0,0,0,0,0]
[117,0,0.93248945147679296,6.7510548523206704E-2,0,0,0,0,0]
[117,1,2.9315960912052099E-2,0.97068403908794798,0,0,0,0,0]
[117,2,0,0,0,0,0,0,0]
[117,3,0,0,0,0,0,0,0]
[117,4,0,0,0,0,0,0,0]
[117,5,0,0,0,0,0,0,0]
[117,6,0,0,0,0,0,0,0]
[118,0,0.94351464435146404,5.6485355648535601E-2,0,0,0,0,0]
[118,1,1.5522875816993501E-2,0.98447712418300704,0,0,0,0,0]
[118,2,0,0,0,0,0,0,0]
[118,3,0,0,0,0,0,0,0]
[118,4,0,0,0,0,0,0,0]
[118,5,0,0,0,0,0,0,0]
[118,6,0,0,0,0,0,0,0]
[119,0,0.95744680851063801,4.2553191489361701E-2,0,0,0,0,0]
[119,1,3.0032467532467501E-2,0.96996753246753198,0,0,0,0,0]
[119,2,0,0,0,0,0,0,0]
[119,3,0,0,0,0,0,0,0]
[119,4,0,0,0,0,0,0,0]
[119,5,0,0,0,0,0,0,0]
[119,6,0,0,0,0,0,0,0]
[120,0,0.928131416837782,7.1868583162217697E-2,0,0,0,0,0]
[120,1,2.0576131687242798E-2,0.97942386831275696,0,0,0,0,0]
[120,2,0,0,0,0,0,0,0]
[120,3,0,0,0,0,0,0,0]
[120,4,0,0,0,0,0,0,0]
[120,5,0,0,0,0,0,0,0]
[120,6,0,0,0,0,0,0,0]
[121,0,0.94549266247379504,5.4507337526205499E-2,0,0,0,0,0]
[121,1,9.79591836734694E-3,0.99020408163265305,0,0,0,0,0]
[121,2,0,0,0,0,0,0,0]
[121,3,0,0,0,0,0,0,0]
[121,4,0,0,0,0,0,0,0]
[121,5,0,0,0,0,0,0,0]
[121,6,0,0,0,0,0,0,0]
[122,0,0.96976241900647997,3.0237580993520499E-2,0,0,0,0,0]
[122,1,1.6949152542372899E-2,0.98305084745762705,0,0,0,0,0]
[122,2,0,0,0,0,0,0,0]
[122,3,0,0,0,0,0,0,0]
[122,4,0,0,0,0,0,0,0]
[122,5,0,0,0,0,0,0,0]
[122,6,0,0,0,0,0,0,0]
[123,0,0.94680851063829796,5.31914893617021E-2,0,0,0,0,0]
[123,1,2.0292207792207799E-2,0.97970779220779203,0,0,0,0,0]
[123,2,0,0,0,0,0,0,0]
[123,3,0,0,0,0,0,0,0]
[123,4,0,0,0,0,0,0,0]
[123,5,0,0,0,0,0,0,0]
[123,6,0,0,0,0,0,0,0]
[124,0,0.96170212765957397,3.8297872340425497E-2,0,0,0,0,0]
[124,1,1.37987012987013E-2,0.98620129870129902,0,0,0,0,0]
[124,2,0,0,0,0,0,0,0]
[124,3,0,0,0,0,0,0,0]
[124,4,0,0,0,0,0,0,0]
[124,5,0,0,0,0,0,0,0]
[124,6,0,0,0,0,0,0,0]
[125,0,0.94669509594882695,5.3304904051172698E-2,0,0,0,0,0]
[125,1,1.6220600162206E-2,0.98377939983779406,0,0,0,0,0]
[125,2,0,0,0,0,0,0,0]
[125,3,0,0,0,0,0,0,0]
[125,4,0,0,0,0,0,0,0]
[125,5,0,0,0,0,0,0,0]
[125,6,0,0,0,0,0,0,0]
[126,0,0.943965517241379,5.6034482758620698E-2,0,0,0,0,0]
[126,1,2.82714054927302E-2,0.97172859450727,0,0,0,0,0]
[126,2,0,0,0,0,0,0,0]
[126,3,0,0,0,0,0,0,0]
[126,4,0,0,0,0,0,0,0]
[126,5,0,0,0,0,0,0,0]
[126,6,0,0,0,0,0,0,0]
[127,0,0.94714587737843503,5.2854122621564498E-2,0,0,0,0,0]
[127,1,1.1391375101708699E-2,0.98860862489829104,0,0,0,0,0]
[127,2,0,0,0,0,0,0,0]
[127,3,0,0,0,0,0,0,0]
[127,4,0,0,0,0,0,0,0]
[127,5,0,0,0,0,0,0,0]
[127,6,0,0,0,0,0,0,0]
[128,0,0.95454545454545503,4.5454545454545497E-2,0,0,0,0,0]
[128,1,1.8548387096774199E-2,0.98145161290322602,0,0,0,0,0]
[128,2,0,0,0,0,0,0,0]
[128,3,0,0,0,0,0,0,0]
[128,4,0,0,0,0,0,0,0]
[128,5,0,0,0,0,0,0,0]
[128,6,0,0,0,0,0,0,0]
[129,0,0.94827586206896597,5.1724137931034503E-2,0,0,0,0,0]
[129,1,2.4232633279482999E-2,0.975767366720517,0,0,0,0,0]
[129,2,0,0,0,0,0,0,0]
[129,3,0,0,0,0,0,0,0]
[129,4,0,0,0,0,0,0,0]
[129,5,0,0,0,0,0,0,0]
[129,6,0,0,0,0,0,0,0]
[130,0,0.963829787234043,3.6170212765957402E-2,0,0,0,0,0]
[130,1,2.27272727272727E-2,0.97727272727272696,0,0,0,0,0]
[130,2,0,0,0,0,0,0,0]
[130,3,0,0,0,0,0,0,0]
[130,4,0,0,0,0,0,0,0]
[130,5,0,0,0,0,0,0,0]
[130,6,0,0,0,0,0,0,0]
[131,0,0.95634095634095595,4.3659043659043703E-2,0,0,0,0,0]
[131,1,8.3538083538083494E-2,0.91646191646191599,0,0,0,0,0]
[131,2,0,0,0,0,0,0,0]
[131,3,0,0,0,0,0,0,0]
[131,4,0,0,0,0,0,0,0]
[131,5,0,0,0,0,0,0,0]
[131,6,0,0,0,0,0,0,0]
[132,0,0.93594306049822096,6.4056939501779403E-2,0,0,0,0,0]
[132,1,0.110526315789474,0.88947368421052597,0,0,0,0,0]
[132,2,0,0,0,0,0,0,0]
[132,3,0,0,0,0,0,0,0]
[132,4,0,0,0,0,0,0,0]
[132,5,0,0,0,0,0,0,0]
[132,6,0,0,0,0,0,0,0]
[133,0,0.96472392638036797,3.5276073619631899E-2,0,0,0,0,0]
[133,1,3.3333333333333298E-2,0.96666666666666701,0,0,0,0,0]
[133,2,0,0,0,0,0,0,0]
[133,3,0,0,0,0,0,0,0]
[133,4,0,0,0,0,0,0,0]
[133,5,0,0,0,0,0,0,0]
[133,6,0,0,0,0,0,0,0]
[134,0,0.96536144578313299,3.4638554216867498E-2,0,0,0,0,0]
[134,1,5.5876685934489398E-2,0.94412331406551098,0,0,0,0,0]
[134,2,0,0,0,0,0,0,0]
[134,3,0,0,0,0,0,0,0]
[134,4,0,0,0,0,0,0,0]
[134,5,0,0,0,0,0,0,0]
[134,6,0,0,0,0,0,0,0]
[135,0,0.97281831187410595,2.71816881258941E-2,0,0,0,0,0]
[135,1,9.1724825523429698E-2,0.90827517447657002,0,0,0,0,0]
[135,2,0,0,0,0,0,0,0]
[135,3,0,0,0,0,0,0,0]
[135,4,0,0,0,0,0,0,0]
[135,5,0,0,0,0,0,0,0]
[135,6,0,0,0,0,0,0,0]
[136,0,0.97538860103626901,2.4611398963730598E-2,0,0,0,0,0]
[136,1,7.4193548387096797E-2,0.92580645161290298,0,0,0,0,0]
[136,2,0,0,0,0,0,0,0]
[136,3,0,0,0,0,0,0,0]
[136,4,0,0,0,0,0,0,0]
[136,5,0,0,0,0,0,0,0]
[136,6,0,0,0,0,0,0,0]
[137,0,0.984184914841849,1.5815085158150902E-2,0,0,0,0,0]
[137,1,0.105681818181818,0.89431818181818201,0,0,0,0,0]
[137,2,0,0,0,0,0,0,0]
[137,3,0,0,0,0,0,0,0]
[137,4,0,0,0,0,0,0,0]
[137,5,0,0,0,0,0,0,0]
[137,6,0,0,0,0,0,0,0]
[138,0,0.97671840354767203,2.3281596452328201E-2,0,0,0,0,0]
[138,1,0.20749999999999999,0.79249999999999998,0,0,0,0,0]
[138,2,0,0,0,0,0,0,0]
[138,3,0,0,0,0,0,0,0]
[138,4,0,0,0,0,0,0,0]
[138,5,0,0,0,0,0,0,0]
[138,6,0,0,0,0,0,0,0]
[139,0,0.99044890162368704,9.5510983763132801E-3,0,0,0,0,0]
[139,1,0.117557251908397,0.88244274809160295,0,0,0,0,0]
[139,2,0,0,0,0,0,0,0]
[139,3,0,0,0,0,0,0,0]
[139,4,0,0,0,0,0,0,0]
[139,5,0,0,0,0,0,0,0]
[139,6,0,0,0,0,0,0,0]
[140,0,0.98743267504488297,1.2567324955116701E-2,0,0,0,0,0]
[140,1,0.115646258503401,0.88435374149659896,0,0,0,0,0]
[140,2,0,0,0,0,0,0,0]
[140,3,0,0,0,0,0,0,0]
[140,4,0,0,0,0,0,0,0]
[140,5,0,0,0,0,0,0,0]
[140,6,0,0,0,0,0,0,0]
[141,0,0.98886986301369895,1.11301369863014E-2,0,0,0,0,0]
[141,1,0.174157303370787,0.82584269662921395,0,0,0,0,0]
[141,2,0,0,0,0,0,0,0]
[141,3,0,0,0,0,0,0,0]
[141,4,0,0,0,0,0,0,0]
[141,5,0,0,0,0,0,0,0]
[141,6,0,0,0,0,0,0,0]
[142,0,0.98637820512820495,1.36217948717949E-2,0,0,0,0,0]
[142,1,0.129955947136564,0.870044052863436,0,0,0,0,0]
[142,2,0,0,0,0,0,0,0]
[142,3,0,0,0,0,0,0,0]
[142,4,0,0,0,0,0,0,0]
[142,5,0,0,0,0,0,0,0]
[142,6,0,0,0,0,0,0,0]
[143,0,0.99457364341085297,5.4263565891472902E-3,0,0,0,0,0]
[143,1,0.18689320388349501,0.81310679611650505,0,0,0,0,0]
[143,2,0,0,0,0,0,0,0]
[143,3,0,0,0,0,0,0,0]
[143,4,0,0,0,0,0,0,0]
[143,5,0,0,0,0,0,0,0]
[143,6,0,0,0,0,0,0,0]
[144,0,0.99044117647058805,9.5588235294117706E-3,0,0,0,0,0]
[144,1,0.26023391812865498,0.73976608187134496,0,0,0,0,0]
[144,2,0,0,0,0,0,0,0]
[144,3,0,0,0,0,0,0,0]
[144,4,0,0,0,0,0,0,0]
[144,5,0,0,0,0,0,0,0]
[144,6,0,0,0,0,0,0,0]

{"sheet":"tpm1_we","index":12,"n_rows":1018,"n_cols":9,"rows_kept":1018,"cut":false,"hidden":false,"merged":[]}
[{"$f":"tpm1_wd!A1","v":"Active Occupancy Model"}]
[]
[{"$f":"tpm1_wd!A3","v":"Transition Probability Matrix"}]
[]
["One resident house"]
["Weekend"]
[]
[]
[]
[{"$f":"tpm1_wd!A10","v":"Ten minute period number"},{"$f":"tpm1_wd!B10","v":"Active occupant count in time period"},{"$f":"tpm1_wd!C10","v":"Probability of transition to zero active occupants in next time period"},{"$f":"tpm1_wd!D10","v":"Probability of transition to one active occupant in next time period"},{"$f":"tpm1_wd!E10","v":"Probability of transition to two active occupants in next time period"},{"$f":"tpm1_wd!F10","v":"Probability of transition to three active occupants in next time period"},{"$f":"tpm1_wd!G10","v":"Probability of transition to four active occupants in next time period"},{"$f":"tpm1_wd!H10","v":"Probability of transition to five active occupants in next time period"},{"$f":"tpm1_wd!I10","v":"Probability of transition to six active occupants in next time period"}]
[1,0,0.99007092198581603,9.9290780141843994E-3,0,0,0,0,0]
[1,1,0.189003436426117,0.81099656357388294,0,0,0,0,0]
[1,2,0,0,0,0,0,0,0]
[1,3,0,0,0,0,0,0,0]
[1,4,0,0,0,0,0,0,0]
[1,5,0,0,0,0,0,0,0]
[1,6,0,0,0,0,0,0,0]
[2,0,0.99379738111647098,6.2026188835286001E-3,0,0,0,0,0]
[2,1,0.17599999999999999,0.82399999999999995,0,0,0,0,0]
[2,2,0,0,0,0,0,0,0]
[2,3,0,0,0,0,0,0,0]
[2,4,0,0,0,0,0,0,0]
[2,5,0,0,0,0,0,0,0]
[2,6,0,0,0,0,0,0,0]
[3,0,0.99192462987886898,8.0753701211305502E-3,0,0,0,0,0]
[3,1,0.162790697674419,0.837209302325581,0,0,0,0,0]
[3,2,0,0,0,0,0,0,0]
[3,3,0,0,0,0,0,0,0]
[3,4,0,0,0,0,0,0,0]
[3,5,0,0,0,0,0,0,0]
[3,6,0,0,0,0,0,0,0]
[4,0,0.99668654738237195,3.3134526176275699E-3,0,0,0,0,0]
[4,1,0.14583333333333301,0.85416666666666696,0,0,0,0,0]
[4,2,0,0,0,0,0,0,0]
[4,3,0,0,0,0,0,0,0]
[4,4,0,0,0,0,0,0,0]
[4,5,0,0,0,0,0,0,0]
[4,6,0,0,0,0,0,0,0]
[5,0,0.99608355091383805,3.9164490861618804E-3,0,0,0,0,0]
[5,1,0.201183431952663,0.79881656804733703,0,0,0,0,0]
[5,2,0,0,0,0,0,0,0]
[5,3,0,0,0,0,0,0,0]
[5,4,0,0,0,0,0,0,0]
[5,5,0,0,0,0,0,0,0]
[5,6,0,0,0,0,0,0,0]
[6,0,0.99358974358974395,6.41025641025641E-3,0,0,0,0,0]
[6,1,0.439716312056738,0.560283687943262,0,0,0,0,0]
[6,2,0,0,0,0,0,0,0]
[6,3,0,0,0,0,0,0,0]
[6,4,0,0,0,0,0,0,0]
[6,5,0,0,0,0,0,0,0]
[6,6,0,0,0,0,0,0,0]
[7,0,0.99565756823821305,4.3424317617865998E-3,0,0,0,0,0]
[7,1,0.16853932584269701,0.83146067415730296,0,0,0,0,0]
[7,2,0,0,0,0,0,0,0]
[7,3,0,0,0,0,0,0,0]
[7,4,0,0,0,0,0,0,0]
[7,5,0,0,0,0,0,0,0]
[7,6,0,0,0,0,0,0,0]
[8,0,0.99506172839506202,4.9382716049382698E-3,0,0,0,0,0]
[8,1,0.19753086419753099,0.80246913580246904,0,0,0,0,0]
[8,2,0,0,0,0,0,0,0]
[8,3,0,0,0,0,0,0,0]
[8,4,0,0,0,0,0,0,0]
[8,5,0,0,0,0,0,0,0]
[8,6,0,0,0,0,0,0,0]
[9,0,0.99324324324324298,6.7567567567567597E-3,0,0,0,0,0]
[9,1,0.164383561643836,0.83561643835616395,0,0,0,0,0]
[9,2,0,0,0,0,0,0,0]
[9,3,0,0,0,0,0,0,0]
[9,4,0,0,0,0,0,0,0]
[9,5,0,0,0,0,0,0,0]
[9,6,0,0,0,0,0,0,0]
[10,0,0.99447513812154698,5.5248618784530402E-3,0,0,0,0,0]
[10,1,0.15277777777777801,0.84722222222222199,0,0,0,0,0]
[10,2,0,0,0,0,0,0,0]
[10,3,0,0,0,0,0,0,0]
[10,4,0,0,0,0,0,0,0]
[10,5,0,0,0,0,0,0,0]
[10,6,0,0,0,0,0,0,0]
[11,0,0.99448191293684896,5.5180870631514403E-3,0,0,0,0,0]
[11,1,0.2,0.8,0,0,0,0,0]
[11,2,0,0,0,0,0,0,0]
[11,3,0,0,0,0,0,0,0]
[11,4,0,0,0,0,0,0,0]
[11,5,0,0,0,0,0,0,0]
[11,6,0,0,0,0,0,0,0]
[12,0,0.99388753056234702,6.1124694376528104E-3,0,0,0,0,0]
[12,1,0.33846153846153798,0.66153846153846196,0,0,0,0,0]
[12,2,0,0,0,0,0,0,0]
[12,3,0,0,0,0,0,0,0]
[12,4,0,0,0,0,0,0,0]
[12,5,0,0,0,0,0,0,0]
[12,6,0,0,0,0,0,0,0]
[13,0,0.99453883495145601,5.4611650485436904E-3,0,0,0,0,0]
[13,1,0.113207547169811,0.88679245283018904,0,0,0,0,0]
[13,2,0,0,0,0,0,0,0]
[13,3,0,0,0,0,0,0,0]
[13,4,0,0,0,0,0,0,0]
[13,5,0,0,0,0,0,0,0]
[13,6,0,0,0,0,0,0,0]
[14,0,0.99635258358662604,3.64741641337386E-3,0,0,0,0,0]
[14,1,0.28571428571428598,0.71428571428571397,0,0,0,0,0]
[14,2,0,0,0,0,0,0,0]
[14,3,0,0,0,0,0,0,0]
[14,4,0,0,0,0,0,0,0]
[14,5,0,0,0,0,0,0,0]
[14,6,0,0,0,0,0,0,0]
[15,0,0.99697885196374603,3.0211480362537799E-3,0,0,0,0,0]
[15,1,0.19565217391304299,0.80434782608695699,0,0,0,0,0]
[15,2,0,0,0,0,0,0,0]
[15,3,0,0,0,0,0,0,0]
[15,4,0,0,0,0,0,0,0]
[15,5,0,0,0,0,0,0,0]
[15,6,0,0,0,0,0,0,0]
[16,0,0.99578059071729996,4.2194092827004199E-3,0,0,0,0,0]
[16,1,9.5238095238095205E-2,0.90476190476190499,0,0,0,0,0]
[16,2,0,0,0,0,0,0,0]
[16,3,0,0,0,0,0,0,0]
[16,4,0,0,0,0,0,0,0]
[16,5,0,0,0,0,0,0,0]
[16,6,0,0,0,0,0,0,0]
[17,0,0.99396135265700503,6.0386473429951699E-3,0,0,0,0,0]
[17,1,0.31111111111111101,0.68888888888888899,0,0,0,0,0]
[17,2,0,0,0,0,0,0,0]
[17,3,0,0,0,0,0,0,0]
[17,4,0,0,0,0,0,0,0]
[17,5,0,0,0,0,0,0,0]
[17,6,0,0,0,0,0,0,0]
[18,0,0.99277108433734895,7.2289156626506E-3,0,0,0,0,0]
[18,1,0.31707317073170699,0.68292682926829296,0,0,0,0,0]
[18,2,0,0,0,0,0,0,0]
[18,3,0,0,0,0,0,0,0]
[18,4,0,0,0,0,0,0,0]
[18,5,0,0,0,0,0,0,0]
[18,6,0,0,0,0,0,0,0]
[19,0,0.99578567128235995,4.2143287176399803E-3,0,0,0,0,0]
[19,1,0.32500000000000001,0.67500000000000004,0,0,0,0,0]
[19,2,0,0,0,0,0,0,0]
[19,3,0,0,0,0,0,0,0]
[19,4,0,0,0,0,0,0,0]
[19,5,0,0,0,0,0,0,0]
[19,6,0,0,0,0,0,0,0]
[20,0,0.99640071985602896,3.5992801439712098E-3,0,0,0,0,0]
[20,1,0.29411764705882398,0.70588235294117696,0,0,0,0,0]
[20,2,0,0,0,0,0,0,0]
[20,3,0,0,0,0,0,0,0]
[20,4,0,0,0,0,0,0,0]
[20,5,0,0,0,0,0,0,0]
[20,6,0,0,0,0,0,0,0]
[21,0,0.99760622381807296,2.3937761819269902E-3,0,0,0,0,0]
[21,1,0.3,0.7,0,0,0,0,0]
[21,2,0,0,0,0,0,0,0]
[21,3,0,0,0,0,0,0,0]
[21,4,0,0,0,0,0,0,0]
[21,5,0,0,0,0,0,0,0]
[21,6,0,0,0,0,0,0,0]
[22,0,0.998806682577566,1.19331742243437E-3,0,0,0,0,0]
[22,1,0.04,0.96,0,0,0,0,0]
[22,2,0,0,0,0,0,0,0]
[22,3,0,0,0,0,0,0,0]
[22,4,0,0,0,0,0,0,0]
[22,5,0,0,0,0,0,0,0]
[22,6,0,0,0,0,0,0,0]
[23,0,0.99701492537313396,2.9850746268656699E-3,0,0,0,0,0]
[23,1,0.269230769230769,0.73076923076923095,0,0,0,0,0]
[23,2,0,0,0,0,0,0,0]
[23,3,0,0,0,0,0,0,0]
[23,4,0,0,0,0,0,0,0]
[23,5,0,0,0,0,0,0,0]
[23,6,0,0,0,0,0,0,0]
[24,0,0.98986285032796695,1.0137149672033399E-2,0,0,0,0,0]
[24,1,0.875,0.125,0,0,0,0,0]
[24,2,0,0,0,0,0,0,0]
[24,3,0,0,0,0,0,0,0]
[24,4,0,0,0,0,0,0,0]
[24,5,0,0,0,0,0,0,0]
[24,6,0,0,0,0,0,0,0]
[25,0,0.99286139202855395,7.1386079714455698E-3,0,0,0,0,0]
[25,1,0.15,0.85,0,0,0,0,0]
[25,2,0,0,0,0,0,0,0]
[25,3,0,0,0,0,0,0,0]
[25,4,0,0,0,0,0,0,0]
[25,5,0,0,0,0,0,0,0]
[25,6,0,0,0,0,0,0,0]
[26,0,0.99461722488038296,5.3827751196172304E-3,0,0,0,0,0]
[26,1,0.34482758620689702,0.65517241379310298,0,0,0,0,0]
[26,2,0,0,0,0,0,0,0]
[26,3,0,0,0,0,0,0,0]
[26,4,0,0,0,0,0,0,0]
[26,5,0,0,0,0,0,0,0]
[26,6,0,0,0,0,0,0,0]
[27,0,0.993424985056784,6.5750149432157803E-3,0,0,0,0,0]
[27,1,0.39285714285714302,0.60714285714285698,0,0,0,0,0]
[27,2,0,0,0,0,0,0,0]
[27,3,0,0,0,0,0,0,0]
[27,4,0,0,0,0,0,0,0]
[27,5,0,0,0,0,0,0,0]
[27,6,0,0,0,0,0,0,0]
[28,0,0.996413628212791,3.58637178720861E-3,0,0,0,0,0]
[28,1,0.28571428571428598,0.71428571428571397,0,0,0,0,0]
[28,2,0,0,0,0,0,0,0]
[28,3,0,0,0,0,0,0,0]
[28,4,0,0,0,0,0,0,0]
[28,5,0,0,0,0,0,0,0]
[28,6,0,0,0,0,0,0,0]
[29,0,0.99044776119403,9.5522388059701493E-3,0,0,0,0,0]
[29,1,0.115384615384615,0.88461538461538503,0,0,0,0,0]
[29,2,0,0,0,0,0,0,0]
[29,3,0,0,0,0,0,0,0]
[29,4,0,0,0,0,0,0,0]
[29,5,0,0,0,0,0,0,0]
[29,6,0,0,0,0,0,0,0]
[30,0,0.98616125150421197,1.38387484957882E-2,0,0,0,0,0]
[30,1,0.17948717948717899,0.82051282051282004,0,0,0,0,0]
[30,2,0,0,0,0,0,0,0]
[30,3,0,0,0,0,0,0,0]
[30,4,0,0,0,0,0,0,0]
[30,5,0,0,0,0,0,0,0]
[30,6,0,0,0,0,0,0,0]
[31,0,0.99027946537059497,9.7205346294046199E-3,0,0,0,0,0]
[31,1,9.0909090909090898E-2,0.90909090909090895,0,0,0,0,0]
[31,2,0,0,0,0,0,0,0]
[31,3,0,0,0,0,0,0,0]
[31,4,0,0,0,0,0,0,0]
[31,5,0,0,0,0,0,0,0]
[31,6,0,0,0,0,0,0,0]
[32,0,0.99082568807339499,9.1743119266055103E-3,0,0,0,0,0]
[32,1,0.31818181818181801,0.68181818181818199,0,0,0,0,0]
[32,2,0,0,0,0,0,0,0]
[32,3,0,0,0,0,0,0,0]
[32,4,0,0,0,0,0,0,0]
[32,5,0,0,0,0,0,0,0]
[32,6,0,0,0,0,0,0,0]
[33,0,0.98781230956733701,1.2187690432663E-2,0,0,0,0,0]
[33,1,0.25,0.75,0,0,0,0,0]
[33,2,0,0,0,0,0,0,0]
[33,3,0,0,0,0,0,0,0]
[33,4,0,0,0,0,0,0,0]
[33,5,0,0,0,0,0,0,0]
[33,6,0,0,0,0,0,0,0]
[34,0,0.99572127139364297,4.2787286063569697E-3,0,0,0,0,0]
[34,1,0.15384615384615399,0.84615384615384603,0,0,0,0,0]
[34,2,0,0,0,0,0,0,0]
[34,3,0,0,0,0,0,0,0]
[34,4,0,0,0,0,0,0,0]
[34,5,0,0,0,0,0,0,0]
[34,6,0,0,0,0,0,0,0]
[35,0,0.98596705308114696,1.4032946918853E-2,0,0,0,0,0]
[35,1,0.14516129032258099,0.85483870967741904,0,0,0,0,0]
[35,2,0,0,0,0,0,0,0]
[35,3,0,0,0,0,0,0,0]
[35,4,0,0,0,0,0,0,0]
[35,5,0,0,0,0,0,0,0]
[35,6,0,0,0,0,0,0,0]
[36,0,0.96676923076923105,3.3230769230769203E-2,0,0,0,0,0]
[36,1,0.17105263157894701,0.82894736842105299,0,0,0,0,0]
[36,2,0,0,0,0,0,0,0]
[36,3,0,0,0,0,0,0,0]
[36,4,0,0,0,0,0,0,0]
[36,5,0,0,0,0,0,0,0]
[36,6,0,0,0,0,0,0,0]
[37,0,0.98421717171717205,1.5782828282828301E-2,0,0,0,0,0]
[37,1,0.128205128205128,0.87179487179487203,0,0,0,0,0]
[37,2,0,0,0,0,0,0,0]
[37,3,0,0,0,0,0,0,0]
[37,4,0,0,0,0,0,0,0]
[37,5,0,0,0,0,0,0,0]
[37,6,0,0,0,0,0,0,0]
[38,0,0.98157560355781404,1.8424396442185499E-2,0,0,0,0,0]
[38,1,7.0866141732283505E-2,0.92913385826771699,0,0,0,0,0]
[38,2,0,0,0,0,0,0,0]
[38,3,0,0,0,0,0,0,0]
[38,4,0,0,0,0,0,0,0]
[38,5,0,0,0,0,0,0,0]
[38,6,0,0,0,0,0,0,0]
[39,0,0.97361647361647397,2.6383526383526399E-2,0,0,0,0,0]
[39,1,6.1224489795918401E-2,0.93877551020408201,0,0,0,0,0]
[39,2,0,0,0,0,0,0,0]
[39,3,0,0,0,0,0,0,0]
[39,4,0,0,0,0,0,0,0]
[39,5,0,0,0,0,0,0,0]
[39,6,0,0,0,0,0,0,0]
[40,0,0.98554533508541398,1.44546649145861E-2,0,0,0,0,0]
[40,1,6.1452513966480403E-2,0.93854748603352001,0,0,0,0,0]
[40,2,0,0,0,0,0,0,0]
[40,3,0,0,0,0,0,0,0]
[40,4,0,0,0,0,0,0,0]
[40,5,0,0,0,0,0,0,0]
[40,6,0,0,0,0,0,0,0]
[41,0,0.96293845135671696,3.7061548643282601E-2,0,0,0,0,0]
[41,1,9.4736842105263203E-2,0.90526315789473699,0,0,0,0,0]
[41,2,0,0,0,0,0,0,0]
[41,3,0,0,0,0,0,0,0]
[41,4,0,0,0,0,0,0,0]
[41,5,0,0,0,0,0,0,0]
[41,6,0,0,0,0,0,0,0]
[42,0,0.906313645621181,9.3686354378818698E-2,0,0,0,0,0]
[42,1,0.118421052631579,0.88157894736842102,0,0,0,0,0]
[42,2,0,0,0,0,0,0,0]
[42,3,0,0,0,0,0,0,0]
[42,4,0,0,0,0,0,0,0]
[42,5,0,0,0,0,0,0,0]
[42,6,0,0,0,0,0,0,0]
[43,0,0.95521292217327503,4.4787077826725398E-2,0,0,0,0,0]
[43,1,4.71976401179941E-2,0.95280235988200601,0,0,0,0,0]
[43,2,0,0,0,0,0,0,0]
[43,3,0,0,0,0,0,0,0]
[43,4,0,0,0,0,0,0,0]
[43,5,0,0,0,0,0,0,0]
[43,6,0,0,0,0,0,0,0]
[44,0,0.95444191343963602,4.5558086560364502E-2,0,0,0,0,0]
[44,1,3.3854166666666699E-2,0.96614583333333304,0,0,0,0,0]
[44,2,0,0,0,0,0,0,0]
[44,3,0,0,0,0,0,0,0]
[44,4,0,0,0,0,0,0,0]
[44,5,0,0,0,0,0,0,0]
[44,6,0,0,0,0,0,0,0]
[45,0,0.92677165354330704,7.3228346456692905E-2,0,0,0,0,0]
[45,1,5.1044083526682098E-2,0.94895591647331801,0,0,0,0,0]
[45,2,0,0,0,0,0,0,0]
[45,3,0,0,0,0,0,0,0]
[45,4,0,0,0,0,0,0,0]
[45,5,0,0,0,0,0,0,0]
[45,6,0,0,0,0,0,0,0]
[46,0,0.94912427022518797,5.0875729774812299E-2,0,0,0,0,0]
[46,1,3.38645418326693E-2,0.96613545816733104,0,0,0,0,0]
[46,2,0,0,0,0,0,0,0]
[46,3,0,0,0,0,0,0,0]
[46,4,0,0,0,0,0,0,0]
[46,5,0,0,0,0,0,0,0]
[46,6,0,0,0,0,0,0,0]
[47,0,0.91774891774891798,8.2251082251082297E-2,0,0,0,0,0]
[47,1,5.3113553113553098E-2,0.94688644688644696,0,0,0,0,0]
[47,2,0,0,0,0,0,0,0]
[47,3,0,0,0,0,0,0,0]
[47,4,0,0,0,0,0,0,0]
[47,5,0,0,0,0,0,0,0]
[47,6,0,0,0,0,0,0,0]
[48,0,0.85766758494031203,0.14233241505968799,0,0,0,0,0]
[48,1,4.5751633986928102E-2,0.95424836601307195,0,0,0,0,0]
[48,2,0,0,0,0,0,0,0]
[48,3,0,0,0,0,0,0,0]
[48,4,0,0,0,0,0,0,0]
[48,5,0,0,0,0,0,0,0]
[48,6,0,0,0,0,0,0,0]
[49,0,0.91683991683991695,8.3160083160083206E-2,0,0,0,0,0]
[49,1,2.16508795669824E-2,0.97834912043301803,0,0,0,0,0]
[49,2,0,0,0,0,0,0,0]
[49,3,0,0,0,0,0,0,0]
[49,4,0,0,0,0,0,0,0]
[49,5,0,0,0,0,0,0,0]
[49,6,0,0,0,0,0,0,0]
[50,0,0.91202672605790602,8.7973273942093505E-2,0,0,0,0,0]
[50,1,4.1095890410958902E-2,0.95890410958904104,0,0,0,0,0]
[50,2,0,0,0,0,0,0,0]
[50,3,0,0,0,0,0,0,0]
[50,4,0,0,0,0,0,0,0]
[50,5,0,0,0,0,0,0,0]
[50,6,0,0,0,0,0,0,0]
[51,0,0.89553990610328604,0.104460093896714,0,0,0,0,0]
[51,1,3.8869257950529999E-2,0.96113074204947002,0,0,0,0,0]
[51,2,0,0,0,0,0,0,0]
[51,3,0,0,0,0,0,0,0]
[51,4,0,0,0,0,0,0,0]
[51,5,0,0,0,0,0,0,0]
[51,6,0,0,0,0,0,0,0]
[52,0,0.93718592964824099,6.2814070351758802E-2,0,0,0,0,0]
[52,1,4.53038674033149E-2,0.95469613259668495,0,0,0,0,0]
[52,2,0,0,0,0,0,0,0]
[52,3,0,0,0,0,0,0,0]
[52,4,0,0,0,0,0,0,0]
[52,5,0,0,0,0,0,0,0]
[52,6,0,0,0,0,0,0,0]
[53,0,0.91867852604828504,8.1321473951715406E-2,0,0,0,0,0]
[53,1,3.93873085339169E-2,0.96061269146608297,0,0,0,0,0]
[53,2,0,0,0,0,0,0,0]
[53,3,0,0,0,0,0,0,0]
[53,4,0,0,0,0,0,0,0]
[53,5,0,0,0,0,0,0,0]
[53,6,0,0,0,0,0,0,0]
[54,0,0.86561264822134398,0.13438735177865599,0,0,0,0,0]
[54,1,6.3694267515923594E-2,0.936305732484076,0,0,0,0,0]
[54,2,0,0,0,0,0,0,0]
[54,3,0,0,0,0,0,0,0]
[54,4,0,0,0,0,0,0,0]
[54,5,0,0,0,0,0,0,0]
[54,6,0,0,0,0,0,0,0]
[55,0,0.92189679218967902,7.8103207810320804E-2,0,0,0,0,0]
[55,1,4.0650406504064998E-2,0.95934959349593496,0,0,0,0,0]
[55,2,0,0,0,0,0,0,0]
[55,3,0,0,0,0,0,0,0]
[55,4,0,0,0,0,0,0,0]
[55,5,0,0,0,0,0,0,0]
[55,6,0,0,0,0,0,0,0]
[56,0,0.94579172610556395,5.4208273894436498E-2,0,0,0,0,0]
[56,1,4.5999999999999999E-2,0.95399999999999996,0,0,0,0,0]
[56,2,0,0,0,0,0,0,0]
[56,3,0,0,0,0,0,0,0]
[56,4,0,0,0,0,0,0,0]
[56,5,0,0,0,0,0,0,0]
[56,6,0,0,0,0,0,0,0]
[57,0,0.91960507757404797,8.0394922425952003E-2,0,0,0,0,0]
[57,1,4.4354838709677401E-2,0.95564516129032295,0,0,0,0,0]
[57,2,0,0,0,0,0,0,0]
[57,3,0,0,0,0,0,0,0]
[57,4,0,0,0,0,0,0,0]
[57,5,0,0,0,0,0,0,0]
[57,6,0,0,0,0,0,0,0]
[58,0,0.95545977011494299,4.45402298850575E-2,0,0,0,0,0]
[58,1,4.8756218905472597E-2,0.95124378109452701,0,0,0,0,0]
[58,2,0,0,0,0,0,0,0]
[58,3,0,0,0,0,0,0,0]
[58,4,0,0,0,0,0,0,0]
[58,5,0,0,0,0,0,0,0]
[58,6,0,0,0,0,0,0,0]
[59,0,0.94817927170868299,5.1820728291316502E-2,0,0,0,0,0]
[59,1,4.4579533941236101E-2,0.95542046605876396,0,0,0,0,0]
[59,2,0,0,0,0,0,0,0]
[59,3,0,0,0,0,0,0,0]
[59,4,0,0,0,0,0,0,0]
[59,5,0,0,0,0,0,0,0]
[59,6,0,0,0,0,0,0,0]
[60,0,0.85714285714285698,0.14285714285714299,0,0,0,0,0]
[60,1,0.12448979591836699,0.87551020408163305,0,0,0,0,0]
[60,2,0,0,0,0,0,0,0]
[60,3,0,0,0,0,0,0,0]
[60,4,0,0,0,0,0,0,0]
[60,5,0,0,0,0,0,0,0]
[60,6,0,0,0,0,0,0,0]
[61,0,0.963513513513514,3.6486486486486502E-2,0,0,0,0,0]
[61,1,3.1217481789802298E-2,0.96878251821019801,0,0,0,0,0]
[61,2,0,0,0,0,0,0,0]
[61,3,0,0,0,0,0,0,0]
[61,4,0,0,0,0,0,0,0]
[61,5,0,0,0,0,0,0,0]
[61,6,0,0,0,0,0,0,0]
[62,0,0.96635262449528903,3.36473755047106E-2,0,0,0,0,0]
[62,1,4.8016701461377903E-2,0.95198329853862196,0,0,0,0,0]
[62,2,0,0,0,0,0,0,0]
[62,3,0,0,0,0,0,0,0]
[62,4,0,0,0,0,0,0,0]
[62,5,0,0,0,0,0,0,0]
[62,6,0,0,0,0,0,0,0]
[63,0,0.93979057591623005,6.02094240837696E-2,0,0,0,0,0]
[63,1,4.4823906083244401E-2,0.95517609391675595,0,0,0,0,0]
[63,2,0,0,0,0,0,0,0]
[63,3,0,0,0,0,0,0,0]
[63,4,0,0,0,0,0,0,0]
[63,5,0,0,0,0,0,0,0]
[63,6,0,0,0,0,0,0,0]
[64,0,0.95263157894736805,4.7368421052631601E-2,0,0,0,0,0]
[64,1,4.9946865037194497E-2,0.95005313496280597,0,0,0,0,0]
[64,2,0,0,0,0,0,0,0]
[64,3,0,0,0,0,0,0,0]
[64,4,0,0,0,0,0,0,0]
[64,5,0,0,0,0,0,0,0]
[64,6,0,0,0,0,0,0,0]
[65,0,0.95201037613489004,4.7989623865110201E-2,0,0,0,0,0]
[65,1,4.6236559139784902E-2,0.95376344086021503,0,0,0,0,0]
[65,2,0,0,0,0,0,0,0]
[65,3,0,0,0,0,0,0,0]
[65,4,0,0,0,0,0,0,0]
[65,5,0,0,0,0,0,0,0]
[65,6,0,0,0,0,0,0,0]
[66,0,0.93436293436293405,6.5637065637065603E-2,0,0,0,0,0]
[66,1,5.5194805194805199E-2,0.94480519480519498,0,0,0,0,0]
[66,2,0,0,0,0,0,0,0]
[66,3,0,0,0,0,0,0,0]
[66,4,0,0,0,0,0,0,0]
[66,5,0,0,0,0,0,0,0]
[66,6,0,0,0,0,0,0,0]
[67,0,0.96525096525096499,3.47490347490347E-2,0,0,0,0,0]
[67,1,4.11255411255411E-2,0.95887445887445899,0,0,0,0,0]
[67,2,0,0,0,0,0,0,0]
[67,3,0,0,0,0,0,0,0]
[67,4,0,0,0,0,0,0,0]
[67,5,0,0,0,0,0,0,0]
[67,6,0,0,0,0,0,0,0]
[68,0,0.95812182741116703,4.1878172588832502E-2,0,0,0,0,0]
[68,1,4.3811610076670303E-2,0.95618838992333,0,0,0,0,0]
[68,2,0,0,0,0,0,0,0]
[68,3,0,0,0,0,0,0,0]
[68,4,0,0,0,0,0,0,0]
[68,5,0,0,0,0,0,0,0]
[68,6,0,0,0,0,0,0,0]
[69,0,0.94591194968553505,5.4088050314465397E-2,0,0,0,0,0]
[69,1,5.5187637969094899E-2,0.94481236203090502,0,0,0,0,0]
[69,2,0,0,0,0,0,0,0]
[69,3,0,0,0,0,0,0,0]
[69,4,0,0,0,0,0,0,0]
[69,5,0,0,0,0,0,0,0]
[69,6,0,0,0,0,0,0,0]
[70,0,0.97630922693266797,2.3690773067331701E-2,0,0,0,0,0]
[70,1,4.0044493882091199E-2,0.95995550611790903,0,0,0,0,0]
[70,2,0,0,0,0,0,0,0]
[70,3,0,0,0,0,0,0,0]
[70,4,0,0,0,0,0,0,0]
[70,5,0,0,0,0,0,0,0]
[70,6,0,0,0,0,0,0,0]
[71,0,0.95848595848595897,4.1514041514041498E-2,0,0,0,0,0]
[71,1,3.7414965986394599E-2,0.96258503401360496,0,0,0,0,0]
[71,2,0,0,0,0,0,0,0]
[71,3,0,0,0,0,0,0,0]
[71,4,0,0,0,0,0,0,0]
[71,5,0,0,0,0,0,0,0]
[71,6,0,0,0,0,0,0,0]
[72,0,0.929095354523227,7.0904645476772596E-2,0,0,0,0,0]
[72,1,6.0022650056625097E-2,0.93997734994337501,0,0,0,0,0]
[72,2,0,0,0,0,0,0,0]
[72,3,0,0,0,0,0,0,0]
[72,4,0,0,0,0,0,0,0]
[72,5,0,0,0,0,0,0,0]
[72,6,0,0,0,0,0,0,0]
[73,0,0.94341943419434204,5.6580565805658102E-2,0,0,0,0,0]
[73,1,3.04054054054054E-2,0.96959459459459496,0,0,0,0,0]
[73,2,0,0,0,0,0,0,0]
[73,3,0,0,0,0,0,0,0]
[73,4,0,0,0,0,0,0,0]
[73,5,0,0,0,0,0,0,0]
[73,6,0,0,0,0,0,0,0]
[74,0,0.95969773299748096,4.0302267002518898E-2,0,0,0,0,0]
[74,1,4.2998897464167601E-2,0.95700110253583204,0,0,0,0,0]
[74,2,0,0,0,0,0,0,0]
[74,3,0,0,0,0,0,0,0]
[74,4,0,0,0,0,0,0,0]
[74,5,0,0,0,0,0,0,0]
[74,6,0,0,0,0,0,0,0]
[75,0,0.93632958801498101,6.3670411985018702E-2,0,0,0,0,0]
[75,1,4.6666666666666697E-2,0.95333333333333303,0,0,0,0,0]
[75,2,0,0,0,0,0,0,0]
[75,3,0,0,0,0,0,0,0]
[75,4,0,0,0,0,0,0,0]
[75,5,0,0,0,0,0,0,0]
[75,6,0,0,0,0,0,0,0]
[76,0,0.955808080808081,4.4191919191919199E-2,0,0,0,0,0]
[76,1,3.5203520352035202E-2,0.964796479647965,0,0,0,0,0]
[76,2,0,0,0,0,0,0,0]
[76,3,0,0,0,0,0,0,0]
[76,4,0,0,0,0,0,0,0]
[76,5,0,0,0,0,0,0,0]
[76,6,0,0,0,0,0,0,0]
[77,0,0.95817490494296598,4.1825095057034203E-2,0,0,0,0,0]
[77,1,3.6184210526315798E-2,0.96381578947368396,0,0,0,0,0]
[77,2,0,0,0,0,0,0,0]
[77,3,0,0,0,0,0,0,0]
[77,4,0,0,0,0,0,0,0]
[77,5,0,0,0,0,0,0,0]
[77,6,0,0,0,0,0,0,0]
[78,0,0.92648922686945501,7.3510773130545007E-2,0,0,0,0,0]
[78,1,7.4561403508771898E-2,0.92543859649122795,0,0,0,0,0]
[78,2,0,0,0,0,0,0,0]
[78,3,0,0,0,0,0,0,0]
[78,4,0,0,0,0,0,0,0]
[78,5,0,0,0,0,0,0,0]
[78,6,0,0,0,0,0,0,0]
[79,0,0.96745932415519398,3.2540675844806001E-2,0,0,0,0,0]
[79,1,3.4368070953436802E-2,0.96563192904656303,0,0,0,0,0]
[79,2,0,0,0,0,0,0,0]
[79,3,0,0,0,0,0,0,0]
[79,4,0,0,0,0,0,0,0]
[79,5,0,0,0,0,0,0,0]
[79,6,0,0,0,0,0,0,0]
[80,0,0.96766169154228898,3.23383084577114E-2,0,0,0,0,0]
[80,1,3.5674470457079201E-2,0.96432552954292095,0,0,0,0,0]
[80,2,0,0,0,0,0,0,0]
[80,3,0,0,0,0,0,0,0]
[80,4,0,0,0,0,0,0,0]
[80,5,0,0,0,0,0,0,0]
[80,6,0,0,0,0,0,0,0]
[81,0,0.95802469135802504,4.1975308641975302E-2,0,0,0,0,0]
[81,1,5.3872053872053897E-2,0.94612794612794604,0,0,0,0,0]
[81,2,0,0,0,0,0,0,0]
[81,3,0,0,0,0,0,0,0]
[81,4,0,0,0,0,0,0,0]
[81,5,0,0,0,0,0,0,0]
[81,6,0,0,0,0,0,0,0]
[82,0,0.97815533980582503,2.18446601941748E-2,0,0,0,0,0]
[82,1,3.8768529076396802E-2,0.96123147092360295,0,0,0,0,0]
[82,2,0,0,0,0,0,0,0]
[82,3,0,0,0,0,0,0,0]
[82,4,0,0,0,0,0,0,0]
[82,5,0,0,0,0,0,0,0]
[82,6,0,0,0,0,0,0,0]
[83,0,0.96428571428571397,3.5714285714285698E-2,0,0,0,0,0]
[83,1,4.5296167247386797E-2,0.95470383275261295,0,0,0,0,0]
[83,2,0,0,0,0,0,0,0]
[83,3,0,0,0,0,0,0,0]
[83,4,0,0,0,0,0,0,0]
[83,5,0,0,0,0,0,0,0]
[83,6,0,0,0,0,0,0,0]
[84,0,0.93992932862190803,6.0070671378091897E-2,0,0,0,0,0]
[84,1,7.0422535211267595E-2,0.92957746478873204,0,0,0,0,0]
[84,2,0,0,0,0,0,0,0]
[84,3,0,0,0,0,0,0,0]
[84,4,0,0,0,0,0,0,0]
[84,5,0,0,0,0,0,0,0]
[84,6,0,0,0,0,0,0,0]
[85,0,0.96620046620046596,3.37995337995338E-2,0,0,0,0,0]
[85,1,3.5587188612099599E-2,0.96441281138790003,0,0,0,0,0]
[85,2,0,0,0,0,0,0,0]
[85,3,0,0,0,0,0,0,0]
[85,4,0,0,0,0,0,0,0]
[85,5,0,0,0,0,0,0,0]
[85,6,0,0,0,0,0,0,0]
[86,0,0.96740395809080304,3.2596041909196703E-2,0,0,0,0,0]
[86,1,4.0380047505938203E-2,0.95961995249406196,0,0,0,0,0]
[86,2,0,0,0,0,0,0,0]
[86,3,0,0,0,0,0,0,0]
[86,4,0,0,0,0,0,0,0]
[86,5,0,0,0,0,0,0,0]
[86,6,0,0,0,0,0,0,0]
[87,0,0.95838150289017299,4.1618497109826597E-2,0,0,0,0,0]
[87,1,5.6220095693779899E-2,0.94377990430622005,0,0,0,0,0]
[87,2,0,0,0,0,0,0,0]
[87,3,0,0,0,0,0,0,0]
[87,4,0,0,0,0,0,0,0]
[87,5,0,0,0,0,0,0,0]
[87,6,0,0,0,0,0,0,0]
[88,0,0.97031963470319604,2.96803652968037E-2,0,0,0,0,0]
[88,1,2.3030303030303002E-2,0.97696969696969704,0,0,0,0,0]
[88,2,0,0,0,0,0,0,0]
[88,3,0,0,0,0,0,0,0]
[88,4,0,0,0,0,0,0,0]
[88,5,0,0,0,0,0,0,0]
[88,6,0,0,0,0,0,0,0]
[89,0,0.962025316455696,3.7974683544303799E-2,0,0,0,0,0]
[89,1,4.6875E-2,0.953125,0,0,0,0,0]
[89,2,0,0,0,0,0,0,0]
[89,3,0,0,0,0,0,0,0]
[89,4,0,0,0,0,0,0,0]
[89,5,0,0,0,0,0,0,0]
[89,6,0,0,0,0,0,0,0]
[90,0,0.94742857142857095,5.2571428571428602E-2,0,0,0,0,0]
[90,1,5.6900726392251799E-2,0.94309927360774803,0,0,0,0,0]
[90,2,0,0,0,0,0,0,0]
[90,3,0,0,0,0,0,0,0]
[90,4,0,0,0,0,0,0,0]
[90,5,0,0,0,0,0,0,0]
[90,6,0,0,0,0,0,0,0]
[91,0,0.95890410958904104,4.1095890410958902E-2,0,0,0,0,0]
[91,1,3.3939393939393901E-2,0.96606060606060595,0,0,0,0,0]
[91,2,0,0,0,0,0,0,0]
[91,3,0,0,0,0,0,0,0]
[91,4,0,0,0,0,0,0,0]
[91,5,0,0,0,0,0,0,0]
[91,6,0,0,0,0,0,0,0]
[92,0,0.96198156682027602,3.8018433179723497E-2,0,0,0,0,0]
[92,1,4.3217286914765903E-2,0.95678271308523399,0,0,0,0,0]
[92,2,0,0,0,0,0,0,0]
[92,3,0,0,0,0,0,0,0]
[92,4,0,0,0,0,0,0,0]
[92,5,0,0,0,0,0,0,0]
[92,6,0,0,0,0,0,0,0]
[93,0,0.94948335246842697,5.0516647531572902E-2,0,0,0,0,0]
[93,1,2.89156626506024E-2,0.97108433734939803,0,0,0,0,0]
[93,2,0,0,0,0,0,0,0]
[93,3,0,0,0,0,0,0,0]
[93,4,0,0,0,0,0,0,0]
[93,5,0,0,0,0,0,0,0]
[93,6,0,0,0,0,0,0,0]
[94,0,0.97062279670975304,2.93772032902468E-2,0,0,0,0,0]
[94,1,2.11764705882353E-2,0.97882352941176498,0,0,0,0,0]
[94,2,0,0,0,0,0,0,0]
[94,3,0,0,0,0,0,0,0]
[94,4,0,0,0,0,0,0,0]
[94,5,0,0,0,0,0,0,0]
[94,6,0,0,0,0,0,0,0]
[95,0,0.964454976303318,3.5545023696682498E-2,0,0,0,0,0]
[95,1,2.5670945157526302E-2,0.97432905484247401,0,0,0,0,0]
[95,2,0,0,0,0,0,0,0]
[95,3,0,0,0,0,0,0,0]
[95,4,0,0,0,0,0,0,0]
[95,5,0,0,0,0,0,0,0]
[95,6,0,0,0,0,0,0,0]
[96,0,0.88636363636363602,0.11363636363636399,0,0,0,0,0]
[96,1,6.4739884393063593E-2,0.935260115606936,0,0,0,0,0]
[96,2,0,0,0,0,0,0,0]
[96,3,0,0,0,0,0,0,0]
[96,4,0,0,0,0,0,0,0]
[96,5,0,0,0,0,0,0,0]
[96,6,0,0,0,0,0,0,0]
[97,0,0.95859473023839403,4.1405269761606002E-2,0,0,0,0,0]
[97,1,1.54867256637168E-2,0.984513274336283,0,0,0,0,0]
[97,2,0,0,0,0,0,0,0]
[97,3,0,0,0,0,0,0,0]
[97,4,0,0,0,0,0,0,0]
[97,5,0,0,0,0,0,0,0]
[97,6,0,0,0,0,0,0,0]
[98,0,0.94473007712082302,5.5269922879177397E-2,0,0,0,0,0]
[98,1,2.16684723726977E-2,0.97833152762730202,0,0,0,0,0]
[98,2,0,0,0,0,0,0,0]
[98,3,0,0,0,0,0,0,0]
[98,4,0,0,0,0,0,0,0]
[98,5,0,0,0,0,0,0,0]
[98,6,0,0,0,0,0,0,0]
[99,0,0.94437086092715194,5.5629139072847701E-2,0,0,0,0,0]
[99,1,2.2198731501057101E-2,0.977801268498943,0,0,0,0,0]
[99,2,0,0,0,0,0,0,0]
[99,3,0,0,0,0,0,0,0]
[99,4,0,0,0,0,0,0,0]
[99,5,0,0,0,0,0,0,0]
[99,6,0,0,0,0,0,0,0]
[100,0,0.94822888283378703,5.1771117166212501E-2,0,0,0,0,0]
[100,1,2.7921406411582202E-2,0.97207859358841797,0,0,0,0,0]
[100,2,0,0,0,0,0,0,0]
[100,3,0,0,0,0,0,0,0]
[100,4,0,0,0,0,0,0,0]
[100,5,0,0,0,0,0,0,0]
[100,6,0,0,0,0,0,0,0]
[101,0,0.95573997233748298,4.4260027662517298E-2,0,0,0,0,0]
[101,1,2.6584867075664601E-2,0.97341513292433501,0,0,0,0,0]
[101,2,0,0,0,0,0,0,0]
[101,3,0,0,0,0,0,0,0]
[101,4,0,0,0,0,0,0,0]
[101,5,0,0,0,0,0,0,0]
[101,6,0,0,0,0,0,0,0]
[102,0,0.89679218967921903,0.103207810320781,0,0,0,0,0]
[102,1,2.23577235772358E-2,0.97764227642276402,0,0,0,0,0]
[102,2,0,0,0,0,0,0,0]
[102,3,0,0,0,0,0,0,0]
[102,4,0,0,0,0,0,0,0]
[102,5,0,0,0,0,0,0,0]
[102,6,0,0,0,0,0,0,0]
[103,0,0.929323308270677,7.0676691729323296E-2,0,0,0,0,0]
[103,1,1.2548262548262501E-2,0.98745173745173698,0,0,0,0,0]
[103,2,0,0,0,0,0,0,0]
[103,3,0,0,0,0,0,0,0]
[103,4,0,0,0,0,0,0,0]
[103,5,0,0,0,0,0,0,0]
[103,6,0,0,0,0,0,0,0]
[104,0,0.92868462757527703,7.1315372424722703E-2,0,0,0,0,0]
[104,1,1.6822429906542102E-2,0.98317757009345796,0,0,0,0,0]
[104,2,0,0,0,0,0,0,0]
[104,3,0,0,0,0,0,0,0]
[104,4,0,0,0,0,0,0,0]
[104,5,0,0,0,0,0,0,0]
[104,6,0,0,0,0,0,0,0]
[105,0,0.93708609271523202,6.29139072847682E-2,0,0,0,0,0]
[105,1,2.18778486782133E-2,0.97812215132178704,0,0,0,0,0]
[105,2,0,0,0,0,0,0,0]
[105,3,0,0,0,0,0,0,0]
[105,4,0,0,0,0,0,0,0]
[105,5,0,0,0,0,0,0,0]
[105,6,0,0,0,0,0,0,0]
[106,0,0.94745762711864401,5.2542372881355902E-2,0,0,0,0,0]
[106,1,2.1602160216021599E-2,0.97839783978397799,0,0,0,0,0]
[106,2,0,0,0,0,0,0,0]
[106,3,0,0,0,0,0,0,0]
[106,4,0,0,0,0,0,0,0]
[106,5,0,0,0,0,0,0,0]
[106,6,0,0,0,0,0,0,0]
[107,0,0.94682675814751305,5.3173241852487098E-2,0,0,0,0,0]
[107,1,9.8389982110912294E-3,0.99016100178890898,0,0,0,0,0]
[107,2,0,0,0,0,0,0,0]
[107,3,0,0,0,0,0,0,0]
[107,4,0,0,0,0,0,0,0]
[107,5,0,0,0,0,0,0,0]
[107,6,0,0,0,0,0,0,0]
[108,0,0.92007104795737105,7.9928952042628801E-2,0,0,0,0,0]
[108,1,2.8119507908611601E-2,0.97188049209138805,0,0,0,0,0]
[108,2,0,0,0,0,0,0,0]
[108,3,0,0,0,0,0,0,0]
[108,4,0,0,0,0,0,0,0]
[108,5,0,0,0,0,0,0,0]
[108,6,0,0,0,0,0,0,0]
[109,0,0.92363636363636403,7.6363636363636397E-2,0,0,0,0,0]
[109,1,1.8245004344048701E-2,0.98175499565595103,0,0,0,0,0]
[109,2,0,0,0,0,0,0,0]
[109,3,0,0,0,0,0,0,0]
[109,4,0,0,0,0,0,0,0]
[109,5,0,0,0,0,0,0,0]
[109,6,0,0,0,0,0,0,0]
[110,0,0.947069943289225,5.2930056710774998E-2,0,0,0,0,0]
[110,1,2.0477815699658699E-2,0.97952218430034099,0,0,0,0,0]
[110,2,0,0,0,0,0,0,0]
[110,3,0,0,0,0,0,0,0]
[110,4,0,0,0,0,0,0,0]
[110,5,0,0,0,0,0,0,0]
[110,6,0,0,0,0,0,0,0]
[111,0,0.93523809523809498,6.4761904761904798E-2,0,0,0,0,0]
[111,1,2.2959183673469399E-2,0.97704081632653095,0,0,0,0,0]
[111,2,0,0,0,0,0,0,0]
[111,3,0,0,0,0,0,0,0]
[111,4,0,0,0,0,0,0,0]
[111,5,0,0,0,0,0,0,0]
[111,6,0,0,0,0,0,0,0]
[112,0,0.95366795366795398,4.6332046332046302E-2,0,0,0,0,0]
[112,1,1.5215553677092101E-2,0.98478444632290796,0,0,0,0,0]
[112,2,0,0,0,0,0,0,0]
[112,3,0,0,0,0,0,0,0]
[112,4,0,0,0,0,0,0,0]
[112,5,0,0,0,0,0,0,0]
[112,6,0,0,0,0,0,0,0]
[113,0,0.94921875,5.078125E-2,0,0,0,0,0]
[113,1,1.76619007569386E-2,0.98233809924306104,0,0,0,0,0]
[113,2,0,0,0,0,0,0,0]
[113,3,0,0,0,0,0,0,0]
[113,4,0,0,0,0,0,0,0]
[113,5,0,0,0,0,0,0,0]
[113,6,0,0,0,0,0,0,0]
[114,0,0.88560157790926997,0.11439842209073001,0,0,0,0,0]
[114,1,6.1139028475711898E-2,0.93886097152428805,0,0,0,0,0]
[114,2,0,0,0,0,0,0,0]
[114,3,0,0,0,0,0,0,0]
[114,4,0,0,0,0,0,0,0]
[114,5,0,0,0,0,0,0,0]
[114,6,0,0,0,0,0,0,0]
[115,0,0.94636015325670497,5.3639846743295E-2,0,0,0,0,0]
[115,1,1.18744698897371E-2,0.98812553011026305,0,0,0,0,0]
[115,2,0,0,0,0,0,0,0]
[115,3,0,0,0,0,0,0,0]
[115,4,0,0,0,0,0,0,0]
[115,5,0,0,0,0,0,0,0]
[115,6,0,0,0,0,0,0,0]
[116,0,0.952755905511811,4.7244094488188997E-2,0,0,0,0,0]
[116,1,2.1793797150041899E-2,0.97820620284995796,0,0,0,0,0]
[116,2,0,0,0,0,0,0,0]
[116,3,0,0,0,0,0,0,0]
[116,4,0,0,0,0,0,0,0]
[116,5,0,0,0,0,0,0,0]
[116,6,0,0,0,0,0,0,0]
[117,0,0.95294117647058796,4.7058823529411799E-2,0,0,0,0,0]
[117,1,1.7632241813602002E-2,0.98236775818639799,0,0,0,0,0]
[117,2,0,0,0,0,0,0,0]
[117,3,0,0,0,0,0,0,0]
[117,4,0,0,0,0,0,0,0]
[117,5,0,0,0,0,0,0,0]
[117,6,0,0,0,0,0,0,0]
[118,0,0.96449704142011805,3.5502958579881699E-2,0,0,0,0,0]
[118,1,2.0938023450586301E-2,0.97906197654941396,0,0,0,0,0]
[118,2,0,0,0,0,0,0,0]
[118,3,0,0,0,0,0,0,0]
[118,4,0,0,0,0,0,0,0]
[118,5,0,0,0,0,0,0,0]
[118,6,0,0,0,0,0,0,0]
[119,0,0.97276264591439698,2.7237354085603099E-2,0,0,0,0,0]
[119,1,1.7691659646166799E-2,0.98230834035383296,0,0,0,0,0]
[119,2,0,0,0,0,0,0,0]
[119,3,0,0,0,0,0,0,0]
[119,4,0,0,0,0,0,0,0]
[119,5,0,0,0,0,0,0,0]
[119,6,0,0,0,0,0,0,0]
[120,0,0.94049904030710196,5.95009596928983E-2,0,0,0,0,0]
[120,1,3.2203389830508501E-2,0.96779661016949103,0,0,0,0,0]
[120,2,0,0,0,0,0,0,0]
[120,3,0,0,0,0,0,0,0]
[120,4,0,0,0,0,0,0,0]
[120,5,0,0,0,0,0,0,0]
[120,6,0,0,0,0,0,0,0]
[121,0,0.96401515151515105,3.5984848484848501E-2,0,0,0,0,0]
[121,1,9.3776641091219103E-3,0.990622335890878,0,0,0,0,0]
[121,2,0,0,0,0,0,0,0]
[121,3,0,0,0,0,0,0,0]
[121,4,0,0,0,0,0,0,0]
[121,5,0,0,0,0,0,0,0]
[121,6,0,0,0,0,0,0,0]
[122,0,0.96923076923076901,3.0769230769230799E-2,0,0,0,0,0]
[122,1,1.35478408128704E-2,0.98645215918713003,0,0,0,0,0]
[122,2,0,0,0,0,0,0,0]
[122,3,0,0,0,0,0,0,0]
[122,4,0,0,0,0,0,0,0]
[122,5,0,0,0,0,0,0,0]
[122,6,0,0,0,0,0,0,0]
[123,0,0.96346153846153804,3.6538461538461499E-2,0,0,0,0,0]
[123,1,1.10076206604572E-2,0.98899237933954298,0,0,0,0,0]
[123,2,0,0,0,0,0,0,0]
[123,3,0,0,0,0,0,0,0]
[123,4,0,0,0,0,0,0,0]
[123,5,0,0,0,0,0,0,0]
[123,6,0,0,0,0,0,0,0]
[124,0,0.98249027237354103,1.7509727626459099E-2,0,0,0,0,0]
[124,1,9.2670598146587999E-3,0.99073294018534097,0,0,0,0,0]
[124,2,0,0,0,0,0,0,0]
[124,3,0,0,0,0,0,0,0]
[124,4,0,0,0,0,0,0,0]
[124,5,0,0,0,0,0,0,0]
[124,6,0,0,0,0,0,0,0]
[125,0,0.968992248062015,3.1007751937984499E-2,0,0,0,0,0]
[125,1,1.7721518987341801E-2,0.98227848101265802,0,0,0,0,0]
[125,2,0,0,0,0,0,0,0]
[125,3,0,0,0,0,0,0,0]
[125,4,0,0,0,0,0,0,0]
[125,5,0,0,0,0,0,0,0]
[125,6,0,0,0,0,0,0,0]
[126,0,0.96737044145873297,3.2629558541266798E-2,0,0,0,0,0]
[126,1,2.6271186440677999E-2,0.97372881355932195,0,0,0,0,0]
[126,2,0,0,0,0,0,0,0]
[126,3,0,0,0,0,0,0,0]
[126,4,0,0,0,0,0,0,0]
[126,5,0,0,0,0,0,0,0]
[126,6,0,0,0,0,0,0,0]
[127,0,0.95700934579439301,4.2990654205607499E-2,0,0,0,0,0]
[127,1,1.45797598627787E-2,0.98542024013722096,0,0,0,0,0]
[127,2,0,0,0,0,0,0,0]
[127,3,0,0,0,0,0,0,0]
[127,4,0,0,0,0,0,0,0]
[127,5,0,0,0,0,0,0,0]
[127,6,0,0,0,0,0,0,0]
[128,0,0.95841209829867702,4.1587901701323302E-2,0,0,0,0,0]
[128,1,1.87713310580205E-2,0.98122866894198002,0,0,0,0,0]
[128,2,0,0,0,0,0,0,0]
[128,3,0,0,0,0,0,0,0]
[128,4,0,0,0,0,0,0,0]
[128,5,0,0,0,0,0,0,0]
[128,6,0,0,0,0,0,0,0]
[129,0,0.96219281663516099,3.7807183364839299E-2,0,0,0,0,0]
[129,1,1.7064846416382298E-2,0.98293515358361805,0,0,0,0,0]
[129,2,0,0,0,0,0,0,0]
[129,3,0,0,0,0,0,0,0]
[129,4,0,0,0,0,0,0,0]
[129,5,0,0,0,0,0,0,0]
[129,6,0,0,0,0,0,0,0]
[130,0,0.96219281663516099,3.7807183364839299E-2,0,0,0,0,0]
[130,1,2.4744027303754301E-2,0.97525597269624598,0,0,0,0,0]
[130,2,0,0,0,0,0,0,0]
[130,3,0,0,0,0,0,0,0]
[130,4,0,0,0,0,0,0,0]
[130,5,0,0,0,0,0,0,0]
[130,6,0,0,0,0,0,0,0]
[131,0,0.96468401486988897,3.5315985130111499E-2,0,0,0,0,0]
[131,1,6.2768701633705903E-2,0.93723129836629404,0,0,0,0,0]
[131,2,0,0,0,0,0,0,0]
[131,3,0,0,0,0,0,0,0]
[131,4,0,0,0,0,0,0,0]
[131,5,0,0,0,0,0,0,0]
[131,6,0,0,0,0,0,0,0]
[132,0,0.9375,6.25E-2,0,0,0,0,0]
[132,1,0.111812443642922,0.88818755635707802,0,0,0,0,0]
[132,2,0,0,0,0,0,0,0]
[132,3,0,0,0,0,0,0,0]
[132,4,0,0,0,0,0,0,0]
[132,5,0,0,0,0,0,0,0]
[132,6,0,0,0,0,0,0,0]
[133,0,0.98232695139911597,1.7673048600883701E-2,0,0,0,0,0]
[133,1,3.8160469667319001E-2,0.96183953033268099,0,0,0,0,0]
[133,2,0,0,0,0,0,0,0]
[133,3,0,0,0,0,0,0,0]
[133,4,0,0,0,0,0,0,0]
[133,5,0,0,0,0,0,0,0]
[133,6,0,0,0,0,0,0,0]
[134,0,0.97875354107648704,2.12464589235127E-2,0,0,0,0,0]
[134,1,4.3216080402009999E-2,0.95678391959799003,0,0,0,0,0]
[134,2,0,0,0,0,0,0,0]
[134,3,0,0,0,0,0,0,0]
[134,4,0,0,0,0,0,0,0]
[134,5,0,0,0,0,0,0,0]
[134,6,0,0,0,0,0,0,0]
[135,0,0.97411444141689396,2.5885558583106299E-2,0,0,0,0,0]
[135,1,5.8945191313340202E-2,0.94105480868666003,0,0,0,0,0]
[135,2,0,0,0,0,0,0,0]
[135,3,0,0,0,0,0,0,0]
[135,4,0,0,0,0,0,0,0]
[135,5,0,0,0,0,0,0,0]
[135,6,0,0,0,0,0,0,0]
[136,0,0.977979274611399,2.2020725388601E-2,0,0,0,0,0]
[136,1,5.8127018299246498E-2,0.94187298170075395,0,0,0,0,0]
[136,2,0,0,0,0,0,0,0]
[136,3,0,0,0,0,0,0,0]
[136,4,0,0,0,0,0,0,0]
[136,5,0,0,0,0,0,0,0]
[136,6,0,0,0,0,0,0,0]
[137,0,0.99258343634116197,7.4165636588380702E-3,0,0,0,0,0]
[137,1,0.11322869955157,0.88677130044843,0,0,0,0,0]
[137,2,0,0,0,0,0,0,0]
[137,3,0,0,0,0,0,0,0]
[137,4,0,0,0,0,0,0,0]
[137,5,0,0,0,0,0,0,0]
[137,6,0,0,0,0,0,0,0]
[138,0,0.97787610619469001,2.21238938053097E-2,0,0,0,0,0]
[138,1,0.185696361355082,0.81430363864491795,0,0,0,0,0]
[138,2,0,0,0,0,0,0,0]
[138,3,0,0,0,0,0,0,0]
[138,4,0,0,0,0,0,0,0]
[138,5,0,0,0,0,0,0,0]
[138,6,0,0,0,0,0,0,0]
[139,0,0.98062015503875999,1.9379844961240299E-2,0,0,0,0,0]
[139,1,0.11808669656203299,0.88191330343796703,0,0,0,0,0]
[139,2,0,0,0,0,0,0,0]
[139,3,0,0,0,0,0,0,0]
[139,4,0,0,0,0,0,0,0]
[139,5,0,0,0,0,0,0,0]
[139,6,0,0,0,0,0,0,0]
[140,0,0.98166819431714003,1.83318056828598E-2,0,0,0,0,0]
[140,1,0.127868852459016,0.87213114754098398,0,0,0,0,0]
[140,2,0,0,0,0,0,0,0]
[140,3,0,0,0,0,0,0,0]
[140,4,0,0,0,0,0,0,0]
[140,5,0,0,0,0,0,0,0]
[140,6,0,0,0,0,0,0,0]
[141,0,0.97650130548302905,2.34986945169713E-2,0,0,0,0,0]
[141,1,0.13768115942028999,0.86231884057970998,0,0,0,0,0]
[141,2,0,0,0,0,0,0,0]
[141,3,0,0,0,0,0,0,0]
[141,4,0,0,0,0,0,0,0]
[141,5,0,0,0,0,0,0,0]
[141,6,0,0,0,0,0,0,0]
[142,0,0.98747913188647796,1.25208681135225E-2,0,0,0,0,0]
[142,1,0.12922465208747499,0.87077534791252498,0,0,0,0,0]
[142,2,0,0,0,0,0,0,0]
[142,3,0,0,0,0,0,0,0]
[142,4,0,0,0,0,0,0,0]
[142,5,0,0,0,0,0,0,0]
[142,6,0,0,0,0,0,0,0]
[143,0,0.98798076923076905,1.2019230769230799E-2,0,0,0,0,0]
[143,1,0.16997792494481201,0.83002207505518799,0,0,0,0,0]
[143,2,0,0,0,0,0,0,0]
[143,3,0,0,0,0,0,0,0]
[143,4,0,0,0,0,0,0,0]
[143,5,0,0,0,0,0,0,0]
[143,6,0,0,0,0,0,0,0]
[144,0,0.99083969465648902,9.1603053435114507E-3,0,0,0,0,0]
[144,1,0.286445012787724,0.71355498721227595,0,0,0,0,0]
[144,2,0,0,0,0,0,0,0]
[144,3,0,0,0,0,0,0,0]
[144,4,0,0,0,0,0,0,0]
[144,5,0,0,0,0,0,0,0]
[144,6,0,0,0,0,0,0,0]

{"sheet":"tpm2_wd","index":13,"n_rows":1018,"n_cols":9,"rows_kept":1018,"cut":false,"hidden":false,"merged":[]}
[{"$f":"tpm1_wd!A1","v":"Active Occupancy Model"}]
[]
[{"$f":"tpm1_wd!A3","v":"Transition Probability Matrix"}]
[]
["Two resident house"]
["Weekday"]
[]
[]
[]
[{"$f":"tpm1_wd!A10","v":"Ten minute period number"},{"$f":"tpm1_wd!B10","v":"Active occupant count in time period"},{"$f":"tpm1_wd!C10","v":"Probability of transition to zero active occupants in next time period"},{"$f":"tpm1_wd!D10","v":"Probability of transition to one active occupant in next time period"},{"$f":"tpm1_wd!E10","v":"Probability of transition to two active occupants in next time period"},{"$f":"tpm1_wd!F10","v":"Probability of transition to three active occupants in next time period"},{"$f":"tpm1_wd!G10","v":"Probability of transition to four active occupants in next time period"},{"$f":"tpm1_wd!H10","v":"Probability of transition to five active occupants in next time period"},{"$f":"tpm1_wd!I10","v":"Probability of transition to six active occupants in next time period"}]
[1,0,0.99440298507462699,4.97512437810945E-3,6.2189054726368201E-4,0,0,0,0]
[1,1,0.25684931506849301,0.72945205479452102,1.3698630136986301E-2,0,0,0,0]
[1,2,6.0344827586206899E-2,0.21551724137931,0.72413793103448298,0,0,0,0]
[1,3,0,0,0,0,0,0,0]
[1,4,0,0,0,0,0,0,0]
[1,5,0,0,0,0,0,0,0]
[1,6,0,0,0,0,0,0,0]
[2,0,0.99286139202855395,7.1386079714455698E-3,0,0,0,0,0]
[2,1,0.219512195121951,0.77235772357723598,8.1300813008130107E-3,0,0,0,0]
[2,2,6.7415730337078705E-2,0.15730337078651699,0.77528089887640494,0,0,0,0]
[2,3,0,0,0,0,0,0,0]
[2,4,0,0,0,0,0,0,0]
[2,5,0,0,0,0,0,0,0]
[2,6,0,0,0,0,0,0,0]
[3,0,0.99421631000578403,5.7836899942163098E-3,0,0,0,0,0]
[3,1,0.25462962962962998,0.73148148148148195,1.38888888888889E-2,0,0,0,0]
[3,2,4.2253521126760597E-2,0.21126760563380301,0.74647887323943696,0,0,0,0]
[3,3,0,0,0,0,0,0,0]
[3,4,0,0,0,0,0,0,0]
[3,5,0,0,0,0,0,0,0]
[3,6,0,0,0,0,0,0,0]
[4,0,0.99268429938097902,6.7529544175576797E-3,5.6274620146314004E-4,0,0,0,0]
[4,1,0.218579234972678,0.77595628415300499,5.4644808743169399E-3,0,0,0,0]
[4,2,5.3571428571428603E-2,0.160714285714286,0.78571428571428603,0,0,0,0]
[4,3,0,0,0,0,0,0,0]
[4,4,0,0,0,0,0,0,0]
[4,5,0,0,0,0,0,0,0]
[4,6,0,0,0,0,0,0,0]
[5,0,0.99391256225788605,5.5340343110127296E-3,5.5340343110127301E-4,0,0,0,0]
[5,1,0.184049079754601,0.80981595092024505,6.13496932515337E-3,0,0,0,0]
[5,2,0.13043478260869601,0.13043478260869601,0.73913043478260898,0,0,0,0]
[5,3,0,0,0,0,0,0,0]
[5,4,0,0,0,0,0,0,0]
[5,5,0,0,0,0,0,0,0]
[5,6,0,0,0,0,0,0,0]
[6,0,0.99072052401746702,8.1877729257641904E-3,1.09170305676856E-3,0,0,0,0]
[6,1,0.41891891891891903,0.57432432432432401,6.7567567567567597E-3,0,0,0,0]
[6,2,0.194444444444444,0.30555555555555602,0.5,0,0,0,0]
[6,3,0,0,0,0,0,0,0]
[6,4,0,0,0,0,0,0,0]
[6,5,0,0,0,0,0,0,0]
[6,6,0,0,0,0,0,0,0]
[7,0,0.99734607218683602,1.5923566878980899E-3,1.0615711252653899E-3,0,0,0,0]
[7,1,0.20720720720720701,0.78378378378378399,9.0090090090090107E-3,0,0,0,0]
[7,2,0,9.5238095238095205E-2,0.90476190476190499,0,0,0,0]
[7,3,0,0,0,0,0,0,0]
[7,4,0,0,0,0,0,0,0]
[7,5,0,0,0,0,0,0,0]
[7,6,0,0,0,0,0,0,0]
[8,0,0.99737118822292303,2.6288117770767601E-3,0,0,0,0,0]
[8,1,0.15217391304347799,0.84782608695652195,0,0,0,0,0]
[8,2,9.0909090909090898E-2,0.13636363636363599,0.77272727272727304,0,0,0,0]
[8,3,0,0,0,0,0,0,0]
[8,4,0,0,0,0,0,0,0]
[8,5,0,0,0,0,0,0,0]
[8,6,0,0,0,0,0,0,0]
[9,0,0.99738630423418695,2.6136957658128598E-3,0,0,0,0,0]
[9,1,0.232558139534884,0.76744186046511598,0,0,0,0,0]
[9,2,5.8823529411764698E-2,5.8823529411764698E-2,0.88235294117647101,0,0,0,0]
[9,3,0,0,0,0,0,0,0]
[9,4,0,0,0,0,0,0,0]
[9,5,0,0,0,0,0,0,0]
[9,6,0,0,0,0,0,0,0]
[10,0,0.99585277345775003,4.1472265422498704E-3,0,0,0,0,0]
[10,1,8.3333333333333301E-2,0.91666666666666696,0,0,0,0,0]
[10,2,6.6666666666666693E-2,0.133333333333333,0.8,0,0,0,0]
[10,3,0,0,0,0,0,0,0]
[10,4,0,0,0,0,0,0,0]
[10,5,0,0,0,0,0,0,0]
[10,6,0,0,0,0,0,0,0]
[11,0,0.994813278008299,4.6680497925311202E-3,5.1867219917012405E-4,0,0,0,0]
[11,1,0.23684210526315799,0.73684210526315796,2.6315789473684199E-2,0,0,0,0]
[11,2,0,0,1,0,0,0,0]
[11,3,0,0,0,0,0,0,0]
[11,4,0,0,0,0,0,0,0]
[11,5,0,0,0,0,0,0,0]
[11,6,0,0,0,0,0,0,0]
[12,0,0.99225206611570205,7.2314049586776896E-3,5.1652892561983505E-4,0,0,0,0]
[12,1,0.32307692307692298,0.66153846153846196,1.5384615384615399E-2,0,0,0,0]
[12,2,0.2,0.133333333333333,0.66666666666666696,0,0,0,0]
[12,3,0,0,0,0,0,0,0]
[12,4,0,0,0,0,0,0,0]
[12,5,0,0,0,0,0,0,0]
[12,6,0,0,0,0,0,0,0]
[13,0,0.99691516709511596,2.5706940874036001E-3,5.1413881748071997E-4,0,0,0,0]
[13,1,0.22033898305084701,0.77966101694915302,0,0,0,0,0]
[13,2,0,0,1,0,0,0,0]
[13,3,0,0,0,0,0,0,0]
[13,4,0,0,0,0,0,0,0]
[13,5,0,0,0,0,0,0,0]
[13,6,0,0,0,0,0,0,0]
[14,0,0.99590163934426201,3.5860655737704901E-3,5.1229508196721303E-4,0,0,0,0]
[14,1,0.11764705882352899,0.88235294117647101,0,0,0,0,0]
[14,2,0,7.69230769230769E-2,0.92307692307692302,0,0,0,0]
[14,3,0,0,0,0,0,0,0]
[14,4,0,0,0,0,0,0,0]
[14,5,0,0,0,0,0,0,0]
[14,6,0,0,0,0,0,0,0]
[15,0,0.99435897435897402,5.1282051282051299E-3,5.1282051282051304E-4,0,0,0,0]
[15,1,0.245283018867925,0.75471698113207597,0,0,0,0,0]
[15,2,7.69230769230769E-2,0.15384615384615399,0.76923076923076905,0,0,0,0]
[15,3,0,0,0,0,0,0,0]
[15,4,0,0,0,0,0,0,0]
[15,5,0,0,0,0,0,0,0]
[15,6,0,0,0,0,0,0,0]
[16,0,0.996927803379416,3.07219662058372E-3,0,0,0,0,0]
[16,1,0.17307692307692299,0.80769230769230804,1.9230769230769201E-2,0,0,0,0]
[16,2,0,9.0909090909090898E-2,0.90909090909090895,0,0,0,0]
[16,3,0,0,0,0,0,0,0]
[16,4,0,0,0,0,0,0,0]
[16,5,0,0,0,0,0,0,0]
[16,6,0,0,0,0,0,0,0]
[17,0,0.99488752556237203,5.1124744376278104E-3,0,0,0,0,0]
[17,1,0.20408163265306101,0.79591836734693899,0,0,0,0,0]
[17,2,0.18181818181818199,9.0909090909090898E-2,0.72727272727272696,0,0,0,0]
[17,3,0,0,0,0,0,0,0]
[17,4,0,0,0,0,0,0,0]
[17,5,0,0,0,0,0,0,0]
[17,6,0,0,0,0,0,0,0]
[18,0,0.99438202247190999,5.6179775280898901E-3,0,0,0,0,0]
[18,1,0.26,0.74,0,0,0,0,0]
[18,2,0,0.125,0.875,0,0,0,0]
[18,3,0,0,0,0,0,0,0]
[18,4,0,0,0,0,0,0,0]
[18,5,0,0,0,0,0,0,0]
[18,6,0,0,0,0,0,0,0]
[19,0,0.99438775510204103,5.6122448979591798E-3,0,0,0,0,0]
[19,1,0.24489795918367299,0.75510204081632604,0,0,0,0,0]
[19,2,0,0.14285714285714299,0.85714285714285698,0,0,0,0]
[19,3,0,0,0,0,0,0,0]
[19,4,0,0,0,0,0,0,0]
[19,5,0,0,0,0,0,0,0]
[19,6,0,0,0,0,0,0,0]
[20,0,0.99337072921978598,6.1193268740438603E-3,5.0994390617032097E-4,0,0,0,0]
[20,1,0.24489795918367299,0.71428571428571397,4.08163265306122E-2,0,0,0,0]
[20,2,0.16666666666666699,0.16666666666666699,0.66666666666666696,0,0,0,0]
[20,3,0,0,0,0,0,0,0]
[20,4,0,0,0,0,0,0,0]
[20,5,0,0,0,0,0,0,0]
[20,6,0,0,0,0,0,0,0]
[21,0,0.99643039265680799,3.56960734319225E-3,0,0,0,0,0]
[21,1,0.27083333333333298,0.72916666666666696,0,0,0,0,0]
[21,2,0.14285714285714299,0.14285714285714299,0.71428571428571397,0,0,0,0]
[21,3,0,0,0,0,0,0,0]
[21,4,0,0,0,0,0,0,0]
[21,5,0,0,0,0,0,0,0]
[21,6,0,0,0,0,0,0,0]
[22,0,0.99237804878048796,7.11382113821138E-3,5.0813008130081295E-4,0,0,0,0]
[22,1,0.162790697674419,0.837209302325581,0,0,0,0,0]
[22,2,0,0.2,0.8,0,0,0,0]
[22,3,0,0,0,0,0,0,0]
[22,4,0,0,0,0,0,0,0]
[22,5,0,0,0,0,0,0,0]
[22,6,0,0,0,0,0,0,0]
[23,0,0.99285714285714299,6.1224489795918399E-3,1.0204081632653099E-3,0,0,0,0]
[23,1,0.39215686274509798,0.58823529411764697,1.9607843137254902E-2,0,0,0,0]
[23,2,0,0,1,0,0,0,0]
[23,3,0,0,0,0,0,0,0]
[23,4,0,0,0,0,0,0,0]
[23,5,0,0,0,0,0,0,0]
[23,6,0,0,0,0,0,0,0]
[24,0,0.98321464903357103,1.5768056968463898E-2,1.01729399796541E-3,0,0,0,0]
[24,1,0.73809523809523803,0.238095238095238,2.3809523809523801E-2,0,0,0,0]
[24,2,0.875,0.125,0,0,0,0,0]
[24,3,0,0,0,0,0,0,0]
[24,4,0,0,0,0,0,0,0]
[24,5,0,0,0,0,0,0,0]
[24,6,0,0,0,0,0,0,0]
[25,0,0.99391171993911698,6.0882800608828003E-3,0,0,0,0,0]
[25,1,0.14285714285714299,0.83333333333333304,2.3809523809523801E-2,0,0,0,0]
[25,2,0,0,1,0,0,0,0]
[25,3,0,0,0,0,0,0,0]
[25,4,0,0,0,0,0,0,0]
[25,5,0,0,0,0,0,0,0]
[25,6,0,0,0,0,0,0,0]
[26,0,0.99236641221374,7.63358778625954E-3,0,0,0,0,0]
[26,1,0.23404255319148901,0.72340425531914898,4.2553191489361701E-2,0,0,0,0]
[26,2,0,0.25,0.75,0,0,0,0]
[26,3,0,0,0,0,0,0,0]
[26,4,0,0,0,0,0,0,0]
[26,5,0,0,0,0,0,0,0]
[26,6,0,0,0,0,0,0,0]
[27,0,0.98929117797042299,9.6889342172361004E-3,1.01988781234064E-3,0,0,0,0]
[27,1,0.32,0.64,0.04,0,0,0,0]
[27,2,0,0.6,0.4,0,0,0,0]
[27,3,0,0,0,0,0,0,0]
[27,4,0,0,0,0,0,0,0]
[27,5,0,0,0,0,0,0,0]
[27,6,0,0,0,0,0,0,0]
[28,0,0.99130879345603296,8.1799591002044997E-3,5.1124744376278102E-4,0,0,0,0]
[28,1,0.148148148148148,0.85185185185185197,0,0,0,0,0]
[28,2,0.16666666666666699,0,0.83333333333333304,0,0,0,0]
[28,3,0,0,0,0,0,0,0]
[28,4,0,0,0,0,0,0,0]
[28,5,0,0,0,0,0,0,0]
[28,6,0,0,0,0,0,0,0]
[29,0,0.98459958932238201,1.4887063655030799E-2,5.1334702258726901E-4,0,0,0,0]
[29,1,0.241935483870968,0.74193548387096797,1.6129032258064498E-2,0,0,0,0]
[29,2,0.33333333333333298,0.16666666666666699,0.5,0,0,0,0]
[29,3,0,0,0,0,0,0,0]
[29,4,0,0,0,0,0,0,0]
[29,5,0,0,0,0,0,0,0]
[29,6,0,0,0,0,0,0,0]
[30,0,0.96589147286821697,3.35917312661499E-2,5.16795865633075E-4,0,0,0,0]
[30,1,0.22368421052631601,0.69736842105263197,7.8947368421052599E-2,0,0,0,0]
[30,2,0.2,0,0.8,0,0,0,0]
[30,3,0,0,0,0,0,0,0]
[30,4,0,0,0,0,0,0,0]
[30,5,0,0,0,0,0,0,0]
[30,6,0,0,0,0,0,0,0]
[31,0,0.98569157392686801,1.37784843667197E-2,5.2994170641229501E-4,0,0,0,0]
[31,1,0.13559322033898299,0.77966101694915302,8.4745762711864403E-2,0,0,0,0]
[31,2,0,0.18181818181818199,0.81818181818181801,0,0,0,0]
[31,3,0,0,0,0,0,0,0]
[31,4,0,0,0,0,0,0,0]
[31,5,0,0,0,0,0,0,0]
[31,6,0,0,0,0,0,0,0]
[32,0,0.98027718550106602,1.91897654584222E-2,5.3304904051172696E-4,0,0,0,0]
[32,1,0.19166666666666701,0.79166666666666696,1.6666666666666701E-2,0,0,0,0]
[32,2,0.05,0.15,0.8,0,0,0,0]
[32,3,0,0,0,0,0,0,0]
[32,4,0,0,0,0,0,0,0]
[32,5,0,0,0,0,0,0,0]
[32,6,0,0,0,0,0,0,0]
[33,0,0.97691894793344103,2.1470746108427301E-2,1.6103059581320501E-3,0,0,0,0]
[33,1,0.25373134328358199,0.68656716417910402,5.9701492537313397E-2,0,0,0,0]
[33,2,5.2631578947368397E-2,0.26315789473684198,0.68421052631578905,0,0,0,0]
[33,3,0,0,0,0,0,0,0]
[33,4,0,0,0,0,0,0,0]
[33,5,0,0,0,0,0,0,0]
[33,6,0,0,0,0,0,0,0]
[34,0,0.98274932614555299,1.6711590296496E-2,5.3908355795148296E-4,0,0,0,0]
[34,1,0.18248175182481799,0.78832116788321205,2.9197080291970798E-2,0,0,0,0]
[34,2,0,0.25,0.75,0,0,0,0]
[34,3,0,0,0,0,0,0,0]
[34,4,0,0,0,0,0,0,0]
[34,5,0,0,0,0,0,0,0]
[34,6,0,0,0,0,0,0,0]
[35,0,0.96374458874458901,3.4090909090909102E-2,2.1645021645021602E-3,0,0,0,0]
[35,1,0.15862068965517201,0.78620689655172404,5.5172413793103399E-2,0,0,0,0]
[35,2,0,8.6956521739130405E-2,0.91304347826086996,0,0,0,0]
[35,3,0,0,0,0,0,0,0]
[35,4,0,0,0,0,0,0,0]
[35,5,0,0,0,0,0,0,0]
[35,6,0,0,0,0,0,0,0]
[36,0,0.92572062084257201,6.7073170731707293E-2,7.2062084257206198E-3,0,0,0,0]
[36,1,0.122905027932961,0.78212290502793302,9.4972067039106101E-2,0,0,0,0]
[36,2,0,0.15151515151515199,0.84848484848484895,0,0,0,0]
[36,3,0,0,0,0,0,0,0]
[36,4,0,0,0,0,0,0,0]
[36,5,0,0,0,0,0,0,0]
[36,6,0,0,0,0,0,0,0]
[37,0,0.95271867612293104,4.4326241134751802E-2,2.95508274231678E-3,0,0,0,0]
[37,1,6.7669172932330796E-2,0.84962406015037595,8.2706766917293201E-2,0,0,0,0]
[37,2,1.72413793103448E-2,8.6206896551724102E-2,0.89655172413793105,0,0,0,0]
[37,3,0,0,0,0,0,0,0]
[37,4,0,0,0,0,0,0,0]
[37,5,0,0,0,0,0,0,0]
[37,6,0,0,0,0,0,0,0]
[38,0,0.94665849172286898,4.8436541998773799E-2,4.9049662783568404E-3,0,0,0,0]
[38,1,0.10130718954248399,0.80392156862745101,9.4771241830065397E-2,0,0,0,0]
[38,2,1.26582278481013E-2,0.20253164556962,0.784810126582278,0,0,0,0]
[38,3,0,0,0,0,0,0,0]
[38,4,0,0,0,0,0,0,0]
[38,5,0,0,0,0,0,0,0]
[38,6,0,0,0,0,0,0,0]
[39,0,0.89657360406091402,8.8197969543147195E-2,1.5228426395939101E-2,0,0,0,0]
[39,1,9.3841642228739003E-2,0.78885630498533699,0.117302052785924,0,0,0,0]
[39,2,4.0404040404040401E-2,0.12121212121212099,0.83838383838383801,0,0,0,0]
[39,3,0,0,0,0,0,0,0]
[39,4,0,0,0,0,0,0,0]
[39,5,0,0,0,0,0,0,0]
[39,6,0,0,0,0,0,0,0]
[40,0,0.929606625258799,6.0041407867494803E-2,1.0351966873706001E-2,0,0,0,0]
[40,1,9.5238095238095205E-2,0.830952380952381,7.3809523809523797E-2,0,0,0,0]
[40,2,2.04081632653061E-2,0.102040816326531,0.87755102040816302,0,0,0,0]
[40,3,0,0,0,0,0,0,0]
[40,4,0,0,0,0,0,0,0]
[40,5,0,0,0,0,0,0,0]
[40,6,0,0,0,0,0,0,0]
[41,0,0.91294964028777004,7.3381294964028801E-2,1.36690647482014E-2,0,0,0,0]
[41,1,0.113082039911308,0.80487804878048796,8.2039911308203997E-2,0,0,0,0]
[41,2,2.2857142857142899E-2,0.14285714285714299,0.83428571428571396,0,0,0,0]
[41,3,0,0,0,0,0,0,0]
[41,4,0,0,0,0,0,0,0]
[41,5,0,0,0,0,0,0,0]
[41,6,0,0,0,0,0,0,0]
[42,0,0.72583081570996999,0.20468277945619301,6.9486404833836904E-2,0,0,0,0]
[42,1,0.1,0.67959183673469403,0.22040816326530599,0,0,0,0]
[42,2,2.9702970297029702E-2,0.18811881188118801,0.78217821782178198,0,0,0,0]
[42,3,0,0,0,0,0,0,0]
[42,4,0,0,0,0,0,0,0]
[42,5,0,0,0,0,0,0,0]
[42,6,0,0,0,0,0,0,0]
[43,0,0.88779527559055105,9.94094488188976E-2,1.27952755905512E-2,0,0,0,0]
[43,1,6.6978193146417397E-2,0.82710280373831802,0.105919003115265,0,0,0,0]
[43,2,1.11731843575419E-2,7.8212290502793297E-2,0.91061452513966501,0,0,0,0]
[43,3,0,0,0,0,0,0,0]
[43,4,0,0,0,0,0,0,0]
[43,5,0,0,0,0,0,0,0]
[43,6,0,0,0,0,0,0,0]
[44,0,0.86301369863013699,0.12434141201264499,1.26448893572181E-2,0,0,0,0]
[44,1,9.0909090909090898E-2,0.80757575757575795,0.101515151515152,0,0,0,0]
[44,2,1.7199017199017199E-2,9.0909090909090898E-2,0.891891891891892,0,0,0,0]
[44,3,0,0,0,0,0,0,0]
[44,4,0,0,0,0,0,0,0]
[44,5,0,0,0,0,0,0,0]
[44,6,0,0,0,0,0,0,0]
[45,0,0.82392776523702005,0.139954853273138,3.6117381489841997E-2,0,0,0,0]
[45,1,8.2848837209302306E-2,0.77616279069767402,0.14098837209302301,0,0,0,0]
[45,2,2.9411764705882401E-2,0.131221719457014,0.83936651583710398,0,0,0,0]
[45,3,0,0,0,0,0,0,0]
[45,4,0,0,0,0,0,0,0]
[45,5,0,0,0,0,0,0,0]
[45,6,0,0,0,0,0,0,0]
[46,0,0.87250000000000005,0.1125,1.4999999999999999E-2,0,0,0,0]
[46,1,9.2178770949720698E-2,0.81564245810055902,9.2178770949720698E-2,0,0,0,0]
[46,2,2.8000000000000001E-2,9.1999999999999998E-2,0.88,0,0,0,0]
[46,3,0,0,0,0,0,0,0]
[46,4,0,0,0,0,0,0,0]
[46,5,0,0,0,0,0,0,0]
[46,6,0,0,0,0,0,0,0]
[47,0,0.85089974293059101,0.123393316195373,2.5706940874036001E-2,0,0,0,0]
[47,1,7.7777777777777807E-2,0.81527777777777799,0.106944444444444,0,0,0,0]
[47,2,2.31660231660232E-2,0.138996138996139,0.83783783783783805,0,0,0,0]
[47,3,0,0,0,0,0,0,0]
[47,4,0,0,0,0,0,0,0]
[47,5,0,0,0,0,0,0,0]
[47,6,0,0,0,0,0,0,0]
[48,0,0.8,0.16986301369862999,3.0136986301369899E-2,0,0,0,0]
[48,1,0.10860927152317899,0.75761589403973495,0.13377483443708599,0,0,0,0]
[48,2,2.2598870056497199E-2,0.11111111111111099,0.86629001883239198,0,0,0,0]
[48,3,0,0,0,0,0,0,0]
[48,4,0,0,0,0,0,0,0]
[48,5,0,0,0,0,0,0,0]
[48,6,0,0,0,0,0,0,0]
[49,0,0.90855457227138603,7.8171091445427707E-2,1.3274336283185801E-2,0,0,0,0]
[49,1,6.75496688741722E-2,0.83576158940397305,9.6688741721854293E-2,0,0,0,0]
[49,2,2.0583190394511199E-2,0.114922813036021,0.86449399656946802,0,0,0,0]
[49,3,0,0,0,0,0,0,0]
[49,4,0,0,0,0,0,0,0]
[49,5,0,0,0,0,0,0,0]
[49,6,0,0,0,0,0,0,0]
[50,0,0.93372606774668598,5.59646539027982E-2,1.03092783505155E-2,0,0,0,0]
[50,1,9.3209054593874796E-2,0.84420772303595204,6.2583222370173094E-2,0,0,0,0]
[50,2,3.0716723549488099E-2,9.7269624573378802E-2,0.87201365187713298,0,0,0,0]
[50,3,0,0,0,0,0,0,0]
[50,4,0,0,0,0,0,0,0]
[50,5,0,0,0,0,0,0,0]
[50,6,0,0,0,0,0,0,0]
[51,0,0.88781163434902999,9.6952908587257594E-2,1.5235457063711899E-2,0,0,0,0]
[51,1,0.14128943758573401,0.79012345679012297,6.8587105624142705E-2,0,0,0,0]
[51,2,2.12389380530973E-2,0.12212389380531,0.85663716814159296,0,0,0,0]
[51,3,0,0,0,0,0,0,0]
[51,4,0,0,0,0,0,0,0]
[51,5,0,0,0,0,0,0,0]
[51,6,0,0,0,0,0,0,0]
[52,0,0.95370370370370405,4.36507936507936E-2,2.6455026455026501E-3,0,0,0,0]
[52,1,0.123076923076923,0.82237762237762202,5.4545454545454501E-2,0,0,0,0]
[52,2,4.0366972477064202E-2,9.7247706422018396E-2,0.86238532110091703,0,0,0,0]
[52,3,0,0,0,0,0,0,0]
[52,4,0,0,0,0,0,0,0]
[52,5,0,0,0,0,0,0,0]
[52,6,0,0,0,0,0,0,0]
[53,0,0.95066185318892904,4.2117930204572801E-2,7.2202166064982004E-3,0,0,0,0]
[53,1,0.140949554896142,0.79673590504450997,6.2314540059347202E-2,0,0,0,0]
[53,2,2.5440313111546001E-2,0.10958904109589,0.864970645792564,0,0,0,0]
[53,3,0,0,0,0,0,0,0]
[53,4,0,0,0,0,0,0,0]
[53,5,0,0,0,0,0,0,0]
[53,6,0,0,0,0,0,0,0]
[54,0,0.91091314031180404,8.2405345211581299E-2,6.6815144766147003E-3,0,0,0,0]
[54,1,7.1656050955413997E-2,0.86624203821656098,6.2101910828025499E-2,0,0,0,0]
[54,2,2.4489795918367301E-2,9.1836734693877597E-2,0.88367346938775504,0,0,0,0]
[54,3,0,0,0,0,0,0,0]
[54,4,0,0,0,0,0,0,0]
[54,5,0,0,0,0,0,0,0]
[54,6,0,0,0,0,0,0,0]
[55,0,0.94171428571428595,5.2571428571428602E-2,5.7142857142857099E-3,0,0,0,0]
[55,1,4.52488687782805E-2,0.89894419306184004,5.5806938159879298E-2,0,0,0,0]
[55,2,1.46443514644351E-2,7.5313807531380797E-2,0.91004184100418395,0,0,0,0]
[55,3,0,0,0,0,0,0,0]
[55,4,0,0,0,0,0,0,0]
[55,5,0,0,0,0,0,0,0]
[55,6,0,0,0,0,0,0,0]
[56,0,0.95586527293844403,4.2973286875725901E-2,1.1614401858304299E-3,0,0,0,0]
[56,1,7.5221238938053103E-2,0.89528023598820095,2.9498525073746298E-2,0,0,0,0]
[56,2,1.6771488469601699E-2,7.3375262054507298E-2,0.90985324947589097,0,0,0,0]
[56,3,0,0,0,0,0,0,0]
[56,4,0,0,0,0,0,0,0]
[56,5,0,0,0,0,0,0,0]
[56,6,0,0,0,0,0,0,0]
[57,0,0.943310657596372,5.5555555555555601E-2,1.13378684807256E-3,0,0,0,0]
[57,1,6.6273932253313697E-2,0.89690721649484495,3.6818851251840902E-2,0,0,0,0]
[57,2,3.95604395604396E-2,9.8901098901098897E-2,0.86153846153846203,0,0,0,0]
[57,3,0,0,0,0,0,0,0]
[57,4,0,0,0,0,0,0,0]
[57,5,0,0,0,0,0,0,0]
[57,6,0,0,0,0,0,0,0]
[58,0,0.972067039106145,2.4581005586592201E-2,3.3519553072625702E-3,0,0,0,0]
[58,1,6.5433854907539099E-2,0.89900426742532002,3.55618776671408E-2,0,0,0,0]
[58,2,1.67464114832536E-2,7.8947368421052599E-2,0.90430622009569395,0,0,0,0]
[58,3,0,0,0,0,0,0,0]
[58,4,0,0,0,0,0,0,0]
[58,5,0,0,0,0,0,0,0]
[58,6,0,0,0,0,0,0,0]
[59,0,0.96966413867822299,2.6002166847237301E-2,4.3336944745395404E-3,0,0,0,0]
[59,1,5.9679767103347901E-2,0.89956331877729301,4.07569141193595E-2,0,0,0,0]
[59,2,2.95566502463054E-2,7.6354679802955697E-2,0.89408866995073899,0,0,0,0]
[59,3,0,0,0,0,0,0,0]
[59,4,0,0,0,0,0,0,0]
[59,5,0,0,0,0,0,0,0]
[59,6,0,0,0,0,0,0,0]
[60,0,0.93776371308016904,5.5907172995780602E-2,6.3291139240506302E-3,0,0,0,0]
[60,1,0.108469539375929,0.81277860326894502,7.8751857355126298E-2,0,0,0,0]
[60,2,7.3417721518987303E-2,0.12151898734177199,0.80506329113924002,0,0,0,0]
[60,3,0,0,0,0,0,0,0]
[60,4,0,0,0,0,0,0,0]
[60,5,0,0,0,0,0,0,0]
[60,6,0,0,0,0,0,0,0]
[61,0,0.97981836528758803,1.71543895055499E-2,3.0272452068617599E-3,0,0,0,0]
[61,1,3.5493827160493797E-2,0.94290123456790098,2.1604938271604899E-2,0,0,0,0]
[61,2,1.5915119363395201E-2,3.9787798408488097E-2,0.94429708222811704,0,0,0,0]
[61,3,0,0,0,0,0,0,0]
[61,4,0,0,0,0,0,0,0]
[61,5,0,0,0,0,0,0,0]
[61,6,0,0,0,0,0,0,0]
[62,0,0.98,0.02,0,0,0,0,0]
[62,1,5.2877138413685798E-2,0.91135303265940903,3.5769828926905098E-2,0,0,0,0]
[62,2,2.14477211796247E-2,4.5576407506702402E-2,0.93297587131367299,0,0,0,0]
[62,3,0,0,0,0,0,0,0]
[62,4,0,0,0,0,0,0,0]
[62,5,0,0,0,0,0,0,0]
[62,6,0,0,0,0,0,0,0]
[63,0,0.97260273972602695,2.34833659491194E-2,3.9138943248532296E-3,0,0,0,0]
[63,1,6.4205457463884397E-2,0.90208667736757597,3.3707865168539297E-2,0,0,0,0]
[63,2,2.6954177897574101E-2,7.2776280323450099E-2,0.900269541778976,0,0,0,0]
[63,3,0,0,0,0,0,0,0]
[63,4,0,0,0,0,0,0,0]
[63,5,0,0,0,0,0,0,0]
[63,6,0,0,0,0,0,0,0]
[64,0,0.97605363984674298,2.1072796934865901E-2,2.8735632183907998E-3,0,0,0,0]
[64,1,3.4257748776509001E-2,0.92985318107667203,3.5889070146818899E-2,0,0,0,0]
[64,2,2.2284122562674102E-2,7.52089136490251E-2,0.90250696378830098,0,0,0,0]
[64,3,0,0,0,0,0,0,0]
[64,4,0,0,0,0,0,0,0]
[64,5,0,0,0,0,0,0,0]
[64,6,0,0,0,0,0,0,0]
[65,0,0.977099236641221,2.1946564885496199E-2,9.5419847328244304E-4,0,0,0,0]
[65,1,6.4620355411954794E-2,0.90791599353796404,2.7463651050080799E-2,0,0,0,0]
[65,2,1.4326647564469899E-2,8.8825214899713498E-2,0.89684813753581705,0,0,0,0]
[65,3,0,0,0,0,0,0,0]
[65,4,0,0,0,0,0,0,0]
[65,5,0,0,0,0,0,0,0]
[65,6,0,0,0,0,0,0,0]
[66,0,0.95884003741814805,3.8353601496725898E-2,2.80636108512629E-3,0,0,0,0]
[66,1,8.7662337662337705E-2,0.84902597402597402,6.3311688311688305E-2,0,0,0,0]
[66,2,2.7190332326284001E-2,6.3444108761329304E-2,0.90936555891238702,0,0,0,0]
[66,3,0,0,0,0,0,0,0]
[66,4,0,0,0,0,0,0,0]
[66,5,0,0,0,0,0,0,0]
[66,6,0,0,0,0,0,0,0]
[67,0,0.96415441176470595,3.0330882352941201E-2,5.5147058823529398E-3,0,0,0,0]
[67,1,7.69230769230769E-2,0.88888888888888895,3.4188034188034198E-2,0,0,0,0]
[67,2,2.91545189504373E-3,5.2478134110787202E-2,0.944606413994169,0,0,0,0]
[67,3,0,0,0,0,0,0,0]
[67,4,0,0,0,0,0,0,0]
[67,5,0,0,0,0,0,0,0]
[67,6,0,0,0,0,0,0,0]
[68,0,0.96712328767123301,2.64840182648402E-2,6.3926940639269401E-3,0,0,0,0]
[68,1,4.02802101576182E-2,0.91593695271453601,4.3782837127845899E-2,0,0,0,0]
[68,2,2.2857142857142899E-2,3.7142857142857102E-2,0.94,0,0,0,0]
[68,3,0,0,0,0,0,0,0]
[68,4,0,0,0,0,0,0,0]
[68,5,0,0,0,0,0,0,0]
[68,6,0,0,0,0,0,0,0]
[69,0,0.95871559633027503,3.6697247706422E-2,4.5871559633027499E-3,0,0,0,0]
[69,1,5.3097345132743397E-2,0.91150442477876104,3.5398230088495602E-2,0,0,0,0]
[69,2,1.38504155124654E-2,4.15512465373961E-2,0.94459833795013803,0,0,0,0]
[69,3,0,0,0,0,0,0,0]
[69,4,0,0,0,0,0,0,0]
[69,5,0,0,0,0,0,0,0]
[69,6,0,0,0,0,0,0,0]
[70,0,0.96388888888888902,2.96296296296296E-2,6.4814814814814804E-3,0,0,0,0]
[70,1,5.0877192982456097E-2,0.91403508771929798,3.5087719298245598E-2,0,0,0,0]
[70,2,1.0928961748633901E-2,1.91256830601093E-2,0.96994535519125702,0,0,0,0]
[70,3,0,0,0,0,0,0,0]
[70,4,0,0,0,0,0,0,0]
[70,5,0,0,0,0,0,0,0]
[70,6,0,0,0,0,0,0,0]
[71,0,0.95996275605214199,3.2588454376163901E-2,7.4487895716945996E-3,0,0,0,0]
[71,1,5.7142857142857099E-2,0.90535714285714297,3.7499999999999999E-2,0,0,0,0]
[71,2,1.04712041884817E-2,5.7591623036649199E-2,0.93193717277486898,0,0,0,0]
[71,3,0,0,0,0,0,0,0]
[71,4,0,0,0,0,0,0,0]
[71,5,0,0,0,0,0,0,0]
[71,6,0,0,0,0,0,0,0]
[72,0,0.94001874414245501,4.6860356138706698E-2,1.3120899718837901E-2,0,0,0,0]
[72,1,6.0283687943262401E-2,0.86879432624113495,7.09219858156028E-2,0,0,0,0]
[72,2,2.3376623376623398E-2,5.7142857142857099E-2,0.91948051948051901,0,0,0,0]
[72,3,0,0,0,0,0,0,0]
[72,4,0,0,0,0,0,0,0]
[72,5,0,0,0,0,0,0,0]
[72,6,0,0,0,0,0,0,0]
[73,0,0.95219885277246696,4.11089866156788E-2,6.6921606118546797E-3,0,0,0,0]
[73,1,4.4483985765124599E-2,0.90213523131672602,5.3380782918149502E-2,0,0,0,0]
[73,2,2.4509803921568601E-3,2.9411764705882401E-2,0.96813725490196101,0,0,0,0]
[73,3,0,0,0,0,0,0,0]
[73,4,0,0,0,0,0,0,0]
[73,5,0,0,0,0,0,0,0]
[73,6,0,0,0,0,0,0,0]
[74,0,0.95303326810176103,4.1095890410958902E-2,5.8708414872798396E-3,0,0,0,0]
[74,1,4.9822064056939501E-2,0.91281138790035599,3.7366548042704603E-2,0,0,0,0]
[74,2,4.6296296296296302E-3,3.4722222222222203E-2,0.96064814814814803,0,0,0,0]
[74,3,0,0,0,0,0,0,0]
[74,4,0,0,0,0,0,0,0]
[74,5,0,0,0,0,0,0,0]
[74,6,0,0,0,0,0,0,0]
[75,0,0.94322709163346596,4.7808764940239001E-2,8.9641434262948197E-3,0,0,0,0]
[75,1,4.5614035087719301E-2,0.90526315789473699,4.9122807017543901E-2,0,0,0,0]
[75,2,1.35746606334842E-2,4.2986425339366502E-2,0.94343891402714897,0,0,0,0]
[75,3,0,0,0,0,0,0,0]
[75,4,0,0,0,0,0,0,0]
[75,5,0,0,0,0,0,0,0]
[75,6,0,0,0,0,0,0,0]
[76,0,0.95812053115423901,3.4729315628192002E-2,7.1501532175689501E-3,0,0,0,0]
[76,1,4.6312178387650102E-2,0.91252144082332798,4.1166380789022301E-2,0,0,0,0]
[76,2,1.54185022026432E-2,5.9471365638766503E-2,0.92511013215858995,0,0,0,0]
[76,3,0,0,0,0,0,0,0]
[76,4,0,0,0,0,0,0,0]
[76,5,0,0,0,0,0,0,0]
[76,6,0,0,0,0,0,0,0]
[77,0,0.97325102880658398,2.26337448559671E-2,4.11522633744856E-3,0,0,0,0]
[77,1,5.2276559865092699E-2,0.91736930860033705,3.0354131534569999E-2,0,0,0,0]
[77,2,1.10864745011086E-2,3.7694013303769397E-2,0.95121951219512202,0,0,0,0]
[77,3,0,0,0,0,0,0,0]
[77,4,0,0,0,0,0,0,0]
[77,5,0,0,0,0,0,0,0]
[77,6,0,0,0,0,0,0,0]
[78,0,0.91446028513238298,7.73930753564155E-2,8.1466395112016303E-3,0,0,0,0]
[78,1,9.6054888507718705E-2,0.84219554030874799,6.17495711835334E-2,0,0,0,0]
[78,2,2.88248337028825E-2,9.0909090909090898E-2,0.88026607538802704,0,0,0,0]
[78,3,0,0,0,0,0,0,0]
[78,4,0,0,0,0,0,0,0]
[78,5,0,0,0,0,0,0,0]
[78,6,0,0,0,0,0,0,0]
[79,0,0.96587383660806603,2.7921406411582202E-2,6.2047569803515999E-3,0,0,0,0]
[79,1,4.1118421052631603E-2,0.9375,2.1381578947368401E-2,0,0,0,0]
[79,2,9.0702947845805008E-3,3.6281179138322003E-2,0.95464852607709705,0,0,0,0]
[79,3,0,0,0,0,0,0,0]
[79,4,0,0,0,0,0,0,0]
[79,5,0,0,0,0,0,0,0]
[79,6,0,0,0,0,0,0,0]
[80,0,0.968847352024922,2.80373831775701E-2,3.1152647975077898E-3,0,0,0,0]
[80,1,4.4045676998368699E-2,0.931484502446982,2.4469820554649298E-2,0,0,0,0]
[80,2,1.13636363636364E-2,5.2272727272727297E-2,0.93636363636363595,0,0,0,0]
[80,3,0,0,0,0,0,0,0]
[80,4,0,0,0,0,0,0,0]
[80,5,0,0,0,0,0,0,0]
[80,6,0,0,0,0,0,0,0]
[81,0,0.95647668393782403,4.04145077720207E-2,3.1088082901554398E-3,0,0,0,0]
[81,1,6.4412238325281798E-2,0.90177133655394504,3.3816425120772903E-2,0,0,0,0]
[81,2,3.0232558139534901E-2,6.0465116279069801E-2,0.90930232558139501,0,0,0,0]
[81,3,0,0,0,0,0,0,0]
[81,4,0,0,0,0,0,0,0]
[81,5,0,0,0,0,0,0,0]
[81,6,0,0,0,0,0,0,0]
[82,0,0.96618852459016402,3.07377049180328E-2,3.0737704918032799E-3,0,0,0,0]
[82,1,6.5600000000000006E-2,0.91039999999999999,2.4E-2,0,0,0,0]
[82,2,4.8192771084337397E-3,5.54216867469879E-2,0.93975903614457801,0,0,0,0]
[82,3,0,0,0,0,0,0,0]
[82,4,0,0,0,0,0,0,0]
[82,5,0,0,0,0,0,0,0]
[82,6,0,0,0,0,0,0,0]
[83,0,0.95638945233265704,3.7525354969574001E-2,6.08519269776876E-3,0,0,0,0]
[83,1,5.9485530546623797E-2,0.92604501607717005,1.4469453376205799E-2,0,0,0,0]
[83,2,2.9411764705882401E-2,6.8627450980392204E-2,0.90196078431372595,0,0,0,0]
[83,3,0,0,0,0,0,0,0]
[83,4,0,0,0,0,0,0,0]
[83,5,0,0,0,0,0,0,0]
[83,6,0,0,0,0,0,0,0]
[84,0,0.95262096774193605,4.5362903225806502E-2,2.0161290322580601E-3,0,0,0,0]
[84,1,5.7722308892355703E-2,0.90483619344773802,3.7441497659906398E-2,0,0,0,0]
[84,2,2.34986945169713E-2,8.8772845953002597E-2,0.88772845953002599,0,0,0,0]
[84,3,0,0,0,0,0,0,0]
[84,4,0,0,0,0,0,0,0]
[84,5,0,0,0,0,0,0,0]
[84,6,0,0,0,0,0,0,0]
[85,0,0.96569122098890003,2.8254288597376401E-2,6.0544904137235104E-3,0,0,0,0]
[85,1,4.2488619119878598E-2,0.93474962063732903,2.2761760242792101E-2,0,0,0,0]
[85,2,1.3661202185792301E-2,7.6502732240437202E-2,0.90983606557377095,0,0,0,0]
[85,3,0,0,0,0,0,0,0]
[85,4,0,0,0,0,0,0,0]
[85,5,0,0,0,0,0,0,0]
[85,6,0,0,0,0,0,0,0]
[86,0,0.95555555555555605,4.1414141414141403E-2,3.0303030303030299E-3,0,0,0,0]
[86,1,4.7619047619047603E-2,0.91666666666666696,3.5714285714285698E-2,0,0,0,0]
[86,2,1.12994350282486E-2,5.93220338983051E-2,0.92937853107344603,0,0,0,0]
[86,3,0,0,0,0,0,0,0]
[86,4,0,0,0,0,0,0,0]
[86,5,0,0,0,0,0,0,0]
[86,6,0,0,0,0,0,0,0]
[87,0,0.95824847250509204,3.3604887983706699E-2,8.1466395112016303E-3,0,0,0,0]
[87,1,5.0147492625368703E-2,0.91150442477876104,3.8348082595870199E-2,0,0,0,0]
[87,2,2.5280898876404501E-2,8.4269662921348298E-2,0.89044943820224698,0,0,0,0]
[87,3,0,0,0,0,0,0,0]
[87,4,0,0,0,0,0,0,0]
[87,5,0,0,0,0,0,0,0]
[87,6,0,0,0,0,0,0,0]
[88,0,0.96544715447154505,3.2520325203252001E-2,2.0325203252032501E-3,0,0,0,0]
[88,1,5.2863436123347998E-2,0.91923641703377401,2.7900146842878101E-2,0,0,0,0]
[88,2,1.42450142450142E-2,6.2678062678062696E-2,0.92307692307692302,0,0,0,0]
[88,3,0,0,0,0,0,0,0]
[88,4,0,0,0,0,0,0,0]
[88,5,0,0,0,0,0,0,0]
[88,6,0,0,0,0,0,0,0]
[89,0,0.96468213925327995,2.9263370332996998E-2,6.0544904137235104E-3,0,0,0,0]
[89,1,7.9411764705882307E-2,0.88235294117647101,3.8235294117647103E-2,0,0,0,0]
[89,2,1.7391304347826101E-2,6.9565217391304293E-2,0.91304347826086996,0,0,0,0]
[89,3,0,0,0,0,0,0,0]
[89,4,0,0,0,0,0,0,0]
[89,5,0,0,0,0,0,0,0]
[89,6,0,0,0,0,0,0,0]
[90,0,0.94586614173228301,4.5275590551181098E-2,8.8582677165354295E-3,0,0,0,0]
[90,1,0.104134762633997,0.84686064318529897,4.9004594180704401E-2,0,0,0,0]
[90,2,5.7636887608069204E-3,6.9164265129683003E-2,0.92507204610950999,0,0,0,0]
[90,3,0,0,0,0,0,0,0]
[90,4,0,0,0,0,0,0,0]
[90,5,0,0,0,0,0,0,0]
[90,6,0,0,0,0,0,0,0]
[91,0,0.95926285160038804,3.6857419980601401E-2,3.8797284190106702E-3,0,0,0,0]
[91,1,4.0128410914927803E-2,0.92616372391653301,3.3707865168539297E-2,0,0,0,0]
[91,2,1.1049723756906099E-2,4.4198895027624301E-2,0.94475138121546998,0,0,0,0]
[91,3,0,0,0,0,0,0,0]
[91,4,0,0,0,0,0,0,0]
[91,5,0,0,0,0,0,0,0]
[91,6,0,0,0,0,0,0,0]
[92,0,0.95776031434184705,3.3398821218074699E-2,8.8408644400785903E-3,0,0,0,0]
[92,1,3.3280507131537199E-2,0.90491283676703604,6.1806656101426299E-2,0,0,0,0]
[92,2,2.7247956403269801E-3,6.5395095367847406E-2,0.93188010899182605,0,0,0,0]
[92,3,0,0,0,0,0,0,0]
[92,4,0,0,0,0,0,0,0]
[92,5,0,0,0,0,0,0,0]
[92,6,0,0,0,0,0,0,0]
[93,0,0.92778335005015,6.6198595787362105E-2,6.0180541624874602E-3,0,0,0,0]
[93,1,3.3386327503974599E-2,0.89984101748807599,6.67726550079491E-2,0,0,0,0]
[93,2,5.1282051282051299E-3,3.3333333333333298E-2,0.96153846153846201,0,0,0,0]
[93,3,0,0,0,0,0,0,0]
[93,4,0,0,0,0,0,0,0]
[93,5,0,0,0,0,0,0,0]
[93,6,0,0,0,0,0,0,0]
[94,0,0.91877637130801704,7.1729957805907199E-2,9.4936708860759497E-3,0,0,0,0]
[94,1,1.70542635658915E-2,0.93178294573643405,5.1162790697674397E-2,0,0,0,0]
[94,2,7.09219858156028E-3,3.07328605200946E-2,0.96217494089834499,0,0,0,0]
[94,3,0,0,0,0,0,0,0]
[94,4,0,0,0,0,0,0,0]
[94,5,0,0,0,0,0,0,0]
[94,6,0,0,0,0,0,0,0]
[95,0,0.94350282485875703,4.9717514124293802E-2,6.7796610169491497E-3,0,0,0,0]
[95,1,4.3988269794721403E-2,0.90029325513196501,5.5718475073313803E-2,0,0,0,0]
[95,2,6.6815144766147003E-3,4.4543429844098002E-2,0.94877505567928699,0,0,0,0]
[95,3,0,0,0,0,0,0,0]
[95,4,0,0,0,0,0,0,0]
[95,5,0,0,0,0,0,0,0]
[95,6,0,0,0,0,0,0,0]
[96,0,0.89861751152073699,8.4101382488479301E-2,1.7281105990783401E-2,0,0,0,0]
[96,1,6.9321533923303799E-2,0.80530973451327403,0.12536873156342199,0,0,0,0]
[96,2,2.5531914893616999E-2,5.1063829787233998E-2,0.92340425531914905,0,0,0,0]
[96,3,0,0,0,0,0,0,0]
[96,4,0,0,0,0,0,0,0]
[96,5,0,0,0,0,0,0,0]
[96,6,0,0,0,0,0,0,0]
[97,0,0.94159713945172796,4.52920143027414E-2,1.31108462455304E-2,0,0,0,0]
[97,1,1.8662519440124401E-2,0.92534992223950197,5.59875583203732E-2,0,0,0,0]
[97,2,1.87265917602996E-3,2.6217228464419502E-2,0.97191011235955105,0,0,0,0]
[97,3,0,0,0,0,0,0,0]
[97,4,0,0,0,0,0,0,0]
[97,5,0,0,0,0,0,0,0]
[97,6,0,0,0,0,0,0,0]
[98,0,0.94520547945205502,4.73225404732254E-2,7.4719800747198003E-3,0,0,0,0]
[98,1,3.2457496136012398E-2,0.91499227202472999,5.2550231839258103E-2,0,0,0,0]
[98,2,5.3003533568904597E-3,2.47349823321555E-2,0.96996466431095396,0,0,0,0]
[98,3,0,0,0,0,0,0,0]
[98,4,0,0,0,0,0,0,0]
[98,5,0,0,0,0,0,0,0]
[98,6,0,0,0,0,0,0,0]
[99,0,0.91060025542784195,7.6628352490421506E-2,1.27713920817369E-2,0,0,0,0]
[99,1,2.3291925465838501E-2,0.908385093167702,6.8322981366459604E-2,0,0,0,0]
[99,2,1.1884550084889599E-2,4.2444821731748697E-2,0.94567062818336201,0,0,0,0]
[99,3,0,0,0,0,0,0,0]
[99,4,0,0,0,0,0,0,0]
[99,5,0,0,0,0,0,0,0]
[99,6,0,0,0,0,0,0,0]
[100,0,0.93333333333333302,5.7142857142857099E-2,9.5238095238095195E-3,0,0,0,0]
[100,1,1.64179104477612E-2,0.92537313432835799,5.8208955223880601E-2,0,0,0,0]
[100,2,1.6366612111293E-3,3.6006546644844498E-2,0.96235679214402603,0,0,0,0]
[100,3,0,0,0,0,0,0,0]
[100,4,0,0,0,0,0,0,0]
[100,5,0,0,0,0,0,0,0]
[100,6,0,0,0,0,0,0,0]
[101,0,0.92550143266475604,5.4441260744985703E-2,2.0057306590257899E-2,0,0,0,0]
[101,1,2.6315789473684199E-2,0.890350877192982,8.3333333333333301E-2,0,0,0,0]
[101,2,3.15457413249211E-3,3.7854889589905398E-2,0.958990536277603,0,0,0,0]
[101,3,0,0,0,0,0,0,0]
[101,4,0,0,0,0,0,0,0]
[101,5,0,0,0,0,0,0,0]
[101,6,0,0,0,0,0,0,0]
[102,0,0.87837837837837796,0.100600600600601,2.1021021021020998E-2,0,0,0,0]
[102,1,3.5767511177347201E-2,0.858420268256334,0.105812220566319,0,0,0,0]
[102,2,8.8365243004418295E-3,3.5346097201767297E-2,0.95581737849779103,0,0,0,0]
[102,3,0,0,0,0,0,0,0]
[102,4,0,0,0,0,0,0,0]
[102,5,0,0,0,0,0,0,0]
[102,6,0,0,0,0,0,0,0]
[103,0,0.88617886178861804,8.4552845528455295E-2,2.92682926829268E-2,0,0,0,0]
[103,1,2.0989505247376299E-2,0.89505247376311803,8.3958020989505305E-2,0,0,0,0]
[103,2,1.3623978201634901E-3,1.4986376021798401E-2,0.98365122615803802,0,0,0,0]
[103,3,0,0,0,0,0,0,0]
[103,4,0,0,0,0,0,0,0]
[103,5,0,0,0,0,0,0,0]
[103,6,0,0,0,0,0,0,0]
[104,0,0.88749999999999996,8.9285714285714302E-2,2.3214285714285701E-2,0,0,0,0]
[104,1,2.27272727272727E-2,0.88030303030303003,9.6969696969696997E-2,0,0,0,0]
[104,2,5.0251256281407001E-3,1.8844221105527598E-2,0.97613065326633197,0,0,0,0]
[104,3,0,0,0,0,0,0,0]
[104,4,0,0,0,0,0,0,0]
[104,5,0,0,0,0,0,0,0]
[104,6,0,0,0,0,0,0,0]
[105,0,0.87209302325581395,0.112403100775194,1.5503875968992199E-2,0,0,0,0]
[105,1,2.7863777089783302E-2,0.86532507739938103,0.10681114551083599,0,0,0,0]
[105,2,3.5128805620608899E-3,2.5761124121779898E-2,0.970725995316159,0,0,0,0]
[105,3,0,0,0,0,0,0,0]
[105,4,0,0,0,0,0,0,0]
[105,5,0,0,0,0,0,0,0]
[105,6,0,0,0,0,0,0,0]
[106,0,0.89384288747346097,8.0679405520169806E-2,2.54777070063694E-2,0,0,0,0]
[106,1,2.1909233176838801E-2,0.88575899843505501,9.2331768388106403E-2,0,0,0,0]
[106,2,4.4150110375275903E-3,2.42825607064018E-2,0.97130242825607105,0,0,0,0]
[106,3,0,0,0,0,0,0,0]
[106,4,0,0,0,0,0,0,0]
[106,5,0,0,0,0,0,0,0]
[106,6,0,0,0,0,0,0,0]
[107,0,0.88838268792710695,8.2004555808655996E-2,2.96127562642369E-2,0,0,0,0]
[107,1,4.4728434504792303E-2,0.84824281150159697,0.10702875399361,0,0,0,0]
[107,2,4.2060988433228197E-3,2.8391167192429002E-2,0.96740273396424803,0,0,0,0]
[107,3,0,0,0,0,0,0,0]
[107,4,0,0,0,0,0,0,0]
[107,5,0,0,0,0,0,0,0]
[107,6,0,0,0,0,0,0,0]
[108,0,0.83886255924170605,0.123222748815166,3.7914691943128E-2,0,0,0,0]
[108,1,4.7138047138047097E-2,0.79629629629629595,0.15656565656565699,0,0,0,0]
[108,2,6.0000000000000001E-3,4.8000000000000001E-2,0.94599999999999995,0,0,0,0]
[108,3,0,0,0,0,0,0,0]
[108,4,0,0,0,0,0,0,0]
[108,5,0,0,0,0,0,0,0]
[108,6,0,0,0,0,0,0,0]
[109,0,0.847938144329897,0.123711340206186,2.8350515463917501E-2,0,0,0,0]
[109,1,1.3961605584642199E-2,0.87085514834205902,0.115183246073298,0,0,0,0]
[109,2,3.7914691943127998E-3,2.1800947867298599E-2,0.97440758293838903,0,0,0,0]
[109,3,0,0,0,0,0,0,0]
[109,4,0,0,0,0,0,0,0]
[109,5,0,0,0,0,0,0,0]
[109,6,0,0,0,0,0,0,0]
[110,0,0.88269794721407602,8.5043988269794701E-2,3.2258064516128997E-2,0,0,0,0]
[110,1,2.9824561403508799E-2,0.87368421052631595,9.6491228070175405E-2,0,0,0,0]
[110,2,5.4298642533936597E-3,2.6244343891402701E-2,0.96832579185520395,0,0,0,0]
[110,3,0,0,0,0,0,0,0]
[110,4,0,0,0,0,0,0,0]
[110,5,0,0,0,0,0,0,0]
[110,6,0,0,0,0,0,0,0]
[111,0,0.90123456790123502,8.0246913580246895E-2,1.85185185185185E-2,0,0,0,0]
[111,1,2.5179856115107899E-2,0.86690647482014405,0.107913669064748,0,0,0,0]
[111,2,1.2323943661971801E-2,3.5211267605633798E-2,0.95246478873239404,0,0,0,0]
[111,3,0,0,0,0,0,0,0]
[111,4,0,0,0,0,0,0,0]
[111,5,0,0,0,0,0,0,0]
[111,6,0,0,0,0,0,0,0]
[112,0,0.890625,8.7499999999999994E-2,2.1874999999999999E-2,0,0,0,0]
[112,1,2.9197080291970798E-2,0.89233576642335799,7.8467153284671506E-2,0,0,0,0]
[112,2,6.9686411149825801E-3,2.9616724738675999E-2,0.96341463414634099,0,0,0,0]
[112,3,0,0,0,0,0,0,0]
[112,4,0,0,0,0,0,0,0]
[112,5,0,0,0,0,0,0,0]
[112,6,0,0,0,0,0,0,0]
[113,0,0.93203883495145601,5.1779935275080902E-2,1.6181229773462799E-2,0,0,0,0]
[113,1,4.5372050816696902E-2,0.88021778584391996,7.4410163339382898E-2,0,0,0,0]
[113,2,7.7854671280276804E-3,2.8546712802768201E-2,0.96366782006920404,0,0,0,0]
[113,3,0,0,0,0,0,0,0]
[113,4,0,0,0,0,0,0,0]
[113,5,0,0,0,0,0,0,0]
[113,6,0,0,0,0,0,0,0]
[114,0,0.841614906832298,0.118012422360248,4.0372670807453402E-2,0,0,0,0]
[114,1,5.6179775280898903E-2,0.76779026217228497,0.17602996254681599,0,0,0,0]
[114,2,1.55172413793103E-2,5.5172413793103399E-2,0.92931034482758601,0,0,0,0]
[114,3,0,0,0,0,0,0,0]
[114,4,0,0,0,0,0,0,0]
[114,5,0,0,0,0,0,0,0]
[114,6,0,0,0,0,0,0,0]
[115,0,0.91222570532915404,6.2695924764890304E-2,2.5078369905956101E-2,0,0,0,0]
[115,1,1.953125E-2,0.912109375,6.8359375E-2,0,0,0,0]
[115,2,4.2194092827004199E-3,2.0253164556962001E-2,0.97552742616033805,0,0,0,0]
[115,3,0,0,0,0,0,0,0]
[115,4,0,0,0,0,0,0,0]
[115,5,0,0,0,0,0,0,0]
[115,6,0,0,0,0,0,0,0]
[116,0,0.934640522875817,5.22875816993464E-2,1.30718954248366E-2,0,0,0,0]
[116,1,2.5440313111546001E-2,0.91193737769080196,6.2622309197651702E-2,0,0,0,0]
[116,2,5.8381984987489598E-3,2.25187656380317E-2,0.97164303586321898,0,0,0,0]
[116,3,0,0,0,0,0,0,0]
[116,4,0,0,0,0,0,0,0]
[116,5,0,0,0,0,0,0,0]
[116,6,0,0,0,0,0,0,0]
[117,0,0.93790849673202603,5.22875816993464E-2,9.8039215686274508E-3,0,0,0,0]
[117,1,1.5717092337917501E-2,0.91748526522593299,6.6797642436149302E-2,0,0,0,0]
[117,2,6.6611157368859303E-3,3.91340549542048E-2,0.95420482930890904,0,0,0,0]
[117,3,0,0,0,0,0,0,0]
[117,4,0,0,0,0,0,0,0]
[117,5,0,0,0,0,0,0,0]
[117,6,0,0,0,0,0,0,0]
[118,0,0.93729372937293698,5.6105610561056098E-2,6.6006600660065999E-3,0,0,0,0]
[118,1,9.4339622641509396E-3,0.94716981132075495,4.3396226415094302E-2,0,0,0,0]
[118,2,2.5359256128486898E-3,1.94420963651733E-2,0.97802197802197799,0,0,0,0]
[118,3,0,0,0,0,0,0,0]
[118,4,0,0,0,0,0,0,0]
[118,5,0,0,0,0,0,0,0]
[118,6,0,0,0,0,0,0,0]
[119,0,0.94520547945205502,4.4520547945205498E-2,1.0273972602739699E-2,0,0,0,0]
[119,1,3.87453874538745E-2,0.91512915129151295,4.6125461254612497E-2,0,0,0,0]
[119,2,5.0761421319797002E-3,2.96108291032149E-2,0.96531302876480496,0,0,0,0]
[119,3,0,0,0,0,0,0,0]
[119,4,0,0,0,0,0,0,0]
[119,5,0,0,0,0,0,0,0]
[119,6,0,0,0,0,0,0,0]
[120,0,0.90429042904290402,7.5907590759075896E-2,1.9801980198019799E-2,0,0,0,0]
[120,1,4.4117647058823498E-2,0.84007352941176505,0.11580882352941201,0,0,0,0]
[120,2,8.5543199315654406E-3,3.3361847733105202E-2,0.95808383233532901,0,0,0,0]
[120,3,0,0,0,0,0,0,0]
[120,4,0,0,0,0,0,0,0]
[120,5,0,0,0,0,0,0,0]
[120,6,0,0,0,0,0,0,0]
[121,0,0.92532467532467499,4.2207792207792201E-2,3.2467532467532499E-2,0,0,0,0]
[121,1,2.11946050096339E-2,0.93063583815028905,4.81695568400771E-2,0,0,0,0]
[121,2,1.68208578637511E-3,1.00925147182506E-2,0.98822539949537402,0,0,0,0]
[121,3,0,0,0,0,0,0,0]
[121,4,0,0,0,0,0,0,0]
[121,5,0,0,0,0,0,0,0]
[121,6,0,0,0,0,0,0,0]
[122,0,0.93959731543624203,4.3624161073825503E-2,1.67785234899329E-2,0,0,0,0]
[122,1,9.8425196850393699E-3,0.94488188976377996,4.5275590551181098E-2,0,0,0,0]
[122,2,2.4793388429752098E-3,1.7355371900826401E-2,0.98016528925619795,0,0,0,0]
[122,3,0,0,0,0,0,0,0]
[122,4,0,0,0,0,0,0,0]
[122,5,0,0,0,0,0,0,0]
[122,6,0,0,0,0,0,0,0]
[123,0,0.92013888888888895,5.5555555555555601E-2,2.4305555555555601E-2,0,0,0,0]
[123,1,1.94552529182879E-2,0.92023346303501896,6.0311284046692601E-2,0,0,0,0]
[123,2,1.6474464579901199E-3,1.97693574958814E-2,0.97858319604612898,0,0,0,0]
[123,3,0,0,0,0,0,0,0]
[123,4,0,0,0,0,0,0,0]
[123,5,0,0,0,0,0,0,0]
[123,6,0,0,0,0,0,0,0]
[124,0,0.94584837545126399,3.9711191335740102E-2,1.4440433212996401E-2,0,0,0,0]
[124,1,2.3391812865497099E-2,0.93372319688109195,4.2884990253411297E-2,0,0,0,0]
[124,2,1.6313213703099501E-3,1.8760195758564399E-2,0.97960848287112601,0,0,0,0]
[124,3,0,0,0,0,0,0,0]
[124,4,0,0,0,0,0,0,0]
[124,5,0,0,0,0,0,0,0]
[124,6,0,0,0,0,0,0,0]
[125,0,0.96739130434782605,2.1739130434782601E-2,1.0869565217391301E-2,0,0,0,0]
[125,1,1.9493177387914201E-2,0.91228070175438603,6.8226120857699801E-2,0,0,0,0]
[125,2,1.6299918500407499E-3,4.0749796251018697E-2,0.95762021189894098,0,0,0,0]
[125,3,0,0,0,0,0,0,0]
[125,4,0,0,0,0,0,0,0]
[125,5,0,0,0,0,0,0,0]
[125,6,0,0,0,0,0,0,0]
[126,0,0.89247311827956999,8.2437275985663097E-2,2.5089605734767002E-2,0,0,0,0]
[126,1,3.8167938931297697E-2,0.87786259541984701,8.3969465648855005E-2,0,0,0,0]
[126,2,3.2976092333058499E-3,4.2868920032976099E-2,0.95383347073371805,0,0,0,0]
[126,3,0,0,0,0,0,0,0]
[126,4,0,0,0,0,0,0,0]
[126,5,0,0,0,0,0,0,0]
[126,6,0,0,0,0,0,0,0]
[127,0,0.93040293040292998,4.7619047619047603E-2,2.1978021978022001E-2,0,0,0,0]
[127,1,2.9906542056074799E-2,0.91401869158878501,5.60747663551402E-2,0,0,0,0]
[127,2,2.4834437086092699E-3,2.40066225165563E-2,0.97350993377483397,0,0,0,0]
[127,3,0,0,0,0,0,0,0]
[127,4,0,0,0,0,0,0,0]
[127,5,0,0,0,0,0,0,0]
[127,6,0,0,0,0,0,0,0]
[128,0,0.93406593406593397,3.6630036630036597E-2,2.9304029304029301E-2,0,0,0,0]
[128,1,1.88323917137476E-2,0.91525423728813604,6.5913370998116796E-2,0,0,0,0]
[128,2,2.47524752475248E-3,3.21782178217822E-2,0.96534653465346498,0,0,0,0]
[128,3,0,0,0,0,0,0,0]
[128,4,0,0,0,0,0,0,0]
[128,5,0,0,0,0,0,0,0]
[128,6,0,0,0,0,0,0,0]
[129,0,0.92537313432835799,5.5970149253731297E-2,1.8656716417910401E-2,0,0,0,0]
[129,1,3.9252336448598102E-2,0.89532710280373795,6.5420560747663503E-2,0,0,0,0]
[129,2,4.1220115416323198E-3,4.2044517724649601E-2,0.95383347073371805,0,0,0,0]
[129,3,0,0,0,0,0,0,0]
[129,4,0,0,0,0,0,0,0]
[129,5,0,0,0,0,0,0,0]
[129,6,0,0,0,0,0,0,0]
[130,0,0.96350364963503699,2.5547445255474501E-2,1.09489051094891E-2,0,0,0,0]
[130,1,4.5871559633027498E-2,0.90825688073394495,4.5871559633027498E-2,0,0,0,0]
[130,2,4.1771094402673296E-3,3.3416875522138699E-2,0.96240601503759404,0,0,0,0]
[130,3,0,0,0,0,0,0,0]
[130,4,0,0,0,0,0,0,0]
[130,5,0,0,0,0,0,0,0]
[130,6,0,0,0,0,0,0,0]
[131,0,0.952380952380952,3.4013605442176902E-2,1.3605442176870699E-2,0,0,0,0]
[131,1,9.5940959409594101E-2,0.86346863468634705,4.0590405904058997E-2,0,0,0,0]
[131,2,3.1355932203389801E-2,7.4576271186440696E-2,0.894067796610169,0,0,0,0]
[131,3,0,0,0,0,0,0,0]
[131,4,0,0,0,0,0,0,0]
[131,5,0,0,0,0,0,0,0]
[131,6,0,0,0,0,0,0,0]
[132,0,0.91598915989159901,6.50406504065041E-2,1.8970189701897001E-2,0,0,0,0]
[132,1,0.148409893992933,0.76148409893992897,9.0106007067137797E-2,0,0,0,0]
[132,2,3.7002775208140597E-2,0.135060129509713,0.82793709528214599,0,0,0,0]
[132,3,0,0,0,0,0,0,0]
[132,4,0,0,0,0,0,0,0]
[132,5,0,0,0,0,0,0,0]
[132,6,0,0,0,0,0,0,0]
[133,0,0.96753246753246802,1.9480519480519501E-2,1.2987012987013E-2,0,0,0,0]
[133,1,6.9883527454242894E-2,0.89517470881863603,3.4941763727121503E-2,0,0,0,0]
[133,2,1.15424973767051E-2,5.1416579223504698E-2,0.93704092339978995,0,0,0,0]
[133,3,0,0,0,0,0,0,0]
[133,4,0,0,0,0,0,0,0]
[133,5,0,0,0,0,0,0,0]
[133,6,0,0,0,0,0,0,0]
[134,0,0.96799999999999997,2.1999999999999999E-2,0.01,0,0,0,0]
[134,1,8.5570469798657706E-2,0.884228187919463,3.02013422818792E-2,0,0,0,0]
[134,2,1.4130434782608701E-2,7.0652173913043501E-2,0.91521739130434798,0,0,0,0]
[134,3,0,0,0,0,0,0,0]
[134,4,0,0,0,0,0,0,0]
[134,5,0,0,0,0,0,0,0]
[134,6,0,0,0,0,0,0,0]
[135,0,0.96350364963503699,2.5547445255474501E-2,1.09489051094891E-2,0,0,0,0]
[135,1,0.13764510779436201,0.82255389718076299,3.98009950248756E-2,0,0,0,0]
[135,2,2.8901734104046201E-2,0.108670520231214,0.86242774566474001,0,0,0,0]
[135,3,0,0,0,0,0,0,0]
[135,4,0,0,0,0,0,0,0]
[135,5,0,0,0,0,0,0,0]
[135,6,0,0,0,0,0,0,0]
[136,0,0.98742138364779897,1.25786163522013E-2,0,0,0,0,0]
[136,1,0.13410596026490099,0.84602649006622499,1.9867549668874201E-2,0,0,0,0]
[136,2,2.7061855670103101E-2,0.12886597938144301,0.84407216494845405,0,0,0,0]
[136,3,0,0,0,0,0,0,0]
[136,4,0,0,0,0,0,0,0]
[136,5,0,0,0,0,0,0,0]
[136,6,0,0,0,0,0,0,0]
[137,0,0.98219178082191805,1.3698630136986301E-2,4.10958904109589E-3,0,0,0,0]
[137,1,0.145395799676898,0.82390953150242296,3.0694668820678499E-2,0,0,0,0]
[137,2,3.5982008995502197E-2,0.131934032983508,0.83208395802099,0,0,0,0]
[137,3,0,0,0,0,0,0,0]
[137,4,0,0,0,0,0,0,0]
[137,5,0,0,0,0,0,0,0]
[137,6,0,0,0,0,0,0,0]
[138,0,0.97352587244283995,2.04572803850782E-2,6.0168471720818302E-3,0,0,0,0]
[138,1,0.24671052631578899,0.72203947368421095,3.125E-2,0,0,0,0]
[138,2,8.3188908145580595E-2,0.180242634315425,0.73656845753899503,0,0,0,0]
[138,3,0,0,0,0,0,0,0]
[138,4,0,0,0,0,0,0,0]
[138,5,0,0,0,0,0,0,0]
[138,6,0,0,0,0,0,0,0]
[139,0,0.97616683217477696,2.0854021847070501E-2,2.9791459781529301E-3,0,0,0,0]
[139,1,0.19821428571428601,0.77142857142857102,3.0357142857142898E-2,0,0,0,0]
[139,2,4.8997772828507799E-2,0.15144766146993299,0.79955456570155903,0,0,0,0]
[139,3,0,0,0,0,0,0,0]
[139,4,0,0,0,0,0,0,0]
[139,5,0,0,0,0,0,0,0]
[139,6,0,0,0,0,0,0,0]
[140,0,0.98566308243727596,1.2544802867383501E-2,1.7921146953405001E-3,0,0,0,0]
[140,1,0.17466410748560501,0.80230326295585397,2.3032629558541299E-2,0,0,0,0]
[140,2,5.2770448548812701E-2,0.153034300791557,0.79419525065963104,0,0,0,0]
[140,3,0,0,0,0,0,0,0]
[140,4,0,0,0,0,0,0,0]
[140,5,0,0,0,0,0,0,0]
[140,6,0,0,0,0,0,0,0]
[141,0,0.97440132122213097,2.0644095788604499E-2,4.9545829892650699E-3,0,0,0,0]
[141,1,0.23061224489795901,0.74489795918367396,2.4489795918367301E-2,0,0,0,0]
[141,2,7.9365079365079402E-2,0.17142857142857101,0.74920634920634899,0,0,0,0]
[141,3,0,0,0,0,0,0,0]
[141,4,0,0,0,0,0,0,0]
[141,5,0,0,0,0,0,0,0]
[141,6,0,0,0,0,0,0,0]
[142,0,0.98937784522003003,7.5872534142640401E-3,3.0349013657056099E-3,0,0,0,0]
[142,1,0.19369369369369399,0.77252252252252296,3.37837837837838E-2,0,0,0,0]
[142,2,4.7244094488188997E-2,0.15748031496063,0.79527559055118102,0,0,0,0]
[142,3,0,0,0,0,0,0,0]
[142,4,0,0,0,0,0,0,0]
[142,5,0,0,0,0,0,0,0]
[142,6,0,0,0,0,0,0,0]
[143,0,0.98644793152639099,1.21255349500713E-2,1.4265335235377999E-3,0,0,0,0]
[143,1,0.21628498727735401,0.78117048346055995,2.5445292620865098E-3,0,0,0,0]
[143,2,7.2398190045248903E-2,0.17647058823529399,0.75113122171945701,0,0,0,0]
[143,3,0,0,0,0,0,0,0]
[143,4,0,0,0,0,0,0,0]
[143,5,0,0,0,0,0,0,0]
[143,6,0,0,0,0,0,0,0]
[144,0,0.98921832884097005,8.7601078167115903E-3,2.0215633423180598E-3,0,0,0,0]
[144,1,0.32231404958677701,0.66391184573002804,1.37741046831956E-2,0,0,0,0]
[144,2,0.13609467455621299,0.224852071005917,0.63905325443786998,0,0,0,0]
[144,3,0,0,0,0,0,0,0]
[144,4,0,0,0,0,0,0,0]
[144,5,0,0,0,0,0,0,0]
[144,6,0,0,0,0,0,0,0]

{"sheet":"tpm2_we","index":14,"n_rows":1018,"n_cols":9,"rows_kept":1018,"cut":false,"hidden":false,"merged":[]}
[{"$f":"tpm1_wd!A1","v":"Active Occupancy Model"}]
[]
[{"$f":"tpm1_wd!A3","v":"Transition Probability Matrix"}]
[]
["Two resident house"]
["Weekend"]
[]
[]
[]
[{"$f":"tpm1_wd!A10","v":"Ten minute period number"},{"$f":"tpm1_wd!B10","v":"Active occupant count in time period"},{"$f":"tpm1_wd!C10","v":"Probability of transition to zero active occupants in next time period"},{"$f":"tpm1_wd!D10","v":"Probability of transition to one active occupant in next time period"},{"$f":"tpm1_wd!E10","v":"Probability of transition to two active occupants in next time period"},{"$f":"tpm1_wd!F10","v":"Probability of transition to three active occupants in next time period"},{"$f":"tpm1_wd!G10","v":"Probability of transition to four active occupants in next time period"},{"$f":"tpm1_wd!H10","v":"Probability of transition to five active occupants in next time period"},{"$f":"tpm1_wd!I10","v":"Probability of transition to six active occupants in next time period"}]
[1,0,0.98574206092028505,9.7213220998055693E-3,4.5366169799092703E-3,0,0,0,0]
[1,1,0.20679012345678999,0.77469135802469102,1.85185185185185E-2,0,0,0,0]
[1,2,9.7902097902097904E-2,0.230769230769231,0.67132867132867102,0,0,0,0]
[1,3,0,0,0,0,0,0,0]
[1,4,0,0,0,0,0,0,0]
[1,5,0,0,0,0,0,0,0]
[1,6,0,0,0,0,0,0,0]
[2,0,0.99188514357053703,7.4906367041198503E-3,6.2421972534332096E-4,0,0,0,0]
[2,1,0.26421404682274202,0.72909698996655503,6.6889632107023402E-3,0,0,0,0]
[2,2,5.5045871559633003E-2,0.192660550458716,0.75229357798165097,0,0,0,0]
[2,3,0,0,0,0,0,0,0]
[2,4,0,0,0,0,0,0,0]
[2,5,0,0,0,0,0,0,0]
[2,6,0,0,0,0,0,0,0]
[3,0,0.99223416965352496,4.7789725209080001E-3,2.9868578255675001E-3,0,0,0,0]
[3,1,0.21513944223107601,0.77290836653386497,1.1952191235059801E-2,0,0,0,0]
[3,2,8.2352941176470601E-2,0.21176470588235299,0.70588235294117696,0,0,0,0]
[3,3,0,0,0,0,0,0,0]
[3,4,0,0,0,0,0,0,0]
[3,5,0,0,0,0,0,0,0]
[3,6,0,0,0,0,0,0,0]
[4,0,0.994773519163763,5.2264808362369299E-3,0,0,0,0,0]
[4,1,0.177272727272727,0.80454545454545501,1.8181818181818198E-2,0,0,0,0]
[4,2,5.8823529411764698E-2,0.14705882352941199,0.79411764705882304,0,0,0,0]
[4,3,0,0,0,0,0,0,0]
[4,4,0,0,0,0,0,0,0]
[4,5,0,0,0,0,0,0,0]
[4,6,0,0,0,0,0,0,0]
[5,0,0.99373576309794998,3.9863325740318901E-3,2.2779043280182201E-3,0,0,0,0]
[5,1,0.18877551020408201,0.81122448979591799,0,0,0,0,0]
[5,2,1.72413793103448E-2,0.12068965517241401,0.86206896551724099,0,0,0,0]
[5,3,0,0,0,0,0,0,0]
[5,4,0,0,0,0,0,0,0]
[5,5,0,0,0,0,0,0,0]
[5,6,0,0,0,0,0,0,0]
[6,0,0.98485698261357302,1.51430173864274E-2,0,0,0,0,0]
[6,1,0.49710982658959502,0.48554913294797702,1.7341040462427699E-2,0,0,0,0]
[6,2,0.33333333333333298,0.16666666666666699,0.5,0,0,0,0]
[6,3,0,0,0,0,0,0,0]
[6,4,0,0,0,0,0,0,0]
[6,5,0,0,0,0,0,0,0]
[6,6,0,0,0,0,0,0,0]
[7,0,0.99731182795698903,2.6881720430107499E-3,0,0,0,0,0]
[7,1,0.21666666666666701,0.77500000000000002,8.3333333333333297E-3,0,0,0,0]
[7,2,6.6666666666666693E-2,0.1,0.83333333333333304,0,0,0,0]
[7,3,0,0,0,0,0,0,0]
[7,4,0,0,0,0,0,0,0]
[7,5,0,0,0,0,0,0,0]
[7,6,0,0,0,0,0,0,0]
[8,0,0.99468932554434397,4.7796070100902801E-3,5.3106744556558701E-4,0,0,0,0]
[8,1,0.20792079207920799,0.79207920792079201,0,0,0,0,0]
[8,2,3.8461538461538498E-2,3.8461538461538498E-2,0.92307692307692302,0,0,0,0]
[8,3,0,0,0,0,0,0,0]
[8,4,0,0,0,0,0,0,0]
[8,5,0,0,0,0,0,0,0]
[8,6,0,0,0,0,0,0,0]
[9,0,0.99472295514511899,5.2770448548812698E-3,0,0,0,0,0]
[9,1,0.31111111111111101,0.67777777777777803,1.1111111111111099E-2,0,0,0,0]
[9,2,0.04,0.24,0.72,0,0,0,0]
[9,3,0,0,0,0,0,0,0]
[9,4,0,0,0,0,0,0,0]
[9,5,0,0,0,0,0,0,0]
[9,6,0,0,0,0,0,0,0]
[10,0,0.99477533960292597,4.17972831765935E-3,1.0449320794148401E-3,0,0,0,0]
[10,1,0.246753246753247,0.74025974025973995,1.2987012987013E-2,0,0,0,0]
[10,2,5.2631578947368397E-2,5.2631578947368397E-2,0.89473684210526305,0,0,0,0]
[10,3,0,0,0,0,0,0,0]
[10,4,0,0,0,0,0,0,0]
[10,5,0,0,0,0,0,0,0]
[10,6,0,0,0,0,0,0,0]
[11,0,0.99480249480249505,5.1975051975052004E-3,0,0,0,0,0]
[11,1,0.21212121212121199,0.78787878787878796,0,0,0,0,0]
[11,2,0.1,0.15,0.75,0,0,0,0]
[11,3,0,0,0,0,0,0,0]
[11,4,0,0,0,0,0,0,0]
[11,5,0,0,0,0,0,0,0]
[11,6,0,0,0,0,0,0,0]
[12,0,0.99119170984455995,8.8082901554404104E-3,0,0,0,0,0]
[12,1,0.32307692307692298,0.67692307692307696,0,0,0,0,0]
[12,2,0,0.133333333333333,0.86666666666666703,0,0,0,0]
[12,3,0,0,0,0,0,0,0]
[12,4,0,0,0,0,0,0,0]
[12,5,0,0,0,0,0,0,0]
[12,6,0,0,0,0,0,0,0]
[13,0,0.99379524301964794,5.1706308169596699E-3,1.03412616339193E-3,0,0,0,0]
[13,1,0.28571428571428598,0.682539682539683,3.1746031746031703E-2,0,0,0,0]
[13,2,0,0.15384615384615399,0.84615384615384603,0,0,0,0]
[13,3,0,0,0,0,0,0,0]
[13,4,0,0,0,0,0,0,0]
[13,5,0,0,0,0,0,0,0]
[13,6,0,0,0,0,0,0,0]
[14,0,0.991237113402062,8.7628865979381392E-3,0,0,0,0,0]
[14,1,0.2,0.78181818181818197,1.8181818181818198E-2,0,0,0,0]
[14,2,0.133333333333333,6.6666666666666693E-2,0.8,0,0,0,0]
[14,3,0,0,0,0,0,0,0]
[14,4,0,0,0,0,0,0,0]
[14,5,0,0,0,0,0,0,0]
[14,6,0,0,0,0,0,0,0]
[15,0,0.99121900826446296,8.2644628099173608E-3,5.1652892561983505E-4,0,0,0,0]
[15,1,0.32786885245901598,0.62295081967213095,4.91803278688525E-2,0,0,0,0]
[15,2,7.69230769230769E-2,0,0.92307692307692302,0,0,0,0]
[15,3,0,0,0,0,0,0,0]
[15,4,0,0,0,0,0,0,0]
[15,5,0,0,0,0,0,0,0]
[15,6,0,0,0,0,0,0,0]
[16,0,0.99639175257732004,3.60824742268041E-3,0,0,0,0,0]
[16,1,0.31481481481481499,0.68518518518518501,0,0,0,0,0]
[16,2,0.3125,6.25E-2,0.625,0,0,0,0]
[16,3,0,0,0,0,0,0,0]
[16,4,0,0,0,0,0,0,0]
[16,5,0,0,0,0,0,0,0]
[16,6,0,0,0,0,0,0,0]
[17,0,0.99488491048593397,5.1150895140665001E-3,0,0,0,0,0]
[17,1,0.22222222222222199,0.77777777777777801,0,0,0,0,0]
[17,2,0.1,0,0.9,0,0,0,0]
[17,3,0,0,0,0,0,0,0]
[17,4,0,0,0,0,0,0,0]
[17,5,0,0,0,0,0,0,0]
[17,6,0,0,0,0,0,0,0]
[18,0,0.99386503067484699,5.6237218813905898E-3,5.1124744376278102E-4,0,0,0,0]
[18,1,0.4,0.6,0,0,0,0,0]
[18,2,0.11111111111111099,0.11111111111111099,0.77777777777777801,0,0,0,0]
[18,3,0,0,0,0,0,0,0]
[18,4,0,0,0,0,0,0,0]
[18,5,0,0,0,0,0,0,0]
[18,6,0,0,0,0,0,0,0]
[19,0,0.99745287824758,2.54712175241977E-3,0,0,0,0,0]
[19,1,0.256410256410256,0.74358974358974395,0,0,0,0,0]
[19,2,0,0.375,0.625,0,0,0,0]
[19,3,0,0,0,0,0,0,0]
[19,4,0,0,0,0,0,0,0]
[19,5,0,0,0,0,0,0,0]
[19,6,0,0,0,0,0,0,0]
[20,0,0.99745934959349603,2.5406504065040702E-3,0,0,0,0,0]
[20,1,0.29729729729729698,0.70270270270270296,0,0,0,0,0]
[20,2,0,0,1,0,0,0,0]
[20,3,0,0,0,0,0,0,0]
[20,4,0,0,0,0,0,0,0]
[20,5,0,0,0,0,0,0,0]
[20,6,0,0,0,0,0,0,0]
[21,0,0.99341438703140805,5.57244174265451E-3,1.01317122593718E-3,0,0,0,0]
[21,1,0.25806451612903197,0.74193548387096797,0,0,0,0,0]
[21,2,0,0,1,0,0,0,0]
[21,3,0,0,0,0,0,0,0]
[21,4,0,0,0,0,0,0,0]
[21,5,0,0,0,0,0,0,0]
[21,6,0,0,0,0,0,0,0]
[22,0,0.994413407821229,5.5865921787709499E-3,0,0,0,0,0]
[22,1,0.23529411764705899,0.73529411764705899,2.9411764705882401E-2,0,0,0,0]
[22,2,0.14285714285714299,0.14285714285714299,0.71428571428571397,0,0,0,0]
[22,3,0,0,0,0,0,0,0]
[22,4,0,0,0,0,0,0,0]
[22,5,0,0,0,0,0,0,0]
[22,6,0,0,0,0,0,0,0]
[23,0,0.99491611591255702,5.0838840874428103E-3,0,0,0,0,0]
[23,1,0.35135135135135098,0.64864864864864902,0,0,0,0,0]
[23,2,0.16666666666666699,0.16666666666666699,0.66666666666666696,0,0,0,0]
[23,3,0,0,0,0,0,0,0]
[23,4,0,0,0,0,0,0,0]
[23,5,0,0,0,0,0,0,0]
[23,6,0,0,0,0,0,0,0]
[24,0,0.98021308980213095,1.7250126839167899E-2,2.5367833587011698E-3,0,0,0,0]
[24,1,0.85714285714285698,0.14285714285714299,0,0,0,0,0]
[24,2,0.5,0,0.5,0,0,0,0]
[24,3,0,0,0,0,0,0,0]
[24,4,0,0,0,0,0,0,0]
[24,5,0,0,0,0,0,0,0]
[24,6,0,0,0,0,0,0,0]
[25,0,0.99338085539714904,5.6008146639511197E-3,1.0183299389002001E-3,0,0,0,0]
[25,1,0.28205128205128199,0.71794871794871795,0,0,0,0,0]
[25,2,0.14285714285714299,0.14285714285714299,0.71428571428571397,0,0,0,0]
[25,3,0,0,0,0,0,0,0]
[25,4,0,0,0,0,0,0,0]
[25,5,0,0,0,0,0,0,0]
[25,6,0,0,0,0,0,0,0]
[26,0,0.992358634742741,6.6225165562913899E-3,1.01884870096791E-3,0,0,0,0]
[26,1,0.2,0.8,0,0,0,0,0]
[26,2,0,0.14285714285714299,0.85714285714285698,0,0,0,0]
[26,3,0,0,0,0,0,0,0]
[26,4,0,0,0,0,0,0,0]
[26,5,0,0,0,0,0,0,0]
[26,6,0,0,0,0,0,0,0]
[27,0,0.99130879345603296,7.6687116564417204E-3,1.0224948875255601E-3,0,0,0,0]
[27,1,0.13043478260869601,0.86956521739130399,0,0,0,0,0]
[27,2,0.25,0,0.75,0,0,0,0]
[27,3,0,0,0,0,0,0,0]
[27,4,0,0,0,0,0,0,0]
[27,5,0,0,0,0,0,0,0]
[27,6,0,0,0,0,0,0,0]
[28,0,0.98972778633795599,9.7586029789419604E-3,5.1361068310220898E-4,0,0,0,0]
[28,1,0.18181818181818199,0.78181818181818197,3.6363636363636397E-2,0,0,0,0]
[28,2,0,0.25,0.75,0,0,0,0]
[28,3,0,0,0,0,0,0,0]
[28,4,0,0,0,0,0,0,0]
[28,5,0,0,0,0,0,0,0]
[28,6,0,0,0,0,0,0,0]
[29,0,0.98709344346928196,1.29065565307176E-2,0,0,0,0,0]
[29,1,0.171875,0.765625,6.25E-2,0,0,0,0]
[29,2,0.11111111111111099,0,0.88888888888888895,0,0,0,0]
[29,3,0,0,0,0,0,0,0]
[29,4,0,0,0,0,0,0,0]
[29,5,0,0,0,0,0,0,0]
[29,6,0,0,0,0,0,0,0]
[30,0,0.97765072765072802,2.0790020790020802E-2,1.55925155925156E-3,0,0,0,0]
[30,1,0.31081081081081102,0.62162162162162204,6.7567567567567599E-2,0,0,0,0]
[30,2,0.16666666666666699,0.41666666666666702,0.41666666666666702,0,0,0,0]
[30,3,0,0,0,0,0,0,0]
[30,4,0,0,0,0,0,0,0]
[30,5,0,0,0,0,0,0,0]
[30,6,0,0,0,0,0,0,0]
[31,0,0.99108079748163702,7.8698845750262304E-3,1.04931794333683E-3,0,0,0,0]
[31,1,0.25274725274725302,0.71428571428571397,3.2967032967033003E-2,0,0,0,0]
[31,2,0,0.15384615384615399,0.84615384615384603,0,0,0,0]
[31,3,0,0,0,0,0,0,0]
[31,4,0,0,0,0,0,0,0]
[31,5,0,0,0,0,0,0,0]
[31,6,0,0,0,0,0,0,0]
[32,0,0.98953974895397501,9.4142259414225892E-3,1.0460251046025099E-3,0,0,0,0]
[32,1,0.24390243902438999,0.73170731707317105,2.4390243902439001E-2,0,0,0,0]
[32,2,6.25E-2,0.1875,0.75,0,0,0,0]
[32,3,0,0,0,0,0,0,0]
[32,4,0,0,0,0,0,0,0]
[32,5,0,0,0,0,0,0,0]
[32,6,0,0,0,0,0,0,0]
[33,0,0.98222686879247301,1.7250392054364901E-2,5.2273915316257196E-4,0,0,0,0]
[33,1,0.209876543209877,0.76543209876543195,2.4691358024691398E-2,0,0,0,0]
[33,2,0.25,0.1875,0.5625,0,0,0,0]
[33,3,0,0,0,0,0,0,0]
[33,4,0,0,0,0,0,0,0]
[33,5,0,0,0,0,0,0,0]
[33,6,0,0,0,0,0,0,0]
[34,0,0.99105263157894696,7.8947368421052599E-3,1.0526315789473699E-3,0,0,0,0]
[34,1,0.13265306122449,0.83673469387755095,3.06122448979592E-2,0,0,0,0]
[34,2,0,8.3333333333333301E-2,0.91666666666666696,0,0,0,0]
[34,3,0,0,0,0,0,0,0]
[34,4,0,0,0,0,0,0,0]
[34,5,0,0,0,0,0,0,0]
[34,6,0,0,0,0,0,0,0]
[35,0,0.979430379746835,2.0569620253164601E-2,0,0,0,0,0]
[35,1,0.22448979591836701,0.72448979591836704,5.10204081632653E-2,0,0,0,0]
[35,2,0,0.1875,0.8125,0,0,0,0]
[35,3,0,0,0,0,0,0,0]
[35,4,0,0,0,0,0,0,0]
[35,5,0,0,0,0,0,0,0]
[35,6,0,0,0,0,0,0,0]
[36,0,0.961149547631719,3.5657264502394898E-2,3.1931878658861099E-3,0,0,0,0]
[36,1,0.15044247787610601,0.81415929203539805,3.5398230088495602E-2,0,0,0,0]
[36,2,5.5555555555555601E-2,0.16666666666666699,0.77777777777777801,0,0,0,0]
[36,3,0,0,0,0,0,0,0]
[36,4,0,0,0,0,0,0,0]
[36,5,0,0,0,0,0,0,0]
[36,6,0,0,0,0,0,0,0]
[37,0,0.98245614035087703,1.6447368421052599E-2,1.0964912280701799E-3,0,0,0,0]
[37,1,9.8765432098765399E-2,0.85185185185185197,4.9382716049382699E-2,0,0,0,0]
[37,2,4.1666666666666699E-2,0.16666666666666699,0.79166666666666696,0,0,0,0]
[37,3,0,0,0,0,0,0,0]
[37,4,0,0,0,0,0,0,0]
[37,5,0,0,0,0,0,0,0]
[37,6,0,0,0,0,0,0,0]
[38,0,0.98065229408512999,1.8242122719734698E-2,1.10558319513543E-3,0,0,0,0]
[38,1,0.127906976744186,0.831395348837209,4.0697674418604703E-2,0,0,0,0]
[38,2,3.4482758620689703E-2,0.17241379310344801,0.79310344827586199,0,0,0,0]
[38,3,0,0,0,0,0,0,0]
[38,4,0,0,0,0,0,0,0]
[38,5,0,0,0,0,0,0,0]
[38,6,0,0,0,0,0,0,0]
[39,0,0.96494156928213703,3.3945464663327797E-2,1.11296605453534E-3,0,0,0,0]
[39,1,0.110497237569061,0.80662983425414403,8.2872928176795604E-2,0,0,0,0]
[39,2,3.125E-2,0.1875,0.78125,0,0,0,0]
[39,3,0,0,0,0,0,0,0]
[39,4,0,0,0,0,0,0,0]
[39,5,0,0,0,0,0,0,0]
[39,6,0,0,0,0,0,0,0]
[40,0,0.96011396011396,3.4757834757834803E-2,5.1282051282051299E-3,0,0,0,0]
[40,1,0.107981220657277,0.83568075117370899,5.63380281690141E-2,0,0,0,0]
[40,2,2.3809523809523801E-2,0.119047619047619,0.85714285714285698,0,0,0,0]
[40,3,0,0,0,0,0,0,0]
[40,4,0,0,0,0,0,0,0]
[40,5,0,0,0,0,0,0,0]
[40,6,0,0,0,0,0,0,0]
[41,0,0.94675248683440605,4.7396138092451703E-2,5.85137507314219E-3,0,0,0,0]
[41,1,0.102459016393443,0.81967213114754101,7.7868852459016397E-2,0,0,0,0]
[41,2,1.7543859649122799E-2,7.0175438596491196E-2,0.91228070175438603,0,0,0,0]
[41,3,0,0,0,0,0,0,0]
[41,4,0,0,0,0,0,0,0]
[41,5,0,0,0,0,0,0,0]
[41,6,0,0,0,0,0,0,0]
[42,0,0.86800486618004902,0.10644768856447701,2.5547445255474501E-2,0,0,0,0]
[42,1,0.101754385964912,0.69122807017543897,0.20701754385964899,0,0,0,0]
[42,2,2.4691358024691398E-2,0.148148148148148,0.82716049382716095,0,0,0,0]
[42,3,0,0,0,0,0,0,0]
[42,4,0,0,0,0,0,0,0]
[42,5,0,0,0,0,0,0,0]
[42,6,0,0,0,0,0,0,0]
[43,0,0.947873799725652,4.5953360768175598E-2,6.17283950617284E-3,0,0,0,0]
[43,1,6.25E-2,0.84114583333333304,9.6354166666666699E-2,0,0,0,0]
[43,2,5.9523809523809503E-3,5.95238095238095E-2,0.93452380952380998,0,0,0,0]
[43,3,0,0,0,0,0,0,0]
[43,4,0,0,0,0,0,0,0]
[43,5,0,0,0,0,0,0,0]
[43,6,0,0,0,0,0,0,0]
[44,0,0.92892679459843597,6.4676616915422896E-2,6.3965884861407196E-3,0,0,0,0]
[44,1,0.06,0.84,0.1,0,0,0,0]
[44,2,4.92610837438424E-3,5.4187192118226597E-2,0.94088669950738901,0,0,0,0]
[44,3,0,0,0,0,0,0,0]
[44,4,0,0,0,0,0,0,0]
[44,5,0,0,0,0,0,0,0]
[44,6,0,0,0,0,0,0,0]
[45,0,0.87537537537537502,0.105855855855856,1.87687687687688E-2,0,0,0,0]
[45,1,5.7077625570776301E-2,0.78767123287671204,0.15525114155251099,0,0,0,0]
[45,2,1.2500000000000001E-2,6.6666666666666693E-2,0.92083333333333295,0,0,0,0]
[45,3,0,0,0,0,0,0,0]
[45,4,0,0,0,0,0,0,0]
[45,5,0,0,0,0,0,0,0]
[45,6,0,0,0,0,0,0,0]
[46,0,0.93634840871021796,5.6113902847571201E-2,7.5376884422110602E-3,0,0,0,0]
[46,1,6.5737051792828696E-2,0.83266932270916305,0.101593625498008,0,0,0,0]
[46,2,2.54777070063694E-2,4.7770700636942699E-2,0.92675159235668803,0,0,0,0]
[46,3,0,0,0,0,0,0,0]
[46,4,0,0,0,0,0,0,0]
[46,5,0,0,0,0,0,0,0]
[46,6,0,0,0,0,0,0,0]
[47,0,0.89559965487489201,8.7144089732528004E-2,1.72562553925798E-2,0,0,0,0]
[47,1,0.05,0.83399999999999996,0.11600000000000001,0,0,0,0]
[47,2,1.7094017094017099E-2,7.1225071225071199E-2,0.91168091168091203,0,0,0,0]
[47,3,0,0,0,0,0,0,0]
[47,4,0,0,0,0,0,0,0]
[47,5,0,0,0,0,0,0,0]
[47,6,0,0,0,0,0,0,0]
[48,0,0.82507015902712799,0.14312441534144099,3.1805425631431197E-2,0,0,0,0]
[48,1,4.2357274401473299E-2,0.75138121546961301,0.206261510128913,0,0,0,0]
[48,2,2.01005025125628E-2,6.0301507537688398E-2,0.91959798994974895,0,0,0,0]
[48,3,0,0,0,0,0,0,0]
[48,4,0,0,0,0,0,0,0]
[48,5,0,0,0,0,0,0,0]
[48,6,0,0,0,0,0,0,0]
[49,0,0.89813800657174103,8.7623220153340606E-2,1.4238773274917901E-2,0,0,0,0]
[49,1,3.9316239316239301E-2,0.80512820512820504,0.155555555555556,0,0,0,0]
[49,2,7.8125E-3,4.296875E-2,0.94921875,0,0,0,0]
[49,3,0,0,0,0,0,0,0]
[49,4,0,0,0,0,0,0,0]
[49,5,0,0,0,0,0,0,0]
[49,6,0,0,0,0,0,0,0]
[50,0,0.89374262101534796,8.7367178276269206E-2,1.8890200708382501E-2,0,0,0,0]
[50,1,4.8865619546247803E-2,0.82547993019197197,0.12565445026177999,0,0,0,0]
[50,2,8.4745762711864406E-3,5.4237288135593198E-2,0.93728813559322,0,0,0,0]
[50,3,0,0,0,0,0,0,0]
[50,4,0,0,0,0,0,0,0]
[50,5,0,0,0,0,0,0,0]
[50,6,0,0,0,0,0,0,0]
[51,0,0.87088607594936696,0.10379746835443,2.53164556962025E-2,0,0,0,0]
[51,1,4.3177892918825601E-2,0.80138169257340197,0.15544041450777199,0,0,0,0]
[51,2,2.3400936037441498E-2,5.9282371294851803E-2,0.91731669266770699,0,0,0,0]
[51,3,0,0,0,0,0,0,0]
[51,4,0,0,0,0,0,0,0]
[51,5,0,0,0,0,0,0,0]
[51,6,0,0,0,0,0,0,0]
[52,0,0.91758241758241799,6.8681318681318701E-2,1.37362637362637E-2,0,0,0,0]
[52,1,4.6232876712328799E-2,0.85616438356164404,9.7602739726027399E-2,0,0,0,0]
[52,2,1.7191977077363901E-2,5.0143266475644703E-2,0.93266475644699098,0,0,0,0]
[52,3,0,0,0,0,0,0,0]
[52,4,0,0,0,0,0,0,0]
[52,5,0,0,0,0,0,0,0]
[52,6,0,0,0,0,0,0,0]
[53,0,0.88401697312588401,0.101838755304102,1.41442715700141E-2,0,0,0,0]
[53,1,4.2735042735042701E-2,0.85128205128205103,0.10598290598290599,0,0,0,0]
[53,2,1.39275766016713E-2,5.5710306406685201E-2,0.93036211699164395,0,0,0,0]
[53,3,0,0,0,0,0,0,0]
[53,4,0,0,0,0,0,0,0]
[53,5,0,0,0,0,0,0,0]
[53,6,0,0,0,0,0,0,0]
[54,0,0.81666666666666698,0.15151515151515199,3.1818181818181801E-2,0,0,0,0]
[54,1,4.7540983606557403E-2,0.77377049180327895,0.17868852459016399,0,0,0,0]
[54,2,2.1621621621621599E-2,7.1621621621621598E-2,0.90675675675675704,0,0,0,0]
[54,3,0,0,0,0,0,0,0]
[54,4,0,0,0,0,0,0,0]
[54,5,0,0,0,0,0,0,0]
[54,6,0,0,0,0,0,0,0]
[55,0,0.87328767123287698,0.10958904109589,1.71232876712329E-2,0,0,0,0]
[55,1,3.2000000000000001E-2,0.87519999999999998,9.2799999999999994E-2,0,0,0,0]
[55,2,1.4981273408239701E-2,3.99500624219725E-2,0.94506866416978796,0,0,0,0]
[55,3,0,0,0,0,0,0,0]
[55,4,0,0,0,0,0,0,0]
[55,5,0,0,0,0,0,0,0]
[55,6,0,0,0,0,0,0,0]
[56,0,0.92066420664206605,5.9040590405904099E-2,2.0295202952029499E-2,0,0,0,0]
[56,1,4.0435458786936197E-2,0.85847589424572301,0.101088646967341,0,0,0,0]
[56,2,1.6969696969696999E-2,4.60606060606061E-2,0.93696969696969701,0,0,0,0]
[56,3,0,0,0,0,0,0,0]
[56,4,0,0,0,0,0,0,0]
[56,5,0,0,0,0,0,0,0]
[56,6,0,0,0,0,0,0,0]
[57,0,0.89610389610389596,8.5343228200371102E-2,1.8552875695732801E-2,0,0,0,0]
[57,1,4.8231511254019303E-2,0.81511254019292601,0.13665594855305499,0,0,0,0]
[57,2,2.1201413427561801E-2,5.5359246171966997E-2,0.92343934040047104,0,0,0,0]
[57,3,0,0,0,0,0,0,0]
[57,4,0,0,0,0,0,0,0]
[57,5,0,0,0,0,0,0,0]
[57,6,0,0,0,0,0,0,0]
[58,0,0.95480225988700596,4.1431261770244802E-2,3.7664783427495299E-3,0,0,0,0]
[58,1,3.6666666666666702E-2,0.91,5.3333333333333302E-2,0,0,0,0]
[58,2,2.16154721274175E-2,4.3230944254835001E-2,0.93515358361774703,0,0,0,0]
[58,3,0,0,0,0,0,0,0]
[58,4,0,0,0,0,0,0,0]
[58,5,0,0,0,0,0,0,0]
[58,6,0,0,0,0,0,0,0]
[59,0,0.928832116788321,6.2043795620437998E-2,9.1240875912408804E-3,0,0,0,0]
[59,1,5.2805280528052799E-2,0.87623762376237602,7.0957095709570997E-2,0,0,0,0]
[59,2,3.50467289719626E-2,5.60747663551402E-2,0.90887850467289699,0,0,0,0]
[59,3,0,0,0,0,0,0,0]
[59,4,0,0,0,0,0,0,0]
[59,5,0,0,0,0,0,0,0]
[59,6,0,0,0,0,0,0,0]
[60,0,0.82837127845884395,0.140105078809107,3.1523642732049002E-2,0,0,0,0]
[60,1,0.10114192495921701,0.73572593800978803,0.16313213703099499,0,0,0,0]
[60,2,5.0847457627118599E-2,0.11259079903147701,0.83656174334140398,0,0,0,0]
[60,3,0,0,0,0,0,0,0]
[60,4,0,0,0,0,0,0,0]
[60,5,0,0,0,0,0,0,0]
[60,6,0,0,0,0,0,0,0]
[61,0,0.95840554592720995,3.1195840554592701E-2,1.03986135181976E-2,0,0,0,0]
[61,1,3.04487179487179E-2,0.91025641025641002,5.9294871794871799E-2,0,0,0,0]
[61,2,1.48331273176761E-2,2.8430160692212599E-2,0.95673671199011101,0,0,0,0]
[61,3,0,0,0,0,0,0,0]
[61,4,0,0,0,0,0,0,0]
[61,5,0,0,0,0,0,0,0]
[61,6,0,0,0,0,0,0,0]
[62,0,0.95890410958904104,3.42465753424658E-2,6.8493150684931503E-3,0,0,0,0]
[62,1,4.5977011494252901E-2,0.90804597701149403,4.5977011494252901E-2,0,0,0,0]
[62,2,2.0807833537331701E-2,5.2631578947368397E-2,0.92656058751530002,0,0,0,0]
[62,3,0,0,0,0,0,0,0]
[62,4,0,0,0,0,0,0,0]
[62,5,0,0,0,0,0,0,0]
[62,6,0,0,0,0,0,0,0]
[63,0,0.92727272727272703,6.1157024793388401E-2,1.15702479338843E-2,0,0,0,0]
[63,1,6.4935064935064901E-2,0.85064935064935099,8.4415584415584402E-2,0,0,0,0]
[63,2,2.7883396704689499E-2,6.4638783269962002E-2,0.90747782002534805,0,0,0,0]
[63,3,0,0,0,0,0,0,0]
[63,4,0,0,0,0,0,0,0]
[63,5,0,0,0,0,0,0,0]
[63,6,0,0,0,0,0,0,0]
[64,0,0.95826645264847499,3.2102728731942198E-2,9.6308186195826605E-3,0,0,0,0]
[64,1,3.7581699346405199E-2,0.91339869281045705,4.9019607843137303E-2,0,0,0,0]
[64,2,2.0645161290322601E-2,5.0322580645161298E-2,0.92903225806451595,0,0,0,0]
[64,3,0,0,0,0,0,0,0]
[64,4,0,0,0,0,0,0,0]
[64,5,0,0,0,0,0,0,0]
[64,6,0,0,0,0,0,0,0]
[65,0,0.94496855345911901,4.71698113207547E-2,7.8616352201257896E-3,0,0,0,0]
[65,1,5.1779935275080902E-2,0.88673139158576098,6.1488673139158602E-2,0,0,0,0]
[65,2,3.4391534391534397E-2,5.4232804232804202E-2,0.91137566137566095,0,0,0,0]
[65,3,0,0,0,0,0,0,0]
[65,4,0,0,0,0,0,0,0]
[65,5,0,0,0,0,0,0,0]
[65,6,0,0,0,0,0,0,0]
[66,0,0.939301972685888,4.4006069802731397E-2,1.66919575113809E-2,0,0,0,0]
[66,1,5.9773828756058203E-2,0.84652665589660703,9.3699515347334394E-2,0,0,0,0]
[66,2,2.86885245901639E-2,8.3333333333333301E-2,0.88797814207650305,0,0,0,0]
[66,3,0,0,0,0,0,0,0]
[66,4,0,0,0,0,0,0,0]
[66,5,0,0,0,0,0,0,0]
[66,6,0,0,0,0,0,0,0]
[67,0,0.95864106351551004,3.10192023633678E-2,1.03397341211226E-2,0,0,0,0]
[67,1,4.0716612377850202E-2,0.89087947882736196,6.8403908794788304E-2,0,0,0,0]
[67,2,1.8080667593880401E-2,4.0333796940194698E-2,0.94158553546592505,0,0,0,0]
[67,3,0,0,0,0,0,0,0]
[67,4,0,0,0,0,0,0,0]
[67,5,0,0,0,0,0,0,0]
[67,6,0,0,0,0,0,0,0]
[68,0,0.96360989810771502,2.91120815138282E-2,7.2780203784570596E-3,0,0,0,0]
[68,1,4.1876046901172498E-2,0.89949748743718605,5.8626465661641501E-2,0,0,0,0]
[68,2,1.6528925619834701E-2,4.6831955922865001E-2,0.93663911845729997,0,0,0,0]
[68,3,0,0,0,0,0,0,0]
[68,4,0,0,0,0,0,0,0]
[68,5,0,0,0,0,0,0,0]
[68,6,0,0,0,0,0,0,0]
[69,0,0.935622317596567,5.2932761087267501E-2,1.1444921316166E-2,0,0,0,0]
[69,1,4.7377326565143797E-2,0.88494077834179397,6.7681895093062605E-2,0,0,0,0]
[69,2,2.6388888888888899E-2,4.72222222222222E-2,0.92638888888888904,0,0,0,0]
[69,3,0,0,0,0,0,0,0]
[69,4,0,0,0,0,0,0,0]
[69,5,0,0,0,0,0,0,0]
[69,6,0,0,0,0,0,0,0]
[70,0,0.947218259629101,3.8516405135520702E-2,1.4265335235378001E-2,0,0,0,0]
[70,1,3.7037037037037E-2,0.91245791245791197,5.0505050505050497E-2,0,0,0,0]
[70,2,1.6783216783216801E-2,4.6153846153846198E-2,0.93706293706293697,0,0,0,0]
[70,3,0,0,0,0,0,0,0]
[70,4,0,0,0,0,0,0,0]
[70,5,0,0,0,0,0,0,0]
[70,6,0,0,0,0,0,0,0]
[71,0,0.95415472779369603,3.2951289398280799E-2,1.28939828080229E-2,0,0,0,0]
[71,1,6.3122923588039906E-2,0.87707641196013297,5.9800664451827197E-2,0,0,0,0]
[71,2,1.4084507042253501E-2,4.5070422535211298E-2,0.94084507042253496,0,0,0,0]
[71,3,0,0,0,0,0,0,0]
[71,4,0,0,0,0,0,0,0]
[71,5,0,0,0,0,0,0,0]
[71,6,0,0,0,0,0,0,0]
[72,0,0.91876750700280096,5.3221288515406202E-2,2.8011204481792701E-2,0,0,0,0]
[72,1,6.0034305317324198E-2,0.81646655231560905,0.12349914236706699,0,0,0,0]
[72,2,2.2440392706872401E-2,5.0490883590462797E-2,0.92706872370266502,0,0,0,0]
[72,3,0,0,0,0,0,0,0]
[72,4,0,0,0,0,0,0,0]
[72,5,0,0,0,0,0,0,0]
[72,6,0,0,0,0,0,0,0]
[73,0,0.92644978783592602,5.37482319660538E-2,1.9801980198019799E-2,0,0,0,0]
[73,1,5.4545454545454501E-2,0.85636363636363599,8.9090909090909096E-2,0,0,0,0]
[73,2,9.2961487383798093E-3,3.45285524568393E-2,0.95617529880478103,0,0,0,0]
[73,3,0,0,0,0,0,0,0]
[73,4,0,0,0,0,0,0,0]
[73,5,0,0,0,0,0,0,0]
[73,6,0,0,0,0,0,0,0]
[74,0,0.95086705202312105,3.7572254335260097E-2,1.15606936416185E-2,0,0,0,0]
[74,1,2.4299065420560699E-2,0.88785046728971995,8.7850467289719597E-2,0,0,0,0]
[74,2,8.9399744572158397E-3,3.8314176245210697E-2,0.952745849297573,0,0,0,0]
[74,3,0,0,0,0,0,0,0]
[74,4,0,0,0,0,0,0,0]
[74,5,0,0,0,0,0,0,0]
[74,6,0,0,0,0,0,0,0]
[75,0,0.94247787610619504,4.5722713864306798E-2,1.1799410029498501E-2,0,0,0,0]
[75,1,4.3314500941619601E-2,0.88888888888888895,6.7796610169491497E-2,0,0,0,0]
[75,2,1.2484394506866401E-2,3.7453183520599301E-2,0.95006242197253399,0,0,0,0]
[75,3,0,0,0,0,0,0,0]
[75,4,0,0,0,0,0,0,0]
[75,5,0,0,0,0,0,0,0]
[75,6,0,0,0,0,0,0,0]
[76,0,0.94642857142857095,2.9761904761904798E-2,2.3809523809523801E-2,0,0,0,0]
[76,1,4.69043151969981E-2,0.90243902439024404,5.0656660412758001E-2,0,0,0,0]
[76,2,1.3664596273291901E-2,2.8571428571428598E-2,0.95776397515528,0,0,0,0]
[76,3,0,0,0,0,0,0,0]
[76,4,0,0,0,0,0,0,0]
[76,5,0,0,0,0,0,0,0]
[76,6,0,0,0,0,0,0,0]
[77,0,0.952380952380952,3.2738095238095198E-2,1.4880952380952399E-2,0,0,0,0]
[77,1,4.9618320610687001E-2,0.88549618320610701,6.4885496183206104E-2,0,0,0,0]
[77,2,7.3710073710073704E-3,4.4226044226044203E-2,0.94840294840294803,0,0,0,0]
[77,3,0,0,0,0,0,0,0]
[77,4,0,0,0,0,0,0,0]
[77,5,0,0,0,0,0,0,0]
[77,6,0,0,0,0,0,0,0]
[78,0,0.90625,5.6547619047618999E-2,3.7202380952381001E-2,0,0,0,0]
[78,1,8.6206896551724102E-2,0.78927203065134099,0.124521072796935,0,0,0,0]
[78,2,3.6764705882352901E-2,6.6176470588235295E-2,0.89705882352941202,0,0,0,0]
[78,3,0,0,0,0,0,0,0]
[78,4,0,0,0,0,0,0,0]
[78,5,0,0,0,0,0,0,0]
[78,6,0,0,0,0,0,0,0]
[79,0,0.963450292397661,3.07017543859649E-2,5.8479532163742704E-3,0,0,0,0]
[79,1,2.18253968253968E-2,0.93650793650793696,4.1666666666666699E-2,0,0,0,0]
[79,2,8.5158150851581509E-3,3.1630170316301699E-2,0.95985401459854003,0,0,0,0]
[79,3,0,0,0,0,0,0,0]
[79,4,0,0,0,0,0,0,0]
[79,5,0,0,0,0,0,0,0]
[79,6,0,0,0,0,0,0,0]
[80,0,0.96307237813884805,2.5110782865583499E-2,1.18168389955687E-2,0,0,0,0]
[80,1,4.6242774566474E-2,0.89595375722543402,5.7803468208092498E-2,0,0,0,0]
[80,2,1.84275184275184E-2,3.4398034398034398E-2,0.94717444717444699,0,0,0,0]
[80,3,0,0,0,0,0,0,0]
[80,4,0,0,0,0,0,0,0]
[80,5,0,0,0,0,0,0,0]
[80,6,0,0,0,0,0,0,0]
[81,0,0.96382054992764099,2.7496382054992798E-2,8.6830680173661402E-3,0,0,0,0]
[81,1,4.5098039215686302E-2,0.89215686274509798,6.2745098039215699E-2,0,0,0,0]
[81,2,2.3485784919653901E-2,4.9443757725587102E-2,0.92707045735475901,0,0,0,0]
[81,3,0,0,0,0,0,0,0]
[81,4,0,0,0,0,0,0,0]
[81,5,0,0,0,0,0,0,0]
[81,6,0,0,0,0,0,0,0]
[82,0,0.97033898305084698,2.4011299435028201E-2,5.6497175141242903E-3,0,0,0,0]
[82,1,4.4747081712062299E-2,0.90856031128404702,4.66926070038911E-2,0,0,0,0]
[82,2,1.01522842639594E-2,3.4263959390862901E-2,0.955583756345178,0,0,0,0]
[82,3,0,0,0,0,0,0,0]
[82,4,0,0,0,0,0,0,0]
[82,5,0,0,0,0,0,0,0]
[82,6,0,0,0,0,0,0,0]
[83,0,0.96378830083565503,2.3676880222841201E-2,1.2534818941504201E-2,0,0,0,0]
[83,1,7.2407045009784704E-2,0.88845401174168304,3.9138943248532301E-2,0,0,0,0]
[83,2,2.30473751600512E-2,5.24967989756722E-2,0.92445582586427699,0,0,0,0]
[83,3,0,0,0,0,0,0,0]
[83,4,0,0,0,0,0,0,0]
[83,5,0,0,0,0,0,0,0]
[83,6,0,0,0,0,0,0,0]
[84,0,0.95180722891566305,3.2128514056224897E-2,1.60642570281124E-2,0,0,0,0]
[84,1,8.0078125E-2,0.83203125,8.7890625E-2,0,0,0,0]
[84,2,4.2609853528628498E-2,7.72303595206391E-2,0.88015978695073205,0,0,0,0]
[84,3,0,0,0,0,0,0,0]
[84,4,0,0,0,0,0,0,0]
[84,5,0,0,0,0,0,0,0]
[84,6,0,0,0,0,0,0,0]
[85,0,0.94770408163265296,3.8265306122449001E-2,1.4030612244898001E-2,0,0,0,0]
[85,1,4.9212598425196902E-2,0.89960629921259805,5.1181102362204703E-2,0,0,0,0]
[85,2,1.39275766016713E-2,3.2033426183843999E-2,0.95403899721448504,0,0,0,0]
[85,3,0,0,0,0,0,0,0]
[85,4,0,0,0,0,0,0,0]
[85,5,0,0,0,0,0,0,0]
[85,6,0,0,0,0,0,0,0]
[86,0,0.96143958868894597,2.3136246786632401E-2,1.5424164524421601E-2,0,0,0,0]
[86,1,5.0980392156862703E-2,0.89607843137254894,5.29411764705882E-2,0,0,0,0]
[86,2,1.1080332409972299E-2,4.29362880886427E-2,0.945983379501385,0,0,0,0]
[86,3,0,0,0,0,0,0,0]
[86,4,0,0,0,0,0,0,0]
[86,5,0,0,0,0,0,0,0]
[86,6,0,0,0,0,0,0,0]
[87,0,0.94757033248081801,3.4526854219948798E-2,1.7902813299232701E-2,0,0,0,0]
[87,1,6.5217391304347797E-2,0.873517786561265,6.1264822134387401E-2,0,0,0,0]
[87,2,1.6620498614958502E-2,6.5096952908587302E-2,0.91828254847645396,0,0,0,0]
[87,3,0,0,0,0,0,0,0]
[87,4,0,0,0,0,0,0,0]
[87,5,0,0,0,0,0,0,0]
[87,6,0,0,0,0,0,0,0]
[88,0,0.961832061068702,2.54452926208651E-2,1.27226463104326E-2,0,0,0,0]
[88,1,4.4573643410852702E-2,0.91472868217054304,4.0697674418604703E-2,0,0,0,0]
[88,2,1.27118644067797E-2,4.2372881355932202E-2,0.94491525423728795,0,0,0,0]
[88,3,0,0,0,0,0,0,0]
[88,4,0,0,0,0,0,0,0]
[88,5,0,0,0,0,0,0,0]
[88,6,0,0,0,0,0,0,0]
[89,0,0.94670050761421298,3.4263959390862901E-2,1.9035532994923901E-2,0,0,0,0]
[89,1,4.2145593869731802E-2,0.91570881226053602,4.2145593869731802E-2,0,0,0,0]
[89,2,1.7142857142857099E-2,0.05,0.93285714285714305,0,0,0,0]
[89,3,0,0,0,0,0,0,0]
[89,4,0,0,0,0,0,0,0]
[89,5,0,0,0,0,0,0,0]
[89,6,0,0,0,0,0,0,0]
[90,0,0.95769230769230795,3.3333333333333298E-2,8.9743589743589702E-3,0,0,0,0]
[90,1,4.6296296296296301E-2,0.87777777777777799,7.5925925925925897E-2,0,0,0,0]
[90,2,1.8840579710144901E-2,5.3623188405797099E-2,0.92753623188405798,0,0,0,0]
[90,3,0,0,0,0,0,0,0]
[90,4,0,0,0,0,0,0,0]
[90,5,0,0,0,0,0,0,0]
[90,6,0,0,0,0,0,0,0]
[91,0,0.95541401273885396,3.0573248407643298E-2,1.4012738853503201E-2,0,0,0,0]
[91,1,3.7243947858473E-2,0.89944134078212301,6.3314711359404099E-2,0,0,0,0]
[91,2,5.8139534883720903E-3,2.32558139534884E-2,0.97093023255813904,0,0,0,0]
[91,3,0,0,0,0,0,0,0]
[91,4,0,0,0,0,0,0,0]
[91,5,0,0,0,0,0,0,0]
[91,6,0,0,0,0,0,0,0]
[92,0,0.94573643410852704,3.74677002583979E-2,1.6795865633074902E-2,0,0,0,0]
[92,1,2.4856596558317401E-2,0.93499043977055496,4.0152963671128097E-2,0,0,0,0]
[92,2,9.81767180925666E-3,3.0855539971949501E-2,0.95932678821879402,0,0,0,0]
[92,3,0,0,0,0,0,0,0]
[92,4,0,0,0,0,0,0,0]
[92,5,0,0,0,0,0,0,0]
[92,6,0,0,0,0,0,0,0]
[93,0,0.94281914893617003,4.1223404255319097E-2,1.5957446808510599E-2,0,0,0,0]
[93,1,3.8888888888888903E-2,0.88888888888888895,7.2222222222222202E-2,0,0,0,0]
[93,2,1.67130919220056E-2,3.06406685236769E-2,0.95264623955431804,0,0,0,0]
[93,3,0,0,0,0,0,0,0]
[93,4,0,0,0,0,0,0,0]
[93,5,0,0,0,0,0,0,0]
[93,6,0,0,0,0,0,0,0]
[94,0,0.95417789757412397,3.3692722371967701E-2,1.2129380053908401E-2,0,0,0,0]
[94,1,2.6266416510319E-2,0.90431519699812402,6.9418386491557196E-2,0,0,0,0]
[94,2,1.08843537414966E-2,1.7687074829931999E-2,0.97142857142857097,0,0,0,0]
[94,3,0,0,0,0,0,0,0]
[94,4,0,0,0,0,0,0,0]
[94,5,0,0,0,0,0,0,0]
[94,6,0,0,0,0,0,0,0]
[95,0,0.96027397260273994,3.1506849315068503E-2,8.21917808219178E-3,0,0,0,0]
[95,1,1.9230769230769201E-2,0.93653846153846199,4.4230769230769199E-2,0,0,0,0]
[95,2,5.2631578947368403E-3,3.2894736842105303E-2,0.96184210526315805,0,0,0,0]
[95,3,0,0,0,0,0,0,0]
[95,4,0,0,0,0,0,0,0]
[95,5,0,0,0,0,0,0,0]
[95,6,0,0,0,0,0,0,0]
[96,0,0.85454545454545505,8.6713286713286694E-2,5.8741258741258698E-2,0,0,0,0]
[96,1,5.4205607476635498E-2,0.78691588785046696,0.15887850467289699,0,0,0,0]
[96,2,2.23684210526316E-2,7.6315789473684198E-2,0.90131578947368396,0,0,0,0]
[96,3,0,0,0,0,0,0,0]
[96,4,0,0,0,0,0,0,0]
[96,5,0,0,0,0,0,0,0]
[96,6,0,0,0,0,0,0,0]
[97,0,0.95281582952815802,3.0441400304414001E-2,1.6742770167427701E-2,0,0,0,0]
[97,1,2.7726432532347502E-2,0.92051756007393704,5.1756007393715303E-2,0,0,0,0]
[97,2,4.92610837438424E-3,1.6009852216748801E-2,0.97906403940886699,0,0,0,0]
[97,3,0,0,0,0,0,0,0]
[97,4,0,0,0,0,0,0,0]
[97,5,0,0,0,0,0,0,0]
[97,6,0,0,0,0,0,0,0]
[98,0,0.95813953488372094,2.32558139534884E-2,1.8604651162790701E-2,0,0,0,0]
[98,1,2.6365348399246698E-2,0.902071563088512,7.1563088512241094E-2,0,0,0,0]
[98,2,5.99520383693046E-3,1.4388489208633099E-2,0.97961630695443602,0,0,0,0]
[98,3,0,0,0,0,0,0,0]
[98,4,0,0,0,0,0,0,0]
[98,5,0,0,0,0,0,0,0]
[98,6,0,0,0,0,0,0,0]
[99,0,0.92307692307692302,4.5525902668759798E-2,3.1397174254317102E-2,0,0,0,0]
[99,1,2.5691699604743101E-2,0.84584980237154195,0.12845849802371501,0,0,0,0]
[99,2,4.61361014994233E-3,2.5374855824682799E-2,0.97001153402537499,0,0,0,0]
[99,3,0,0,0,0,0,0,0]
[99,4,0,0,0,0,0,0,0]
[99,5,0,0,0,0,0,0,0]
[99,6,0,0,0,0,0,0,0]
[100,0,0.94876033057851195,3.6363636363636397E-2,1.48760330578512E-2,0,0,0,0]
[100,1,2.9227557411273499E-2,0.91440501043841305,5.6367432150313201E-2,0,0,0,0]
[100,2,4.3196544276457903E-3,2.0518358531317501E-2,0.97516198704103696,0,0,0,0]
[100,3,0,0,0,0,0,0,0]
[100,4,0,0,0,0,0,0,0]
[100,5,0,0,0,0,0,0,0]
[100,6,0,0,0,0,0,0,0]
[101,0,0.92736486486486502,4.72972972972973E-2,2.5337837837837801E-2,0,0,0,0]
[101,1,3.1315240083507299E-2,0.88100208768267196,8.7682672233820494E-2,0,0,0,0]
[101,2,3.1948881789137401E-3,2.7689030883919101E-2,0.96911608093716695,0,0,0,0]
[101,3,0,0,0,0,0,0,0]
[101,4,0,0,0,0,0,0,0]
[101,5,0,0,0,0,0,0,0]
[101,6,0,0,0,0,0,0,0]
[102,0,0.89241622574955903,6.5255731922398599E-2,4.2328042328042298E-2,0,0,0,0]
[102,1,4.4117647058823498E-2,0.86134453781512599,9.4537815126050403E-2,0,0,0,0]
[102,2,9.3071354705273994E-3,2.3784901758014499E-2,0.96690796277145796,0,0,0,0]
[102,3,0,0,0,0,0,0,0]
[102,4,0,0,0,0,0,0,0]
[102,5,0,0,0,0,0,0,0]
[102,6,0,0,0,0,0,0,0]
[103,0,0.93097014925373101,4.85074626865672E-2,2.05223880597015E-2,0,0,0,0]
[103,1,2.7659574468085101E-2,0.876595744680851,9.5744680851063801E-2,0,0,0,0]
[103,2,3.9840637450199202E-3,1.9920318725099601E-2,0.97609561752988105,0,0,0,0]
[103,3,0,0,0,0,0,0,0]
[103,4,0,0,0,0,0,0,0]
[103,5,0,0,0,0,0,0,0]
[103,6,0,0,0,0,0,0,0]
[104,0,0.93023255813953498,3.6821705426356599E-2,3.2945736434108502E-2,0,0,0,0]
[104,1,1.52838427947598E-2,0.87554585152838404,0.109170305676856,0,0,0,0]
[104,2,4.8262548262548296E-3,2.12355212355212E-2,0.97393822393822405,0,0,0,0]
[104,3,0,0,0,0,0,0,0]
[104,4,0,0,0,0,0,0,0]
[104,5,0,0,0,0,0,0,0]
[104,6,0,0,0,0,0,0,0]
[105,0,0.93495934959349603,4.2682926829268303E-2,2.23577235772358E-2,0,0,0,0]
[105,1,2.9411764705882401E-2,0.88687782805429904,8.3710407239818999E-2,0,0,0,0]
[105,2,7.4349442379182196E-3,2.7881040892193301E-2,0.96468401486988897,0,0,0,0]
[105,3,0,0,0,0,0,0,0]
[105,4,0,0,0,0,0,0,0]
[105,5,0,0,0,0,0,0,0]
[105,6,0,0,0,0,0,0,0]
[106,0,0.931392931392931,4.3659043659043703E-2,2.4948024948024901E-2,0,0,0,0]
[106,1,2.4830699774266399E-2,0.90067720090293502,7.4492099322799099E-2,0,0,0,0]
[106,2,6.4456721915285503E-3,1.6574585635359101E-2,0.97697974217311201,0,0,0,0]
[106,3,0,0,0,0,0,0,0]
[106,4,0,0,0,0,0,0,0]
[106,5,0,0,0,0,0,0,0]
[106,6,0,0,0,0,0,0,0]
[107,0,0.92703862660944203,5.1502145922746802E-2,2.14592274678112E-2,0,0,0,0]
[107,1,3.1963470319634701E-2,0.86986301369862995,9.8173515981735196E-2,0,0,0,0]
[107,2,7.2332730560578703E-3,2.8933092224231498E-2,0.96383363471971095,0,0,0,0]
[107,3,0,0,0,0,0,0,0]
[107,4,0,0,0,0,0,0,0]
[107,5,0,0,0,0,0,0,0]
[107,6,0,0,0,0,0,0,0]
[108,0,0.89867841409691596,5.5066079295154197E-2,4.62555066079295E-2,0,0,0,0]
[108,1,5.4919908466819198E-2,0.80091533180777996,0.14416475972539999,0,0,0,0]
[108,2,1.51921358355675E-2,3.2171581769436998E-2,0.95263628239499598,0,0,0,0]
[108,3,0,0,0,0,0,0,0]
[108,4,0,0,0,0,0,0,0]
[108,5,0,0,0,0,0,0,0]
[108,6,0,0,0,0,0,0,0]
[109,0,0.93541202672605805,3.7861915367483297E-2,2.6726057906458801E-2,0,0,0,0]
[109,1,2.6763990267639901E-2,0.87347931873479301,9.9756690997566899E-2,0,0,0,0]
[109,2,6.0869565217391303E-3,2.6086956521739101E-2,0.96782608695652195,0,0,0,0]
[109,3,0,0,0,0,0,0,0]
[109,4,0,0,0,0,0,0,0]
[109,5,0,0,0,0,0,0,0]
[109,6,0,0,0,0,0,0,0]
[110,0,0.942922374429224,2.51141552511416E-2,3.1963470319634701E-2,0,0,0,0]
[110,1,1.9704433497536901E-2,0.91379310344827602,6.6502463054187194E-2,0,0,0,0]
[110,2,6.00343053173242E-3,2.4013722126929701E-2,0.96998284734133799,0,0,0,0]
[110,3,0,0,0,0,0,0,0]
[110,4,0,0,0,0,0,0,0]
[110,5,0,0,0,0,0,0,0]
[110,6,0,0,0,0,0,0,0]
[111,0,0.92289719626168198,3.9719626168224297E-2,3.7383177570093497E-2,0,0,0,0]
[111,1,3.4146341463414602E-2,0.85853658536585398,0.107317073170732,0,0,0,0]
[111,2,1.02389078498294E-2,2.2184300341296901E-2,0.96757679180887401,0,0,0,0]
[111,3,0,0,0,0,0,0,0]
[111,4,0,0,0,0,0,0,0]
[111,5,0,0,0,0,0,0,0]
[111,6,0,0,0,0,0,0,0]
[112,0,0.93111638954869402,4.0380047505938203E-2,2.85035629453682E-2,0,0,0,0]
[112,1,2.2784810126582299E-2,0.911392405063291,6.58227848101266E-2,0,0,0,0]
[112,2,1.00502512562814E-2,1.6750418760469E-2,0.97319932998324998,0,0,0,0]
[112,3,0,0,0,0,0,0,0]
[112,4,0,0,0,0,0,0,0]
[112,5,0,0,0,0,0,0,0]
[112,6,0,0,0,0,0,0,0]
[113,0,0.94430992736077501,1.93704600484262E-2,3.6319612590799001E-2,0,0,0,0]
[113,1,2.77078085642317E-2,0.88161209068010105,9.06801007556675E-2,0,0,0,0]
[113,2,0.01,0.02,0.97,0,0,0,0]
[113,3,0,0,0,0,0,0,0]
[113,4,0,0,0,0,0,0,0]
[113,5,0,0,0,0,0,0,0]
[113,6,0,0,0,0,0,0,0]
[114,0,0.876513317191283,7.9903147699757898E-2,4.35835351089588E-2,0,0,0,0]
[114,1,5.4973821989528798E-2,0.75654450261780104,0.18848167539267,0,0,0,0]
[114,2,1.48148148148148E-2,4.1975308641975302E-2,0.94320987654320998,0,0,0,0]
[114,3,0,0,0,0,0,0,0]
[114,4,0,0,0,0,0,0,0]
[114,5,0,0,0,0,0,0,0]
[114,6,0,0,0,0,0,0,0]
[115,0,0.95012468827930197,3.4912718204488803E-2,1.49625935162095E-2,0,0,0,0]
[115,1,3.2171581769436998E-2,0.91420911528150095,5.3619302949061698E-2,0,0,0,0]
[115,2,8.0906148867313891E-3,1.2135922330097099E-2,0.97977346278317201,0,0,0,0]
[115,3,0,0,0,0,0,0,0]
[115,4,0,0,0,0,0,0,0]
[115,5,0,0,0,0,0,0,0]
[115,6,0,0,0,0,0,0,0]
[116,0,0.96029776674938006,2.2332506203473899E-2,1.7369727047146399E-2,0,0,0,0]
[116,1,2.1621621621621599E-2,0.91081081081081094,6.7567567567567599E-2,0,0,0,0]
[116,2,8.0840743734842402E-3,2.1827000808407399E-2,0.97008892481810804,0,0,0,0]
[116,3,0,0,0,0,0,0,0]
[116,4,0,0,0,0,0,0,0]
[116,5,0,0,0,0,0,0,0]
[116,6,0,0,0,0,0,0,0]
[117,0,0.95061728395061695,3.95061728395062E-2,9.8765432098765395E-3,0,0,0,0]
[117,1,4.2895442359249303E-2,0.87399463806970501,8.3109919571045604E-2,0,0,0,0]
[117,2,1.46103896103896E-2,2.8409090909090901E-2,0.95698051948051899,0,0,0,0]
[117,3,0,0,0,0,0,0,0]
[117,4,0,0,0,0,0,0,0]
[117,5,0,0,0,0,0,0,0]
[117,6,0,0,0,0,0,0,0]
[118,0,0.94272076372314995,3.5799522673030999E-2,2.14797136038186E-2,0,0,0,0]
[118,1,1.5915119363395201E-2,0.92307692307692302,6.1007957559681698E-2,0,0,0,0]
[118,2,9.8846787479406895E-3,1.8945634266886301E-2,0.97116968698517303,0,0,0,0]
[118,3,0,0,0,0,0,0,0]
[118,4,0,0,0,0,0,0,0]
[118,5,0,0,0,0,0,0,0]
[118,6,0,0,0,0,0,0,0]
[119,0,0.94915254237288105,3.3898305084745797E-2,1.6949152542372899E-2,0,0,0,0]
[119,1,3.3678756476683898E-2,0.862694300518135,0.10362694300518099,0,0,0,0]
[119,2,6.6061106523534301E-3,2.3947151114781198E-2,0.96944673823286498,0,0,0,0]
[119,3,0,0,0,0,0,0,0]
[119,4,0,0,0,0,0,0,0]
[119,5,0,0,0,0,0,0,0]
[119,6,0,0,0,0,0,0,0]
[120,0,0.92009685230024196,5.0847457627118599E-2,2.9055690072639199E-2,0,0,0,0]
[120,1,5.31914893617021E-2,0.840425531914894,0.10638297872340401,0,0,0,0]
[120,2,1.06470106470106E-2,2.9484029484029499E-2,0.95986895986896004,0,0,0,0]
[120,3,0,0,0,0,0,0,0]
[120,4,0,0,0,0,0,0,0]
[120,5,0,0,0,0,0,0,0]
[120,6,0,0,0,0,0,0,0]
[121,0,0.96852300242130795,1.93704600484262E-2,1.21065375302663E-2,0,0,0,0]
[121,1,3.4852546916890097E-2,0.90348525469168905,6.1662198391420897E-2,0,0,0,0]
[121,2,6.5359477124183E-3,8.9869281045751592E-3,0.98447712418300704,0,0,0,0]
[121,3,0,0,0,0,0,0,0]
[121,4,0,0,0,0,0,0,0]
[121,5,0,0,0,0,0,0,0]
[121,6,0,0,0,0,0,0,0]
[122,0,0.95724465558194805,2.1377672209026099E-2,2.1377672209026099E-2,0,0,0,0]
[122,1,4.49438202247191E-2,0.91853932584269704,3.6516853932584303E-2,0,0,0,0]
[122,2,6.4882400648824E-3,1.4598540145985399E-2,0.97891321978913204,0,0,0,0]
[122,3,0,0,0,0,0,0,0]
[122,4,0,0,0,0,0,0,0]
[122,5,0,0,0,0,0,0,0]
[122,6,0,0,0,0,0,0,0]
[123,0,0.94847775175644,3.0444964871194399E-2,2.1077283372365301E-2,0,0,0,0]
[123,1,3.10734463276836E-2,0.903954802259887,6.4971751412429404E-2,0,0,0,0]
[123,2,4.0683482506102498E-3,1.38323840520749E-2,0.98209926769731504,0,0,0,0]
[123,3,0,0,0,0,0,0,0]
[123,4,0,0,0,0,0,0,0]
[123,5,0,0,0,0,0,0,0]
[123,6,0,0,0,0,0,0,0]
[124,0,0.96437054631829,2.1377672209026099E-2,1.42517814726841E-2,0,0,0,0]
[124,1,1.1428571428571401E-2,0.95714285714285696,3.1428571428571403E-2,0,0,0,0]
[124,2,3.2284100080710201E-3,1.5334947538337401E-2,0.98143664245359197,0,0,0,0]
[124,3,0,0,0,0,0,0,0]
[124,4,0,0,0,0,0,0,0]
[124,5,0,0,0,0,0,0,0]
[124,6,0,0,0,0,0,0,0]
[125,0,0.96376811594202905,2.41545893719807E-2,1.20772946859903E-2,0,0,0,0]
[125,1,2.7548209366391199E-2,0.91460055096418702,5.7851239669421503E-2,0,0,0,0]
[125,2,4.0551500405515001E-3,2.6763990267639901E-2,0.969180859691809,0,0,0,0]
[125,3,0,0,0,0,0,0,0]
[125,4,0,0,0,0,0,0,0]
[125,5,0,0,0,0,0,0,0]
[125,6,0,0,0,0,0,0,0]
[126,0,0.94685990338164305,4.10628019323672E-2,1.20772946859903E-2,0,0,0,0]
[126,1,4.5333333333333302E-2,0.88800000000000001,6.6666666666666693E-2,0,0,0,0]
[126,2,6.5520065520065498E-3,3.35790335790336E-2,0.95986895986896004,0,0,0,0]
[126,3,0,0,0,0,0,0,0]
[126,4,0,0,0,0,0,0,0]
[126,5,0,0,0,0,0,0,0]
[126,6,0,0,0,0,0,0,0]
[127,0,0.95443645083932804,2.8776978417266199E-2,1.67865707434053E-2,0,0,0,0]
[127,1,3.32480818414322E-2,0.91560102301790303,5.1150895140665002E-2,0,0,0,0]
[127,2,3.3277870216306201E-3,2.1630615640599E-2,0.97504159733776996,0,0,0,0]
[127,3,0,0,0,0,0,0,0]
[127,4,0,0,0,0,0,0,0]
[127,5,0,0,0,0,0,0,0]
[127,6,0,0,0,0,0,0,0]
[128,0,0.96626506024096404,2.16867469879518E-2,1.20481927710843E-2,0,0,0,0]
[128,1,3.03030303030303E-2,0.93181818181818199,3.7878787878787901E-2,0,0,0,0]
[128,2,8.3402835696413696E-4,2.3352793994995801E-2,0.97581317764803999,0,0,0,0]
[128,3,0,0,0,0,0,0,0]
[128,4,0,0,0,0,0,0,0]
[128,5,0,0,0,0,0,0,0]
[128,6,0,0,0,0,0,0,0]
[129,0,0.97584541062801899,1.4492753623188401E-2,9.6618357487922701E-3,0,0,0,0]
[129,1,3.4482758620689703E-2,0.92857142857142905,3.6945812807881798E-2,0,0,0,0]
[129,2,5.0420168067226902E-3,2.9411764705882401E-2,0.96554621848739497,0,0,0,0]
[129,3,0,0,0,0,0,0,0]
[129,4,0,0,0,0,0,0,0]
[129,5,0,0,0,0,0,0,0]
[129,6,0,0,0,0,0,0,0]
[130,0,0.96933962264150897,1.6509433962264199E-2,1.41509433962264E-2,0,0,0,0]
[130,1,4.3062200956937802E-2,0.92105263157894701,3.5885167464114798E-2,0,0,0,0]
[130,2,4.2808219178082198E-3,2.6541095890410999E-2,0.96917808219178103,0,0,0,0]
[130,3,0,0,0,0,0,0,0]
[130,4,0,0,0,0,0,0,0]
[130,5,0,0,0,0,0,0,0]
[130,6,0,0,0,0,0,0,0]
[131,0,0.96543778801843305,2.3041474654377898E-2,1.1520737327188901E-2,0,0,0,0]
[131,1,8.9834515366430306E-2,0.86761229314420796,4.2553191489361701E-2,0,0,0,0]
[131,2,2.3417172593234999E-2,7.1118820468343405E-2,0.90546400693842199,0,0,0,0]
[131,3,0,0,0,0,0,0,0]
[131,4,0,0,0,0,0,0,0]
[131,5,0,0,0,0,0,0,0]
[131,6,0,0,0,0,0,0,0]
[132,0,0.92768595041322299,5.16528925619835E-2,2.0661157024793399E-2,0,0,0,0]
[132,1,0.167755991285403,0.76470588235294101,6.7538126361655806E-2,0,0,0,0]
[132,2,3.8425492033739503E-2,0.111527647610122,0.85004686035613897,0,0,0,0]
[132,3,0,0,0,0,0,0,0]
[132,4,0,0,0,0,0,0,0]
[132,5,0,0,0,0,0,0,0]
[132,6,0,0,0,0,0,0,0]
[133,0,0.97530864197530898,1.2345679012345699E-2,1.2345679012345699E-2,0,0,0,0]
[133,1,6.8686868686868699E-2,0.89696969696969697,3.4343434343434301E-2,0,0,0,0]
[133,2,8.4388185654008397E-3,4.3248945147679303E-2,0.94831223628691996,0,0,0,0]
[133,3,0,0,0,0,0,0,0]
[133,4,0,0,0,0,0,0,0]
[133,5,0,0,0,0,0,0,0]
[133,6,0,0,0,0,0,0,0]
[134,0,0.97478991596638698,2.0168067226890799E-2,5.0420168067226902E-3,0,0,0,0]
[134,1,6.0975609756097601E-2,0.92073170731707299,1.8292682926829298E-2,0,0,0,0]
[134,2,1.19176598049837E-2,7.2589382448537396E-2,0.91549295774647899,0,0,0,0]
[134,3,0,0,0,0,0,0,0]
[134,4,0,0,0,0,0,0,0]
[134,5,0,0,0,0,0,0,0]
[134,6,0,0,0,0,0,0,0]
[135,0,0.96296296296296302,2.7375201288244801E-2,9.6618357487922701E-3,0,0,0,0]
[135,1,9.9624060150375907E-2,0.88157894736842102,1.8796992481203E-2,0,0,0,0]
[135,2,2.9171528588098E-2,9.9183197199533293E-2,0.87164527421236904,0,0,0,0]
[135,3,0,0,0,0,0,0,0]
[135,4,0,0,0,0,0,0,0]
[135,5,0,0,0,0,0,0,0]
[135,6,0,0,0,0,0,0,0]
[136,0,0.976331360946746,1.3313609467455601E-2,1.03550295857988E-2,0,0,0,0]
[136,1,0.11208406304728501,0.86690017513134898,2.1015761821366E-2,0,0,0,0]
[136,2,6.55307994757536E-3,8.2568807339449504E-2,0.91087811271297503,0,0,0,0]
[136,3,0,0,0,0,0,0,0]
[136,4,0,0,0,0,0,0,0]
[136,5,0,0,0,0,0,0,0]
[136,6,0,0,0,0,0,0,0]
[137,0,0.98216735253772303,1.37174211248285E-2,4.11522633744856E-3,0,0,0,0]
[137,1,0.13932980599647299,0.83774250440917097,2.2927689594356301E-2,0,0,0,0]
[137,2,3.3613445378151301E-2,0.10784313725490199,0.85854341736694695,0,0,0,0]
[137,3,0,0,0,0,0,0,0]
[137,4,0,0,0,0,0,0,0]
[137,5,0,0,0,0,0,0,0]
[137,6,0,0,0,0,0,0,0]
[138,0,0.96947496947496903,1.9536019536019501E-2,1.0989010989011E-2,0,0,0,0]
[138,1,0.25088967971530302,0.72064056939501797,2.84697508896797E-2,0,0,0,0]
[138,2,8.2670906200318001E-2,0.162162162162162,0.75516693163752002,0,0,0,0]
[138,3,0,0,0,0,0,0,0]
[138,4,0,0,0,0,0,0,0]
[138,5,0,0,0,0,0,0,0]
[138,6,0,0,0,0,0,0,0]
[139,0,0.98480243161094205,1.1144883485309001E-2,4.0526849037487303E-3,0,0,0,0]
[139,1,0.21414913957935,0.75908221797323105,2.6768642447418702E-2,0,0,0,0]
[139,2,4.3999999999999997E-2,0.13800000000000001,0.81799999999999995,0,0,0,0]
[139,3,0,0,0,0,0,0,0]
[139,4,0,0,0,0,0,0,0]
[139,5,0,0,0,0,0,0,0]
[139,6,0,0,0,0,0,0,0]
[140,0,0.97016274864376095,1.7179023508137398E-2,1.26582278481013E-2,0,0,0,0]
[140,1,0.182389937106918,0.79454926624737898,2.3060796645702299E-2,0,0,0,0]
[140,2,4.91803278688525E-2,0.13817330210772799,0.812646370023419,0,0,0,0]
[140,3,0,0,0,0,0,0,0]
[140,4,0,0,0,0,0,0,0]
[140,5,0,0,0,0,0,0,0]
[140,6,0,0,0,0,0,0,0]
[141,0,0.98137171888230301,1.2701100762066E-2,5.9271803556308197E-3,0,0,0,0]
[141,1,0.20568927789934399,0.76586433260393905,2.8446389496717701E-2,0,0,0,0]
[141,2,8.0645161290322606E-2,0.18010752688171999,0.739247311827957,0,0,0,0]
[141,3,0,0,0,0,0,0,0]
[141,4,0,0,0,0,0,0,0]
[141,5,0,0,0,0,0,0,0]
[141,6,0,0,0,0,0,0,0]
[142,0,0.98986749805144203,7.0148090413094302E-3,3.11769290724864E-3,0,0,0,0]
[142,1,0.19907407407407399,0.78472222222222199,1.6203703703703699E-2,0,0,0,0]
[142,2,6.1016949152542403E-2,0.132203389830508,0.80677966101694898,0,0,0,0]
[142,3,0,0,0,0,0,0,0]
[142,4,0,0,0,0,0,0,0]
[142,5,0,0,0,0,0,0,0]
[142,6,0,0,0,0,0,0,0]
[143,0,0.97962154294032,1.6739446870451199E-2,3.6390101892285298E-3,0,0,0,0]
[143,1,0.19896640826873399,0.79586563307493496,5.1679586563307496E-3,0,0,0,0]
[143,2,6.4257028112449793E-2,0.16465863453815299,0.77108433734939796,0,0,0,0]
[143,3,0,0,0,0,0,0,0]
[143,4,0,0,0,0,0,0,0]
[143,5,0,0,0,0,0,0,0]
[143,6,0,0,0,0,0,0,0]
[144,0,0.98123697011813804,1.52883947185546E-2,3.4746351633078501E-3,0,0,0,0]
[144,1,0.30107526881720398,0.67473118279569899,2.4193548387096801E-2,0,0,0,0]
[144,2,9.5477386934673406E-2,0.25628140703517599,0.64824120603015101,0,0,0,0]
[144,3,0,0,0,0,0,0,0]
[144,4,0,0,0,0,0,0,0]
[144,5,0,0,0,0,0,0,0]
[144,6,0,0,0,0,0,0,0]

{"sheet":"tpm3_wd","index":15,"n_rows":1018,"n_cols":9,"rows_kept":1018,"cut":false,"hidden":false,"merged":[]}
[{"$f":"tpm1_wd!A1","v":"Active Occupancy Model"}]
[]
[{"$f":"tpm1_wd!A3","v":"Transition Probability Matrix"}]
[]
["Three resident house"]
["Weekday"]
[]
[]
[]
[{"$f":"tpm1_wd!A10","v":"Ten minute period number"},{"$f":"tpm1_wd!B10","v":"Active occupant count in time period"},{"$f":"tpm1_wd!C10","v":"Probability of transition to zero active occupants in next time period"},{"$f":"tpm1_wd!D10","v":"Probability of transition to one active occupant in next time period"},{"$f":"tpm1_wd!E10","v":"Probability of transition to two active occupants in next time period"},{"$f":"tpm1_wd!F10","v":"Probability of transition to three active occupants in next time period"},{"$f":"tpm1_wd!G10","v":"Probability of transition to four active occupants in next time period"},{"$f":"tpm1_wd!H10","v":"Probability of transition to five active occupants in next time period"},{"$f":"tpm1_wd!I10","v":"Probability of transition to six active occupants in next time period"}]
[1,0,0.98069498069498096,1.9305019305019301E-2,0,0,0,0,0]
[1,1,0.246153846153846,0.74615384615384595,7.6923076923076901E-3,0,0,0,0]
[1,2,0.1,0.233333333333333,0.63333333333333297,3.3333333333333298E-2,0,0,0]
[1,3,0,0.11111111111111099,0.44444444444444398,0.44444444444444398,0,0,0]
[1,4,0,0,0,0,0,0,0]
[1,5,0,0,0,0,0,0,0]
[1,6,0,0,0,0,0,0,0]
[2,0,0.99815837937384899,1.8416206261510099E-3,0,0,0,0,0]
[2,1,0.173913043478261,0.81739130434782603,8.6956521739130401E-3,0,0,0,0]
[2,2,0,0.29166666666666702,0.70833333333333304,0,0,0,0]
[2,3,0,0,0.2,0.8,0,0,0]
[2,4,0,0,0,0,0,0,0]
[2,5,0,0,0,0,0,0,0]
[2,6,0,0,0,0,0,0,0]
[3,0,0.99110320284697495,8.8967971530249101E-3,0,0,0,0,0]
[3,1,0.18627450980392199,0.79411764705882304,1.9607843137254902E-2,0,0,0,0]
[3,2,0.105263157894737,0.21052631578947401,0.68421052631578905,0,0,0,0]
[3,3,0,0,0.25,0.75,0,0,0]
[3,4,0,0,0,0,0,0,0]
[3,5,0,0,0,0,0,0,0]
[3,6,0,0,0,0,0,0,0]
[4,0,0.991349480968858,8.6505190311418692E-3,0,0,0,0,0]
[4,1,0.14444444444444399,0.85555555555555596,0,0,0,0,0]
[4,2,0.125,0.25,0.625,0,0,0,0]
[4,3,0,0,0.66666666666666696,0.33333333333333298,0,0,0]
[4,4,0,0,0,0,0,0,0]
[4,5,0,0,0,0,0,0,0]
[4,6,0,0,0,0,0,0,0]
[5,0,0.99489795918367396,1.70068027210884E-3,3.40136054421769E-3,0,0,0,0]
[5,1,0.186046511627907,0.80232558139534904,1.16279069767442E-2,0,0,0,0]
[5,2,8.3333333333333301E-2,0.33333333333333298,0.58333333333333304,0,0,0,0]
[5,3,0,0,0,1,0,0,0]
[5,4,0,0,0,0,0,0,0]
[5,5,0,0,0,0,0,0,0]
[5,6,0,0,0,0,0,0,0]
[6,0,0.99335548172757504,6.6445182724252502E-3,0,0,0,0,0]
[6,1,0.40540540540540498,0.56756756756756799,2.7027027027027001E-2,0,0,0,0]
[6,2,0.1,0.5,0.4,0,0,0,0]
[6,3,0,0,1,0,0,0,0]
[6,4,0,0,0,0,0,0,0]
[6,5,0,0,0,0,0,0,0]
[6,6,0,0,0,0,0,0,0]
[7,0,0.99046104928457901,9.5389507154212995E-3,0,0,0,0,0]
[7,1,0.19607843137254899,0.80392156862745101,0,0,0,0,0]
[7,2,0,0.42857142857142899,0.57142857142857095,0,0,0,0]
[7,3,0,0,0,0,0,0,0]
[7,4,0,0,0,0,0,0,0]
[7,5,0,0,0,0,0,0,0]
[7,6,0,0,0,0,0,0,0]
[8,0,0.99526066350710896,4.739336492891E-3,0,0,0,0,0]
[8,1,0.32,0.64,0.04,0,0,0,0]
[8,2,0,0.25,0.75,0,0,0,0]
[8,3,0,0,0,0,0,0,0]
[8,4,0,0,0,0,0,0,0]
[8,5,0,0,0,0,0,0,0]
[8,6,0,0,0,0,0,0,0]
[9,0,0.99845201238390102,0,1.54798761609907E-3,0,0,0,0]
[9,1,0.13888888888888901,0.86111111111111105,0,0,0,0,0]
[9,2,0.2,0,0.8,0,0,0,0]
[9,3,0,0,0,0,0,0,0]
[9,4,0,0,0,0,0,0,0]
[9,5,0,0,0,0,0,0,0]
[9,6,0,0,0,0,0,0,0]
[10,0,0.998463901689708,1.53609831029186E-3,0,0,0,0,0]
[10,1,0.225806451612903,0.77419354838709697,0,0,0,0,0]
[10,2,0.2,0,0.8,0,0,0,0]
[10,3,0,0,0,0,0,0,0]
[10,4,0,0,0,0,0,0,0]
[10,5,0,0,0,0,0,0,0]
[10,6,0,0,0,0,0,0,0]
[11,0,0.99240121580547103,7.5987841945288799E-3,0,0,0,0,0]
[11,1,0.04,0.96,0,0,0,0,0]
[11,2,0,0.25,0.75,0,0,0,0]
[11,3,0,0,0,0,0,0,0]
[11,4,0,0,0,0,0,0,0]
[11,5,0,0,0,0,0,0,0]
[11,6,0,0,0,0,0,0,0]
[12,0,0.99694189602446504,3.05810397553517E-3,0,0,0,0,0]
[12,1,0.3,0.7,0,0,0,0,0]
[12,2,0,0.33333333333333298,0.66666666666666696,0,0,0,0]
[12,3,0,0,0,0,0,0,0]
[12,4,0,0,0,0,0,0,0]
[12,5,0,0,0,0,0,0,0]
[12,6,0,0,0,0,0,0,0]
[13,0,0.99697428139183097,3.0257186081694399E-3,0,0,0,0,0]
[13,1,0.16666666666666699,0.83333333333333304,0,0,0,0,0]
[13,2,0,1,0,0,0,0,0]
[13,3,0,0,0,0,0,0,0]
[13,4,0,0,0,0,0,0,0]
[13,5,0,0,0,0,0,0,0]
[13,6,0,0,0,0,0,0,0]
[14,0,0.99245852187028705,7.5414781297134196E-3,0,0,0,0,0]
[14,1,0,1,0,0,0,0,0]
[14,2,0,0,0,0,0,0,0]
[14,3,0,0,0,0,0,0,0]
[14,4,0,0,0,0,0,0,0]
[14,5,0,0,0,0,0,0,0]
[14,6,0,0,0,0,0,0,0]
[15,0,0.99696048632218803,3.0395136778115501E-3,0,0,0,0,0]
[15,1,0.20689655172413801,0.79310344827586199,0,0,0,0,0]
[15,2,0,0,0,0,0,0,0]
[15,3,0,0,0,0,0,0,0]
[15,4,0,0,0,0,0,0,0]
[15,5,0,0,0,0,0,0,0]
[15,6,0,0,0,0,0,0,0]
[16,0,0.99848942598187296,1.51057401812689E-3,0,0,0,0,0]
[16,1,0.28000000000000003,0.72,0,0,0,0,0]
[16,2,0,0,0,0,0,0,0]
[16,3,0,0,0,0,0,0,0]
[16,4,0,0,0,0,0,0,0]
[16,5,0,0,0,0,0,0,0]
[16,6,0,0,0,0,0,0,0]
[17,0,0.99101796407185605,7.4850299401197596E-3,1.49700598802395E-3,0,0,0,0]
[17,1,0.21052631578947401,0.73684210526315796,5.2631578947368397E-2,0,0,0,0]
[17,2,0,0,0,0,0,0,0]
[17,3,0,0,0,0,0,0,0]
[17,4,0,0,0,0,0,0,0]
[17,5,0,0,0,0,0,0,0]
[17,6,0,0,0,0,0,0,0]
[18,0,0.99249249249249305,7.50750750750751E-3,0,0,0,0,0]
[18,1,5.2631578947368397E-2,0.94736842105263197,0,0,0,0,0]
[18,2,0,0.5,0.5,0,0,0,0]
[18,3,0,0,0,0,0,0,0]
[18,4,0,0,0,0,0,0,0]
[18,5,0,0,0,0,0,0,0]
[18,6,0,0,0,0,0,0,0]
[19,0,1,0,0,0,0,0,0]
[19,1,0.125,0.875,0,0,0,0,0]
[19,2,1,0,0,0,0,0,0]
[19,3,0,0,0,0,0,0,0]
[19,4,0,0,0,0,0,0,0]
[19,5,0,0,0,0,0,0,0]
[19,6,0,0,0,0,0,0,0]
[20,0,0.99249249249249305,7.50750750750751E-3,0,0,0,0,0]
[20,1,0.238095238095238,0.76190476190476197,0,0,0,0,0]
[20,2,0,0,0,0,0,0,0]
[20,3,0,0,0,0,0,0,0]
[20,4,0,0,0,0,0,0,0]
[20,5,0,0,0,0,0,0,0]
[20,6,0,0,0,0,0,0,0]
[21,0,0.99699699699699695,3.0030030030029999E-3,0,0,0,0,0]
[21,1,0.14285714285714299,0.80952380952380998,4.7619047619047603E-2,0,0,0,0]
[21,2,0,0,0,0,0,0,0]
[21,3,0,0,0,0,0,0,0]
[21,4,0,0,0,0,0,0,0]
[21,5,0,0,0,0,0,0,0]
[21,6,0,0,0,0,0,0,0]
[22,0,0.99400299850075002,5.9970014992503703E-3,0,0,0,0,0]
[22,1,0.157894736842105,0.84210526315789502,0,0,0,0,0]
[22,2,0,1,0,0,0,0,0]
[22,3,0,0,0,0,0,0,0]
[22,4,0,0,0,0,0,0,0]
[22,5,0,0,0,0,0,0,0]
[22,6,0,0,0,0,0,0,0]
[23,0,0.99849849849849803,0,1.5015015015015E-3,0,0,0,0]
[23,1,0.28571428571428598,0.71428571428571397,0,0,0,0,0]
[23,2,0,0,0,0,0,0,0]
[23,3,0,0,0,0,0,0,0]
[23,4,0,0,0,0,0,0,0]
[23,5,0,0,0,0,0,0,0]
[23,6,0,0,0,0,0,0,0]
[24,0,0.97913561847988095,1.9374068554396402E-2,1.4903129657228001E-3,0,0,0,0]
[24,1,0.8,0.133333333333333,6.6666666666666693E-2,0,0,0,0]
[24,2,1,0,0,0,0,0,0]
[24,3,0,0,0,0,0,0,0]
[24,4,0,0,0,0,0,0,0]
[24,5,0,0,0,0,0,0,0]
[24,6,0,0,0,0,0,0,0]
[25,0,0.99552238805970195,4.4776119402985103E-3,0,0,0,0,0]
[25,1,0.133333333333333,0.86666666666666703,0,0,0,0,0]
[25,2,0.5,0,0.5,0,0,0,0]
[25,3,0,0,0,0,0,0,0]
[25,4,0,0,0,0,0,0,0]
[25,5,0,0,0,0,0,0,0]
[25,6,0,0,0,0,0,0,0]
[26,0,0.991044776119403,8.9552238805970207E-3,0,0,0,0,0]
[26,1,0.1875,0.8125,0,0,0,0,0]
[26,2,0,1,0,0,0,0,0]
[26,3,0,0,0,0,0,0,0]
[26,4,0,0,0,0,0,0,0]
[26,5,0,0,0,0,0,0,0]
[26,6,0,0,0,0,0,0,0]
[27,0,0.99100449775112398,8.9955022488755598E-3,0,0,0,0,0]
[27,1,0.2,0.75,0.05,0,0,0,0]
[27,2,0,0,0,0,0,0,0]
[27,3,0,0,0,0,0,0,0]
[27,4,0,0,0,0,0,0,0]
[27,5,0,0,0,0,0,0,0]
[27,6,0,0,0,0,0,0,0]
[28,0,0.99248120300751896,7.5187969924812E-3,0,0,0,0,0]
[28,1,0.33333333333333298,0.66666666666666696,0,0,0,0,0]
[28,2,0,1,0,0,0,0,0]
[28,3,0,0,0,0,0,0,0]
[28,4,0,0,0,0,0,0,0]
[28,5,0,0,0,0,0,0,0]
[28,6,0,0,0,0,0,0,0]
[29,0,0.98200899550224896,1.64917541229385E-2,1.49925037481259E-3,0,0,0,0]
[29,1,0.3,0.65,0.05,0,0,0,0]
[29,2,0,0,0,0,0,0,0]
[29,3,0,0,0,0,0,0,0]
[29,4,0,0,0,0,0,0,0]
[29,5,0,0,0,0,0,0,0]
[29,6,0,0,0,0,0,0,0]
[30,0,0.97428139183055995,2.1180030257186101E-2,4.5385779122541596E-3,0,0,0,0]
[30,1,0.125,0.83333333333333304,4.1666666666666699E-2,0,0,0,0]
[30,2,0,1,0,0,0,0,0]
[30,3,0,0,0,0,0,0,0]
[30,4,0,0,0,0,0,0,0]
[30,5,0,0,0,0,0,0,0]
[30,6,0,0,0,0,0,0,0]
[31,0,0.97990726429675401,2.0092735703245799E-2,0,0,0,0,0]
[31,1,0.25,0.69444444444444398,5.5555555555555601E-2,0,0,0,0]
[31,2,0.25,0,0.75,0,0,0,0]
[31,3,0,0,0,0,0,0,0]
[31,4,0,0,0,0,0,0,0]
[31,5,0,0,0,0,0,0,0]
[31,6,0,0,0,0,0,0,0]
[32,0,0.97826086956521696,2.1739130434782601E-2,0,0,0,0,0]
[32,1,0.18421052631578899,0.76315789473684204,5.2631578947368397E-2,0,0,0,0]
[32,2,0,0.2,0.8,0,0,0,0]
[32,3,0,0,0,0,0,0,0]
[32,4,0,0,0,0,0,0,0]
[32,5,0,0,0,0,0,0,0]
[32,6,0,0,0,0,0,0,0]
[33,0,0.97331240188383095,2.6687598116169501E-2,0,0,0,0,0]
[33,1,0.25,0.68181818181818199,6.8181818181818205E-2,0,0,0,0]
[33,2,0,0.33333333333333298,0.66666666666666696,0,0,0,0]
[33,3,0,0,0,0,0,0,0]
[33,4,0,0,0,0,0,0,0]
[33,5,0,0,0,0,0,0,0]
[33,6,0,0,0,0,0,0,0]
[34,0,0.97305863708399398,2.3771790808240899E-2,3.1695721077654501E-3,0,0,0,0]
[34,1,0.102040816326531,0.83673469387755095,6.1224489795918401E-2,0,0,0,0]
[34,2,0,0.28571428571428598,0.42857142857142899,0.28571428571428598,0,0,0]
[34,3,0,0,0,0,0,0,0]
[34,4,0,0,0,0,0,0,0]
[34,5,0,0,0,0,0,0,0]
[34,6,0,0,0,0,0,0,0]
[35,0,0.95638126009693103,4.3618739903069498E-2,0,0,0,0,0]
[35,1,0.18965517241379301,0.77586206896551702,3.4482758620689703E-2,0,0,0,0]
[35,2,0.125,0.125,0.75,0,0,0,0]
[35,3,0,0,0,1,0,0,0]
[35,4,0,0,0,0,0,0,0]
[35,5,0,0,0,0,0,0,0]
[35,6,0,0,0,0,0,0,0]
[36,0,0.90562913907284803,8.6092715231788103E-2,8.2781456953642408E-3,0,0,0,0]
[36,1,0.164383561643836,0.73972602739726001,9.5890410958904104E-2,0,0,0,0]
[36,2,0,0.125,0.875,0,0,0,0]
[36,3,0,0,0.5,0.5,0,0,0]
[36,4,0,0,0,0,0,0,0]
[36,5,0,0,0,0,0,0,0]
[36,6,0,0,0,0,0,0,0]
[37,0,0.93559928443649398,5.9033989266547397E-2,5.3667262969588504E-3,0,0,0,0]
[37,1,0.121495327102804,0.79439252336448596,8.4112149532710304E-2,0,0,0,0]
[37,2,0.05,0.15,0.8,0,0,0,0]
[37,3,0,0,0,1,0,0,0]
[37,4,0,0,0,0,0,0,0]
[37,5,0,0,0,0,0,0,0]
[37,6,0,0,0,0,0,0,0]
[38,0,0.93296089385474901,6.3314711359404099E-2,3.7243947858472998E-3,0,0,0,0]
[38,1,0.11570247933884301,0.79338842975206603,8.2644628099173598E-2,8.2644628099173608E-3,0,0,0]
[38,2,0,0.14285714285714299,0.75,0.107142857142857,0,0,0]
[38,3,0,0,0,1,0,0,0]
[38,4,0,0,0,0,0,0,0]
[38,5,0,0,0,0,0,0,0]
[38,6,0,0,0,0,0,0,0]
[39,0,0.86601941747572797,0.11262135922330101,1.5533980582524301E-2,5.8252427184466004E-3,0,0,0]
[39,1,0.104477611940299,0.74626865671641796,0.14179104477611901,7.4626865671641798E-3,0,0,0]
[39,2,6.0606060606060601E-2,0.15151515151515199,0.75757575757575801,3.03030303030303E-2,0,0,0]
[39,3,0,0,0.4,0.6,0,0,0]
[39,4,0,0,0,0,0,0,0]
[39,5,0,0,0,0,0,0,0]
[39,6,0,0,0,0,0,0,0]
[40,0,0.88744588744588704,0.108225108225108,4.3290043290043299E-3,0,0,0,0]
[40,1,4.2944785276073601E-2,0.80981595092024505,0.128834355828221,1.84049079754601E-2,0,0,0]
[40,2,5.5555555555555601E-2,9.2592592592592601E-2,0.79629629629629595,5.5555555555555601E-2,0,0,0]
[40,3,0,0,0,1,0,0,0]
[40,4,0,0,0,0,0,0,0]
[40,5,0,0,0,0,0,0,0]
[40,6,0,0,0,0,0,0,0]
[41,0,0.87619047619047596,0.10952380952381,1.1904761904761901E-2,2.3809523809523799E-3,0,0,0]
[41,1,7.4866310160427801E-2,0.75935828877005396,0.16042780748663099,5.3475935828877002E-3,0,0,0]
[41,2,4.5454545454545497E-2,0.18181818181818199,0.66666666666666696,0.10606060606060599,0,0,0]
[41,3,0,0,0.28571428571428598,0.71428571428571397,0,0,0]
[41,4,0,0,0,0,0,0,0]
[41,5,0,0,0,0,0,0,0]
[41,6,0,0,0,0,0,0,0]
[42,0,0.69090909090909103,0.22077922077922099,7.2727272727272696E-2,1.55844155844156E-2,0,0,0]
[42,1,0.13500000000000001,0.58499999999999996,0.23499999999999999,4.4999999999999998E-2,0,0,0]
[42,2,1.20481927710843E-2,0.108433734939759,0.66265060240963902,0.21686746987951799,0,0,0]
[42,3,5.2631578947368397E-2,5.2631578947368397E-2,0.105263157894737,0.78947368421052599,0,0,0]
[42,4,0,0,0,0,0,0,0]
[42,5,0,0,0,0,0,0,0]
[42,6,0,0,0,0,0,0,0]
[43,0,0.77966101694915302,0.189830508474576,3.0508474576271202E-2,0,0,0,0]
[43,1,5.6603773584905703E-2,0.74528301886792403,0.18396226415094299,1.41509433962264E-2,0,0,0]
[43,2,7.5757575757575803E-3,0.11363636363636399,0.810606060606061,6.8181818181818205E-2,0,0,0]
[43,3,0,2.0833333333333301E-2,0.104166666666667,0.875,0,0,0]
[43,4,0,0,0,0,0,0,0]
[43,5,0,0,0,0,0,0,0]
[43,6,0,0,0,0,0,0,0]
[44,0,0.85185185185185197,0.12757201646090499,2.0576131687242798E-2,0,0,0,0]
[44,1,3.4782608695652202E-2,0.74347826086956503,0.2,2.1739130434782601E-2,0,0,0]
[44,2,0,0.13750000000000001,0.76249999999999996,0.1,0,0,0]
[44,3,0,1.85185185185185E-2,0.11111111111111099,0.87037037037037002,0,0,0]
[44,4,0,0,0,0,0,0,0]
[44,5,0,0,0,0,0,0,0]
[44,6,0,0,0,0,0,0,0]
[45,0,0.748837209302326,0.21860465116279101,3.25581395348837E-2,0,0,0,0]
[45,1,7.1111111111111097E-2,0.66222222222222205,0.24888888888888899,1.7777777777777799E-2,0,0,0]
[45,2,2.23463687150838E-2,8.9385474860335198E-2,0.73743016759776503,0.15083798882681601,0,0,0]
[45,3,2.9411764705882401E-2,4.4117647058823498E-2,0.161764705882353,0.76470588235294101,0,0,0]
[45,4,0,0,0,0,0,0,0]
[45,5,0,0,0,0,0,0,0]
[45,6,0,0,0,0,0,0,0]
[46,0,0.84699453551912596,0.12021857923497301,2.1857923497267801E-2,1.0928961748633901E-2,0,0,0]
[46,1,8.8372093023255799E-2,0.72558139534883703,0.167441860465116,1.8604651162790701E-2,0,0,0]
[46,2,9.7087378640776708E-3,9.7087378640776698E-2,0.81553398058252402,7.7669902912621394E-2,0,0,0]
[46,3,1.20481927710843E-2,4.81927710843374E-2,0.156626506024096,0.78313253012048201,0,0,0]
[46,4,0,0,0,0,0,0,0]
[46,5,0,0,0,0,0,0,0]
[46,6,0,0,0,0,0,0,0]
[47,0,0.88700564971751406,9.6045197740112997E-2,1.6949152542372899E-2,0,0,0,0]
[47,1,0.118811881188119,0.70792079207920799,0.16336633663366301,9.9009900990098994E-3,0,0,0]
[47,2,3.6199095022624403E-2,0.15384615384615399,0.72850678733031704,8.1447963800904993E-2,0,0,0]
[47,3,0,5.7471264367816098E-2,0.20689655172413801,0.73563218390804597,0,0,0]
[47,4,0,0,0,0,0,0,0]
[47,5,0,0,0,0,0,0,0]
[47,6,0,0,0,0,0,0,0]
[48,0,0.74074074074074103,0.23280423280423301,2.6455026455026499E-2,0,0,0,0]
[48,1,8.5427135678391997E-2,0.73869346733668295,0.15577889447236201,2.01005025125628E-2,0,0,0]
[48,2,2.32558139534884E-2,0.162790697674419,0.71162790697674405,0.102325581395349,0,0,0]
[48,3,1.1904761904761901E-2,8.3333333333333301E-2,0.214285714285714,0.69047619047619002,0,0,0]
[48,4,0,0,0,0,0,0,0]
[48,5,0,0,0,0,0,0,0]
[48,6,0,0,0,0,0,0,0]
[49,0,0.88957055214723901,8.5889570552147201E-2,2.4539877300613501E-2,0,0,0,0]
[49,1,0.13304721030042899,0.78111587982832598,7.2961373390557901E-2,1.28755364806867E-2,0,0,0]
[49,2,5.3140096618357502E-2,0.14975845410628,0.74879227053140096,4.8309178743961401E-2,0,0,0]
[49,3,0,5.95238095238095E-2,0.202380952380952,0.73809523809523803,0,0,0]
[49,4,0,0,0,0,0,0,0]
[49,5,0,0,0,0,0,0,0]
[49,6,0,0,0,0,0,0,0]
[50,0,0.93048128342245995,6.9518716577540093E-2,0,0,0,0,0]
[50,1,0.16810344827586199,0.75,8.18965517241379E-2,0,0,0,0]
[50,2,9.3264248704663197E-2,0.19689119170984501,0.69430051813471505,1.55440414507772E-2,0,0,0]
[50,3,1.3333333333333299E-2,5.3333333333333302E-2,0.24,0.69333333333333302,0,0,0]
[50,4,0,0,0,0,0,0,0]
[50,5,0,0,0,0,0,0,0]
[50,6,0,0,0,0,0,0,0]
[51,0,0.89655172413793105,9.9137931034482804E-2,4.3103448275862103E-3,0,0,0,0]
[51,1,0.18777292576419199,0.74235807860262004,6.9868995633187797E-2,0,0,0,0]
[51,2,0.105263157894737,0.22222222222222199,0.63742690058479501,3.5087719298245598E-2,0,0,0]
[51,3,9.0909090909090898E-2,0.18181818181818199,0.34545454545454501,0.381818181818182,0,0,0]
[51,4,0,0,0,0,0,0,0]
[51,5,0,0,0,0,0,0,0]
[51,6,0,0,0,0,0,0,0]
[52,0,0.94525547445255498,5.47445255474453E-2,0,0,0,0,0]
[52,1,0.19917012448132801,0.73858921161825697,4.9792531120331898E-2,1.2448132780083001E-2,0,0,0]
[52,2,0.13793103448275901,0.18620689655172401,0.63448275862069003,4.13793103448276E-2,0,0,0]
[52,3,0.11111111111111099,7.4074074074074098E-2,0.22222222222222199,0.592592592592593,0,0,0]
[52,4,0,0,0,0,0,0,0]
[52,5,0,0,0,0,0,0,0]
[52,6,0,0,0,0,0,0,0]
[53,0,0.93636363636363595,6.3636363636363602E-2,0,0,0,0,0]
[53,1,0.19819819819819801,0.75225225225225201,4.9549549549549599E-2,0,0,0,0]
[53,2,0.13636363636363599,0.24545454545454501,0.59090909090909105,2.7272727272727299E-2,0,0,0]
[53,3,0,0.2,0.24,0.56000000000000005,0,0,0]
[53,4,0,0,0,0,0,0,0]
[53,5,0,0,0,0,0,0,0]
[53,6,0,0,0,0,0,0,0]
[54,0,0.86141304347826098,0.116847826086957,2.1739130434782601E-2,0,0,0,0]
[54,1,8.6363636363636406E-2,0.82727272727272705,8.6363636363636406E-2,0,0,0,0]
[54,2,1.21951219512195E-2,0.134146341463415,0.84146341463414598,1.21951219512195E-2,0,0,0]
[54,3,0,0,5.8823529411764698E-2,0.94117647058823495,0,0,0]
[54,4,0,0,0,0,0,0,0]
[54,5,0,0,0,0,0,0,0]
[54,6,0,0,0,0,0,0,0]
[55,0,0.88427299703264095,0.103857566765579,1.18694362017804E-2,0,0,0,0]
[55,1,8.4745762711864403E-2,0.855932203389831,5.93220338983051E-2,0,0,0,0]
[55,2,1.03092783505155E-2,5.1546391752577303E-2,0.87628865979381398,6.18556701030928E-2,0,0,0]
[55,3,0,0,5.8823529411764698E-2,0.94117647058823495,0,0,0]
[55,4,0,0,0,0,0,0,0]
[55,5,0,0,0,0,0,0,0]
[55,6,0,0,0,0,0,0,0]
[56,0,0.94043887147335403,5.9561128526645801E-2,0,0,0,0,0]
[56,1,7.43801652892562E-2,0.87190082644628097,5.3719008264462798E-2,0,0,0,0]
[56,2,2.8846153846153799E-2,0.125,0.81730769230769196,2.8846153846153799E-2,0,0,0]
[56,3,0,4.5454545454545497E-2,0.13636363636363599,0.81818181818181801,0,0,0]
[56,4,0,0,0,0,0,0,0]
[56,5,0,0,0,0,0,0,0]
[56,6,0,0,0,0,0,0,0]
[57,0,0.92834890965732098,7.1651090342679094E-2,0,0,0,0,0]
[57,1,8.6065573770491802E-2,0.87704918032786905,3.6885245901639302E-2,0,0,0,0]
[57,2,0,0.13861386138613899,0.86138613861386104,0,0,0,0]
[57,3,0,0,4.7619047619047603E-2,0.952380952380952,0,0,0]
[57,4,0,0,0,0,0,0,0]
[57,5,0,0,0,0,0,0,0]
[57,6,0,0,0,0,0,0,0]
[58,0,0.97805642633228795,2.1943573667711599E-2,0,0,0,0,0]
[58,1,6.7729083665338599E-2,0.89243027888446202,3.9840637450199202E-2,0,0,0,0]
[58,2,2.06185567010309E-2,5.1546391752577303E-2,0.92783505154639201,0,0,0,0]
[58,3,0,0,0.15,0.85,0,0,0]
[58,4,0,0,0,0,0,0,0]
[58,5,0,0,0,0,0,0,0]
[58,6,0,0,0,0,0,0,0]
[59,0,0.96676737160120896,3.32326283987915E-2,0,0,0,0,0]
[59,1,0.105932203389831,0.86864406779660996,2.5423728813559299E-2,0,0,0,0]
[59,2,2.9126213592233E-2,4.85436893203883E-2,0.87378640776699001,4.85436893203883E-2,0,0,0]
[59,3,0,5.8823529411764698E-2,0.23529411764705899,0.70588235294117696,0,0,0]
[59,4,0,0,0,0,0,0,0]
[59,5,0,0,0,0,0,0,0]
[59,6,0,0,0,0,0,0,0]
[60,0,0.89080459770114895,8.9080459770114903E-2,1.72413793103448E-2,2.8735632183907998E-3,0,0,0]
[60,1,0.13063063063063099,0.77477477477477497,9.45945945945946E-2,0,0,0,0]
[60,2,0.04,0.17,0.76,0.03,0,0,0]
[60,3,0,0,0.23529411764705899,0.76470588235294101,0,0,0]
[60,4,0,0,0,0,0,0,0]
[60,5,0,0,0,0,0,0,0]
[60,6,0,0,0,0,0,0,0]
[61,0,0.97084548104956303,2.6239067055393601E-2,2.91545189504373E-3,0,0,0,0]
[61,1,5.4545454545454501E-2,0.90909090909090895,3.6363636363636397E-2,0,0,0,0]
[61,2,2.80373831775701E-2,4.67289719626168E-2,0.87850467289719603,4.67289719626168E-2,0,0,0]
[61,3,0,0,0.11764705882352899,0.88235294117647101,0,0,0]
[61,4,0,0,0,0,0,0,0]
[61,5,0,0,0,0,0,0,0]
[61,6,0,0,0,0,0,0,0]
[62,0,0.96839080459770099,2.5862068965517199E-2,5.74712643678161E-3,0,0,0,0]
[62,1,3.27102803738318E-2,0.94392523364486003,2.33644859813084E-2,0,0,0,0]
[62,2,9.5238095238095195E-3,4.7619047619047603E-2,0.92380952380952397,1.9047619047619001E-2,0,0,0]
[62,3,0,0,0.05,0.95,0,0,0]
[62,4,0,0,0,0,0,0,0]
[62,5,0,0,0,0,0,0,0]
[62,6,0,0,0,0,0,0,0]
[63,0,0.98260869565217401,1.4492753623188401E-2,2.8985507246376799E-3,0,0,0,0]
[63,1,7.4074074074074098E-2,0.86574074074074103,5.5555555555555601E-2,4.6296296296296302E-3,0,0,0]
[63,2,2.8571428571428598E-2,4.7619047619047603E-2,0.90476190476190499,1.9047619047619001E-2,0,0,0]
[63,3,4.7619047619047603E-2,0,0.28571428571428598,0.66666666666666696,0,0,0]
[63,4,0,0,0,0,0,0,0]
[63,5,0,0,0,0,0,0,0]
[63,6,0,0,0,0,0,0,0]
[64,0,0.96657381615598903,3.3426183844011102E-2,0,0,0,0,0]
[64,1,8.6294416243654803E-2,0.87817258883248706,3.5532994923857898E-2,0,0,0,0]
[64,2,1.7543859649122799E-2,0.114035087719298,0.83333333333333304,3.5087719298245598E-2,0,0,0]
[64,3,0,0,5.8823529411764698E-2,0.94117647058823495,0,0,0]
[64,4,0,0,0,0,0,0,0]
[64,5,0,0,0,0,0,0,0]
[64,6,0,0,0,0,0,0,0]
[65,0,0.97267759562841505,2.1857923497267801E-2,5.4644808743169399E-3,0,0,0,0]
[65,1,3.5353535353535401E-2,0.93434343434343403,3.03030303030303E-2,0,0,0,0]
[65,2,3.8834951456310697E-2,4.85436893203883E-2,0.88349514563106801,2.9126213592233E-2,0,0,0]
[65,3,0,0,0.15,0.85,0,0,0]
[65,4,0,0,0,0,0,0,0]
[65,5,0,0,0,0,0,0,0]
[65,6,0,0,0,0,0,0,0]
[66,0,0.96730245231607603,2.9972752043596701E-2,2.7247956403269801E-3,0,0,0,0]
[66,1,8.0808080808080801E-2,0.88383838383838398,3.5353535353535401E-2,0,0,0,0]
[66,2,2.9411764705882401E-2,8.8235294117647106E-2,0.85294117647058798,2.9411764705882401E-2,0,0,0]
[66,3,0.05,0,0.15,0.8,0,0,0]
[66,4,0,0,0,0,0,0,0]
[66,5,0,0,0,0,0,0,0]
[66,6,0,0,0,0,0,0,0]
[67,0,0.96533333333333304,3.2000000000000001E-2,2.66666666666667E-3,0,0,0,0]
[67,1,4.6153846153846198E-2,0.92820512820512802,2.5641025641025599E-2,0,0,0,0]
[67,2,0,3.06122448979592E-2,0.93877551020408201,3.06122448979592E-2,0,0,0]
[67,3,0,0,0.105263157894737,0.89473684210526305,0,0,0]
[67,4,0,0,0,0,0,0,0]
[67,5,0,0,0,0,0,0,0]
[67,6,0,0,0,0,0,0,0]
[68,0,0.97035040431266895,2.6954177897574101E-2,2.6954177897574099E-3,0,0,0,0]
[68,1,3.5714285714285698E-2,0.95408163265306101,1.02040816326531E-2,0,0,0,0]
[68,2,0.01,0.12,0.85,0.02,0,0,0]
[68,3,0,0,0.1,0.9,0,0,0]
[68,4,0,0,0,0,0,0,0]
[68,5,0,0,0,0,0,0,0]
[68,6,0,0,0,0,0,0,0]
[69,0,0.97010869565217395,2.9891304347826098E-2,0,0,0,0,0]
[69,1,4.7846889952153103E-2,0.91866028708133995,2.8708133971291901E-2,4.78468899521531E-3,0,0,0]
[69,2,0,7.7777777777777807E-2,0.88888888888888895,3.3333333333333298E-2,0,0,0]
[69,3,0,0,0,1,0,0,0]
[69,4,0,0,0,0,0,0,0]
[69,5,0,0,0,0,0,0,0]
[69,6,0,0,0,0,0,0,0]
[70,0,0.97547683923705697,1.9073569482288801E-2,5.4495912806539499E-3,0,0,0,0]
[70,1,6.6666666666666693E-2,0.9,3.3333333333333298E-2,0,0,0,0]
[70,2,0,8.1395348837209294E-2,0.89534883720930203,2.32558139534884E-2,0,0,0]
[70,3,0,0,0.125,0.875,0,0,0]
[70,4,0,0,0,0,0,0,0]
[70,5,0,0,0,0,0,0,0]
[70,6,0,0,0,0,0,0,0]
[71,0,0.97043010752688197,2.9569892473118298E-2,0,0,0,0,0]
[71,1,6.8965517241379296E-2,0.90147783251231495,2.4630541871921201E-2,4.92610837438424E-3,0,0,0]
[71,2,0,3.3707865168539297E-2,0.95505617977528101,1.1235955056179799E-2,0,0,0]
[71,3,0,0,0.173913043478261,0.82608695652173902,0,0,0]
[71,4,0,0,0,0,0,0,0]
[71,5,0,0,0,0,0,0,0]
[71,6,0,0,0,0,0,0,0]
[72,0,0.92533333333333301,7.1999999999999995E-2,2.66666666666667E-3,0,0,0,0]
[72,1,6.5989847715736002E-2,0.88832487309644703,4.5685279187817299E-2,0,0,0,0]
[72,2,1.0638297872340399E-2,6.3829787234042507E-2,0.88297872340425498,4.2553191489361701E-2,0,0,0]
[72,3,0,4.7619047619047603E-2,0.19047619047618999,0.76190476190476197,0,0,0]
[72,4,0,0,0,0,0,0,0]
[72,5,0,0,0,0,0,0,0]
[72,6,0,0,0,0,0,0,0]
[73,0,0.95013850415512502,3.8781163434903003E-2,1.1080332409972299E-2,0,0,0,0]
[73,1,2.39234449760766E-2,0.91866028708133995,5.7416267942583699E-2,0,0,0,0]
[73,2,1.03092783505155E-2,4.1237113402061903E-2,0.91752577319587603,3.09278350515464E-2,0,0,0]
[73,3,0,0.05,0,0.95,0,0,0]
[73,4,0,0,0,0,0,0,0]
[73,5,0,0,0,0,0,0,0]
[73,6,0,0,0,0,0,0,0]
[74,0,0.94555873925501399,4.5845272206303703E-2,8.5959885386819503E-3,0,0,0,0]
[74,1,4.2654028436019002E-2,0.90995260663507105,4.7393364928909901E-2,0,0,0,0]
[74,2,9.5238095238095195E-3,6.6666666666666693E-2,0.87619047619047596,4.7619047619047603E-2,0,0,0]
[74,3,4.5454545454545497E-2,4.5454545454545497E-2,0,0.90909090909090895,0,0,0]
[74,4,0,0,0,0,0,0,0]
[74,5,0,0,0,0,0,0,0]
[74,6,0,0,0,0,0,0,0]
[75,0,0.94721407624633402,4.98533724340176E-2,2.9325513196480899E-3,0,0,0,0]
[75,1,7.4074074074074098E-2,0.89351851851851805,3.2407407407407399E-2,0,0,0,0]
[75,2,2.8571428571428598E-2,5.7142857142857099E-2,0.85714285714285698,5.7142857142857099E-2,0,0,0]
[75,3,0,0.04,0.08,0.88,0,0,0]
[75,4,0,0,0,0,0,0,0]
[75,5,0,0,0,0,0,0,0]
[75,6,0,0,0,0,0,0,0]
[76,0,0.94736842105263197,4.9707602339181298E-2,2.92397660818713E-3,0,0,0,0]
[76,1,2.76497695852535E-2,0.93548387096774199,3.2258064516128997E-2,4.6082949308755804E-3,0,0,0]
[76,2,0.01,0.06,0.9,0.03,0,0,0]
[76,3,0,0,0.107142857142857,0.89285714285714302,0,0,0]
[76,4,0,0,0,0,0,0,0]
[76,5,0,0,0,0,0,0,0]
[76,6,0,0,0,0,0,0,0]
[77,0,0.95166163141993998,4.8338368580060402E-2,0,0,0,0,0]
[77,1,4.4247787610619503E-2,0.92477876106194701,2.6548672566371698E-2,4.4247787610619503E-3,0,0,0]
[77,2,2.9702970297029702E-2,7.9207920792079195E-2,0.87128712871287095,1.9801980198019799E-2,0,0,0]
[77,3,0,6.8965517241379296E-2,0.10344827586206901,0.82758620689655205,0,0,0]
[77,4,0,0,0,0,0,0,0]
[77,5,0,0,0,0,0,0,0]
[77,6,0,0,0,0,0,0,0]
[78,0,0.88414634146341498,0.109756097560976,6.0975609756097598E-3,0,0,0,0]
[78,1,0.11914893617021299,0.79148936170212802,7.6595744680851105E-2,1.27659574468085E-2,0,0,0]
[78,2,3.09278350515464E-2,0.15463917525773199,0.79381443298969101,2.06185567010309E-2,0,0,0]
[78,3,0,0.11111111111111099,0.18518518518518501,0.70370370370370405,0,0,0]
[78,4,0,0,0,0,0,0,0]
[78,5,0,0,0,0,0,0,0]
[78,6,0,0,0,0,0,0,0]
[79,0,0.94392523364486003,5.2959501557632398E-2,3.1152647975077898E-3,0,0,0,0]
[79,1,4.5833333333333302E-2,0.91666666666666696,3.3333333333333298E-2,4.1666666666666701E-3,0,0,0]
[79,2,9.8039215686274508E-3,5.8823529411764698E-2,0.93137254901960798,0,0,0,0]
[79,3,0,0,0,1,0,0,0]
[79,4,0,0,0,0,0,0,0]
[79,5,0,0,0,0,0,0,0]
[79,6,0,0,0,0,0,0,0]
[80,0,0.95873015873015899,4.1269841269841297E-2,0,0,0,0,0]
[80,1,4.9382716049382699E-2,0.90946502057613199,3.7037037037037E-2,4.11522633744856E-3,0,0,0]
[80,2,0,6.7307692307692304E-2,0.92307692307692302,9.6153846153846194E-3,0,0,0]
[80,3,0,0.04,0.08,0.88,0,0,0]
[80,4,0,0,0,0,0,0,0]
[80,5,0,0,0,0,0,0,0]
[80,6,0,0,0,0,0,0,0]
[81,0,0.94585987261146498,5.0955414012738898E-2,3.1847133757961798E-3,0,0,0,0]
[81,1,7.0247933884297495E-2,0.91735537190082705,1.2396694214876E-2,0,0,0,0]
[81,2,1.86915887850467E-2,8.4112149532710304E-2,0.87850467289719603,1.86915887850467E-2,0,0,0]
[81,3,0,0,0.25,0.75,0,0,0]
[81,4,0,0,0,0,0,0,0]
[81,5,0,0,0,0,0,0,0]
[81,6,0,0,0,0,0,0,0]
[82,0,0.958860759493671,3.7974683544303799E-2,3.1645569620253199E-3,0,0,0,0]
[82,1,4.4534412955465598E-2,0.92712550607287403,2.8340080971659899E-2,0,0,0,0]
[82,2,1.9230769230769201E-2,0.15384615384615399,0.82692307692307698,0,0,0,0]
[82,3,0,0.05,0.1,0.85,0,0,0]
[82,4,0,0,0,0,0,0,0]
[82,5,0,0,0,0,0,0,0]
[82,6,0,0,0,0,0,0,0]
[83,0,0.965189873417722,2.2151898734177201E-2,6.3291139240506302E-3,6.3291139240506302E-3,0,0,0]
[83,1,0.108527131782946,0.86821705426356599,2.32558139534884E-2,0,0,0,0]
[83,2,4.1666666666666699E-2,0.104166666666667,0.83333333333333304,2.0833333333333301E-2,0,0,0]
[83,3,0,0.17647058823529399,5.8823529411764698E-2,0.76470588235294101,0,0,0]
[83,4,0,0,0,0,0,0,0]
[83,5,0,0,0,0,0,0,0]
[83,6,0,0,0,0,0,0,0]
[84,0,0.94362017804154297,5.04451038575668E-2,2.9673590504451001E-3,2.9673590504451001E-3,0,0,0]
[84,1,0.110655737704918,0.86065573770491799,2.86885245901639E-2,0,0,0,0]
[84,2,3.3707865168539297E-2,8.98876404494382E-2,0.87640449438202295,0,0,0,0]
[84,3,0,0,0.17647058823529399,0.82352941176470595,0,0,0]
[84,4,0,0,0,0,0,0,0]
[84,5,0,0,0,0,0,0,0]
[84,6,0,0,0,0,0,0,0]
[85,0,0.95114942528735602,4.8850574712643702E-2,0,0,0,0,0]
[85,1,3.4042553191489397E-2,0.93617021276595702,2.97872340425532E-2,0,0,0,0]
[85,2,2.2471910112359599E-2,6.7415730337078705E-2,0.88764044943820197,2.2471910112359599E-2,0,0,0]
[85,3,0,0,6.6666666666666693E-2,0.93333333333333302,0,0,0]
[85,4,0,0,0,0,0,0,0]
[85,5,0,0,0,0,0,0,0]
[85,6,0,0,0,0,0,0,0]
[86,0,0.95307917888563098,4.3988269794721403E-2,2.9325513196480899E-3,0,0,0,0]
[86,1,7.4074074074074098E-2,0.88477366255143997,3.7037037037037E-2,4.11522633744856E-3,0,0,0]
[86,2,0,4.5977011494252901E-2,0.95402298850574696,0,0,0,0]
[86,3,0,0,0.125,0.875,0,0,0]
[86,4,0,0,0,0,0,0,0]
[86,5,0,0,0,0,0,0,0]
[86,6,0,0,0,0,0,0,0]
[87,0,0.944606413994169,5.2478134110787202E-2,2.91545189504373E-3,0,0,0,0]
[87,1,4.7008547008547001E-2,0.91025641025641002,4.2735042735042701E-2,0,0,0,0]
[87,2,1.05263157894737E-2,4.2105263157894701E-2,0.92631578947368398,2.1052631578947399E-2,0,0,0]
[87,3,0,0,0.133333333333333,0.86666666666666703,0,0,0]
[87,4,0,0,0,0,0,0,0]
[87,5,0,0,0,0,0,0,0]
[87,6,0,0,0,0,0,0,0]
[88,0,0.93452380952380998,6.25E-2,2.9761904761904799E-3,0,0,0,0]
[88,1,6.8085106382978697E-2,0.88510638297872302,4.2553191489361701E-2,4.2553191489361703E-3,0,0,0]
[88,2,9.9009900990098994E-3,6.9306930693069299E-2,0.87128712871287095,4.95049504950495E-2,0,0,0]
[88,3,0,0,0.2,0.8,0,0,0]
[88,4,0,0,0,0,0,0,0]
[88,5,0,0,0,0,0,0,0]
[88,6,0,0,0,0,0,0,0]
[89,0,0.94864048338368601,5.1359516616314202E-2,0,0,0,0,0]
[89,1,0.11864406779661001,0.84745762711864403,3.3898305084745797E-2,0,0,0,0]
[89,2,9.8039215686274508E-3,6.8627450980392204E-2,0.90196078431372595,1.9607843137254902E-2,0,0,0]
[89,3,0,0.11111111111111099,0.22222222222222199,0.66666666666666696,0,0,0]
[89,4,0,0,0,0,0,0,0]
[89,5,0,0,0,0,0,0,0]
[89,6,0,0,0,0,0,0,0]
[90,0,0.92711370262390702,6.4139941690962099E-2,8.7463556851312008E-3,0,0,0,0]
[90,1,0.11504424778761101,0.80973451327433599,7.0796460176991094E-2,4.4247787610619503E-3,0,0,0]
[90,2,2.8846153846153799E-2,0.144230769230769,0.75961538461538503,6.7307692307692304E-2,0,0,0]
[90,3,7.1428571428571397E-2,0,0.28571428571428598,0.64285714285714302,0,0,0]
[90,4,0,0,0,0,0,0,0]
[90,5,0,0,0,0,0,0,0]
[90,6,0,0,0,0,0,0,0]
[91,0,0.91954022988505701,7.7586206896551699E-2,2.8735632183907998E-3,0,0,0,0]
[91,1,8.1818181818181804E-2,0.87727272727272698,4.0909090909090902E-2,0,0,0,0]
[91,2,0,3.9215686274509803E-2,0.92156862745098,3.9215686274509803E-2,0,0,0]
[91,3,0,0,0.23529411764705899,0.76470588235294101,0,0,0]
[91,4,0,0,0,0,0,0,0]
[91,5,0,0,0,0,0,0,0]
[91,6,0,0,0,0,0,0,0]
[92,0,0.91715976331360904,7.1005917159763302E-2,1.18343195266272E-2,0,0,0,0]
[92,1,4.9107142857142898E-2,0.88392857142857095,5.8035714285714302E-2,8.9285714285714298E-3,0,0,0]
[92,2,0,9.2592592592592601E-2,0.85185185185185197,5.5555555555555601E-2,0,0,0]
[92,3,0,0,0.17647058823529399,0.82352941176470595,0,0,0]
[92,4,0,0,0,0,0,0,0]
[92,5,0,0,0,0,0,0,0]
[92,6,0,0,0,0,0,0,0]
[93,0,0.86915887850467299,8.4112149532710304E-2,4.67289719626168E-2,0,0,0,0]
[93,1,6.0344827586206899E-2,0.82327586206896597,0.11206896551724101,4.3103448275862103E-3,0,0,0]
[93,2,8.9285714285714298E-3,7.1428571428571397E-2,0.86607142857142905,5.3571428571428603E-2,0,0,0]
[93,3,0,4.5454545454545497E-2,4.5454545454545497E-2,0.90909090909090895,0,0,0]
[93,4,0,0,0,0,0,0,0]
[93,5,0,0,0,0,0,0,0]
[93,6,0,0,0,0,0,0,0]
[94,0,0.90816326530612201,8.1632653061224497E-2,1.02040816326531E-2,0,0,0,0]
[94,1,3.9647577092511002E-2,0.84581497797356797,0.101321585903084,1.3215859030837E-2,0,0,0]
[94,2,7.1942446043165497E-3,2.8776978417266199E-2,0.89928057553956797,6.4748201438848907E-2,0,0,0]
[94,3,0,0,0.18518518518518501,0.81481481481481499,0,0,0]
[94,4,0,0,0,0,0,0,0]
[94,5,0,0,0,0,0,0,0]
[94,6,0,0,0,0,0,0,0]
[95,0,0.88808664259927805,9.3862815884476494E-2,1.4440433212996401E-2,3.6101083032491002E-3,0,0,0]
[95,1,4.0909090909090902E-2,0.86363636363636398,9.0909090909090898E-2,4.5454545454545496E-3,0,0,0]
[95,2,6.41025641025641E-3,5.7692307692307702E-2,0.87820512820512797,5.7692307692307702E-2,0,0,0]
[95,3,0,0,8.8235294117647106E-2,0.91176470588235303,0,0,0]
[95,4,0,0,0,0,0,0,0]
[95,5,0,0,0,0,0,0,0]
[95,6,0,0,0,0,0,0,0]
[96,0,0.7734375,0.18359375,4.296875E-2,0,0,0,0]
[96,1,6.22222222222222E-2,0.76444444444444404,0.151111111111111,2.2222222222222199E-2,0,0,0]
[96,2,1.8292682926829298E-2,8.5365853658536606E-2,0.79878048780487798,9.7560975609756101E-2,0,0,0]
[96,3,0,7.1428571428571397E-2,0.26190476190476197,0.66666666666666696,0,0,0]
[96,4,0,0,0,0,0,0,0]
[96,5,0,0,0,0,0,0,0]
[96,6,0,0,0,0,0,0,0]
[97,0,0.87906976744186005,9.7674418604651203E-2,1.8604651162790701E-2,4.65116279069767E-3,0,0,0]
[97,1,3.8135593220338999E-2,0.86864406779660996,8.8983050847457598E-2,4.2372881355932203E-3,0,0,0]
[97,2,1.06951871657754E-2,2.6737967914438499E-2,0.89304812834224601,6.9518716577540093E-2,0,0,0]
[97,3,0,0,0.122448979591837,0.87755102040816302,0,0,0]
[97,4,0,0,0,0,0,0,0]
[97,5,0,0,0,0,0,0,0]
[97,6,0,0,0,0,0,0,0]
[98,0,0.88500000000000001,0.11,5.0000000000000001E-3,0,0,0,0]
[98,1,2.5974025974026E-2,0.82683982683982704,0.13419913419913401,1.2987012987013E-2,0,0,0]
[98,2,5.0505050505050501E-3,5.0505050505050497E-2,0.88888888888888895,5.5555555555555601E-2,0,0,0]
[98,3,0,0,0.12068965517241401,0.87931034482758597,0,0,0]
[98,4,0,0,0,0,0,0,0]
[98,5,0,0,0,0,0,0,0]
[98,6,0,0,0,0,0,0,0]
[99,0,0.84782608695652195,0.108695652173913,3.2608695652173898E-2,1.0869565217391301E-2,0,0,0]
[99,1,3.1390134529148003E-2,0.87892376681614304,8.9686098654708502E-2,0,0,0,0]
[99,2,1.3953488372093001E-2,6.9767441860465101E-2,0.837209302325581,7.9069767441860506E-2,0,0,0]
[99,3,0,1.5384615384615399E-2,9.2307692307692299E-2,0.89230769230769202,0,0,0]
[99,4,0,0,0,0,0,0,0]
[99,5,0,0,0,0,0,0,0]
[99,6,0,0,0,0,0,0,0]
[100,0,0.86746987951807197,0.114457831325301,1.8072289156626498E-2,0,0,0,0]
[100,1,2.5862068965517199E-2,0.83189655172413801,0.12931034482758599,1.29310344827586E-2,0,0,0]
[100,2,4.7169811320754698E-3,5.1886792452830198E-2,0.90094339622641495,4.2452830188679201E-2,0,0,0]
[100,3,0,0,3.8961038961039002E-2,0.96103896103896103,0,0,0]
[100,4,0,0,0,0,0,0,0]
[100,5,0,0,0,0,0,0,0]
[100,6,0,0,0,0,0,0,0]
[101,0,0.88079470198675502,7.9470198675496706E-2,3.9735099337748297E-2,0,0,0,0]
[101,1,4.9327354260089697E-2,0.84304932735425997,8.5201793721973104E-2,2.2421524663677101E-2,0,0,0]
[101,2,1.3215859030837E-2,4.8458149779735699E-2,0.85903083700440497,7.9295154185022004E-2,0,0,0]
[101,3,0,0,0.127906976744186,0.87209302325581395,0,0,0]
[101,4,0,0,0,0,0,0,0]
[101,5,0,0,0,0,0,0,0]
[101,6,0,0,0,0,0,0,0]
[102,0,0.85714285714285698,0.115646258503401,2.7210884353741499E-2,0,0,0,0]
[102,1,2.8436018957346001E-2,0.78672985781990501,0.16587677725118499,1.8957345971564E-2,0,0,0]
[102,2,8.6580086580086597E-3,4.7619047619047603E-2,0.831168831168831,0.112554112554113,0,0,0]
[102,3,0,1.02040816326531E-2,7.1428571428571397E-2,0.91836734693877597,0,0,0]
[102,4,0,0,0,0,0,0,0]
[102,5,0,0,0,0,0,0,0]
[102,6,0,0,0,0,0,0,0]
[103,0,0.90298507462686595,8.2089552238805999E-2,1.49253731343284E-2,0,0,0,0]
[103,1,2.0512820512820499E-2,0.80512820512820504,0.15897435897435899,1.5384615384615399E-2,0,0,0]
[103,2,8.4033613445378096E-3,4.6218487394957999E-2,0.85714285714285698,8.8235294117647106E-2,0,0,0]
[103,3,0,0,0.05,0.95,0,0,0]
[103,4,0,0,0,0,0,0,0]
[103,5,0,0,0,0,0,0,0]
[103,6,0,0,0,0,0,0,0]
[104,0,0.84251968503937003,0.110236220472441,3.9370078740157501E-2,7.8740157480314994E-3,0,0,0]
[104,1,2.23463687150838E-2,0.82122905027933002,0.14525139664804501,1.11731843575419E-2,0,0,0]
[104,2,1.2345679012345699E-2,4.1152263374485597E-2,0.88888888888888895,5.7613168724279802E-2,0,0,0]
[104,3,0,0,8.6956521739130405E-2,0.91304347826086996,0,0,0]
[104,4,0,0,0,0,0,0,0]
[104,5,0,0,0,0,0,0,0]
[104,6,0,0,0,0,0,0,0]
[105,0,0.78947368421052599,0.20175438596491199,0,8.7719298245613996E-3,0,0,0]
[105,1,2.3391812865497099E-2,0.783625730994152,0.16374269005847999,2.9239766081871298E-2,0,0,0]
[105,2,7.7220077220077196E-3,1.9305019305019301E-2,0.88416988416988396,8.8803088803088806E-2,0,0,0]
[105,3,0,1.3986013986014E-2,0.125874125874126,0.86013986013985999,0,0,0]
[105,4,0,0,0,0,0,0,0]
[105,5,0,0,0,0,0,0,0]
[105,6,0,0,0,0,0,0,0]
[106,0,0.83333333333333304,0.125,4.1666666666666699E-2,0,0,0,0]
[106,1,3.65853658536585E-2,0.82317073170731703,0.115853658536585,2.4390243902439001E-2,0,0,0]
[106,2,3.6363636363636398E-3,4.72727272727273E-2,0.88,6.9090909090909106E-2,0,0,0]
[106,3,6.5789473684210497E-3,0,6.5789473684210495E-2,0.92763157894736803,0,0,0]
[106,4,0,0,0,0,0,0,0]
[106,5,0,0,0,0,0,0,0]
[106,6,0,0,0,0,0,0,0]
[107,0,0.86363636363636398,0.125,1.13636363636364E-2,0,0,0,0]
[107,1,3.7499999999999999E-2,0.75624999999999998,0.17499999999999999,3.125E-2,0,0,0]
[107,2,3.6363636363636398E-3,0.08,0.81454545454545502,0.101818181818182,0,0,0]
[107,3,0,1.8292682926829298E-2,9.1463414634146298E-2,0.89024390243902396,0,0,0]
[107,4,0,0,0,0,0,0,0]
[107,5,0,0,0,0,0,0,0]
[107,6,0,0,0,0,0,0,0]
[108,0,0.77108433734939796,0.180722891566265,4.81927710843374E-2,0,0,0,0]
[108,1,3.1847133757961797E-2,0.75796178343949105,0.20382165605095501,6.3694267515923596E-3,0,0,0]
[108,2,0,7.8358208955223899E-2,0.81716417910447803,0.104477611940299,0,0,0]
[108,3,0,5.5865921787709499E-3,0.106145251396648,0.88826815642458101,0,0,0]
[108,4,0,0,0,0,0,0,0]
[108,5,0,0,0,0,0,0,0]
[108,6,0,0,0,0,0,0,0]
[109,0,0.82608695652173902,0.14492753623188401,2.8985507246376802E-2,0,0,0,0]
[109,1,4.48717948717949E-2,0.80128205128205099,0.141025641025641,1.2820512820512799E-2,0,0,0]
[109,2,7.2992700729926996E-3,4.0145985401459902E-2,0.87956204379561997,7.2992700729927001E-2,0,0,0]
[109,3,0,1.5957446808510599E-2,4.7872340425531901E-2,0.93617021276595702,0,0,0]
[109,4,0,0,0,0,0,0,0]
[109,5,0,0,0,0,0,0,0]
[109,6,0,0,0,0,0,0,0]
[110,0,0.83333333333333304,0.13636363636363599,1.5151515151515201E-2,1.5151515151515201E-2,0,0,0]
[110,1,4.6979865771812103E-2,0.79194630872483196,0.14765100671140899,1.34228187919463E-2,0,0,0]
[110,2,1.8248175182481799E-2,4.0145985401459902E-2,0.86131386861313897,8.0291970802919693E-2,0,0,0]
[110,3,0,1.5151515151515201E-2,0.10101010101010099,0.88383838383838398,0,0,0]
[110,4,0,0,0,0,0,0,0]
[110,5,0,0,0,0,0,0,0]
[110,6,0,0,0,0,0,0,0]
[111,0,0.82089552238805996,0.119402985074627,2.9850746268656699E-2,2.9850746268656699E-2,0,0,0]
[111,1,5.6737588652482303E-2,0.77304964539007104,0.15602836879432599,1.41843971631206E-2,0,0,0]
[111,2,1.4336917562724E-2,8.6021505376344107E-2,0.80286738351254505,9.6774193548387094E-2,0,0,0]
[111,3,0.01,1.4999999999999999E-2,7.4999999999999997E-2,0.9,0,0,0]
[111,4,0,0,0,0,0,0,0]
[111,5,0,0,0,0,0,0,0]
[111,6,0,0,0,0,0,0,0]
[112,0,0.89855072463768104,7.2463768115942004E-2,1.4492753623188401E-2,1.4492753623188401E-2,0,0,0]
[112,1,2.7777777777777801E-2,0.8125,0.15972222222222199,0,0,0,0]
[112,2,3.8022813688212902E-3,5.70342205323194E-2,0.85171102661596998,8.7452471482889704E-2,0,0,0]
[112,3,0,4.739336492891E-3,8.5308056872037893E-2,0.90995260663507105,0,0,0]
[112,4,0,0,0,0,0,0,0]
[112,5,0,0,0,0,0,0,0]
[112,6,0,0,0,0,0,0,0]
[113,0,0.88059701492537301,0.104477611940299,1.49253731343284E-2,0,0,0,0]
[113,1,5.0724637681159403E-2,0.84782608695652195,8.6956521739130405E-2,1.4492753623188401E-2,0,0,0]
[113,2,7.5187969924812E-3,7.5187969924811998E-2,0.85338345864661702,6.3909774436090194E-2,0,0,0]
[113,3,9.2592592592592605E-3,1.38888888888889E-2,0.101851851851852,0.875,0,0,0]
[113,4,0,0,0,0,0,0,0]
[113,5,0,0,0,0,0,0,0]
[113,6,0,0,0,0,0,0,0]
[114,0,0.74285714285714299,0.185714285714286,4.2857142857142899E-2,2.8571428571428598E-2,0,0,0]
[114,1,0.115646258503401,0.76190476190476197,0.102040816326531,2.04081632653061E-2,0,0,0]
[114,2,1.9083969465648901E-2,0.118320610687023,0.73664122137404597,0.12595419847328199,0,0,0]
[114,3,4.8076923076923097E-3,0,0.13942307692307701,0.85576923076923095,0,0,0]
[114,4,0,0,0,0,0,0,0]
[114,5,0,0,0,0,0,0,0]
[114,6,0,0,0,0,0,0,0]
[115,0,0.85333333333333306,0.133333333333333,1.3333333333333299E-2,0,0,0,0]
[115,1,3.2051282051282E-2,0.86538461538461497,9.6153846153846201E-2,6.41025641025641E-3,0,0,0]
[115,2,4.1666666666666701E-3,3.7499999999999999E-2,0.9,5.83333333333333E-2,0,0,0]
[115,3,4.6296296296296302E-3,9.2592592592592605E-3,5.0925925925925902E-2,0.93518518518518501,0,0,0]
[115,4,0,0,0,0,0,0,0]
[115,5,0,0,0,0,0,0,0]
[115,6,0,0,0,0,0,0,0]
[116,0,0.94366197183098599,4.2253521126760597E-2,1.4084507042253501E-2,0,0,0,0]
[116,1,3.2051282051282E-2,0.85256410256410298,0.108974358974359,6.41025641025641E-3,0,0,0]
[116,2,0,4.9382716049382699E-2,0.89711934156378603,5.3497942386831303E-2,0,0,0]
[116,3,0,0,7.3732718894009203E-2,0.92626728110599099,0,0,0]
[116,4,0,0,0,0,0,0,0]
[116,5,0,0,0,0,0,0,0]
[116,6,0,0,0,0,0,0,0]
[117,0,0.81944444444444398,0.13888888888888901,1.38888888888889E-2,2.7777777777777801E-2,0,0,0]
[117,1,4.72972972972973E-2,0.83783783783783805,0.114864864864865,0,0,0,0]
[117,2,0,3.9682539682539701E-2,0.87698412698412698,8.3333333333333301E-2,0,0,0]
[117,3,0,1.3953488372093001E-2,5.1162790697674397E-2,0.93488372093023298,0,0,0]
[117,4,0,0,0,0,0,0,0]
[117,5,0,0,0,0,0,0,0]
[117,6,0,0,0,0,0,0,0]
[118,0,0.87878787878787901,9.0909090909090898E-2,3.03030303030303E-2,0,0,0,0]
[118,1,4.7619047619047603E-2,0.85034013605442205,8.1632653061224497E-2,2.04081632653061E-2,0,0,0]
[118,2,4.0000000000000001E-3,4.3999999999999997E-2,0.91200000000000003,0.04,0,0,0]
[118,3,0,4.4642857142857097E-3,4.9107142857142898E-2,0.94642857142857095,0,0,0]
[118,4,0,0,0,0,0,0,0]
[118,5,0,0,0,0,0,0,0]
[118,6,0,0,0,0,0,0,0]
[119,0,0.87878787878787901,9.0909090909090898E-2,3.03030303030303E-2,0,0,0,0]
[119,1,5.5944055944055902E-2,0.87412587412587395,5.5944055944055902E-2,1.3986013986014E-2,0,0,0]
[119,2,3.9525691699604697E-3,3.9525691699604702E-2,0.92490118577075098,3.1620553359683799E-2,0,0,0]
[119,3,0,8.8888888888888906E-3,0.08,0.91111111111111098,0,0,0]
[119,4,0,0,0,0,0,0,0]
[119,5,0,0,0,0,0,0,0]
[119,6,0,0,0,0,0,0,0]
[120,0,0.88059701492537301,5.9701492537313397E-2,4.47761194029851E-2,1.49253731343284E-2,0,0,0]
[120,1,5.5944055944055902E-2,0.72727272727272696,0.17482517482517501,4.1958041958042001E-2,0,0,0]
[120,2,0,0.103053435114504,0.81297709923664097,8.3969465648855005E-2,0,0,0]
[120,3,4.65116279069767E-3,1.3953488372093001E-2,0.12093023255814001,0.86046511627906996,0,0,0]
[120,4,0,0,0,0,0,0,0]
[120,5,0,0,0,0,0,0,0]
[120,6,0,0,0,0,0,0,0]
[121,0,0.92647058823529405,4.4117647058823498E-2,2.9411764705882401E-2,0,0,0,0]
[121,1,1.4492753623188401E-2,0.86956521739130399,0.101449275362319,1.4492753623188401E-2,0,0,0]
[121,2,0,3.7453183520599301E-2,0.88389513108614204,7.8651685393258397E-2,0,0,0]
[121,3,0,0,6.0747663551401897E-2,0.93925233644859796,0,0,0]
[121,4,0,0,0,0,0,0,0]
[121,5,0,0,0,0,0,0,0]
[121,6,0,0,0,0,0,0,0]
[122,0,0.87692307692307703,9.2307692307692299E-2,3.0769230769230799E-2,0,0,0,0]
[122,1,3.00751879699248E-2,0.87969924812030098,9.0225563909774403E-2,0,0,0,0]
[122,2,1.13207547169811E-2,4.5283018867924497E-2,0.89811320754716994,4.5283018867924497E-2,0,0,0]
[122,3,0,1.33928571428571E-2,8.9285714285714302E-2,0.89732142857142905,0,0,0]
[122,4,0,0,0,0,0,0,0]
[122,5,0,0,0,0,0,0,0]
[122,6,0,0,0,0,0,0,0]
[123,0,0.890625,9.375E-2,1.5625E-2,0,0,0,0]
[123,1,5.0724637681159403E-2,0.83333333333333304,9.4202898550724598E-2,2.1739130434782601E-2,0,0,0]
[123,2,0,5.5147058823529403E-2,0.88602941176470595,5.8823529411764698E-2,0,0,0]
[123,3,4.6948356807511703E-3,0,0.107981220657277,0.88732394366197198,0,0,0]
[123,4,0,0,0,0,0,0,0]
[123,5,0,0,0,0,0,0,0]
[123,6,0,0,0,0,0,0,0]
[124,0,0.89230769230769202,9.2307692307692299E-2,0,1.5384615384615399E-2,0,0,0]
[124,1,4.4117647058823498E-2,0.875,8.0882352941176502E-2,0,0,0,0]
[124,2,0,3.2374100719424502E-2,0.93165467625899301,3.5971223021582698E-2,0,0,0]
[124,3,0,0,3.8461538461538498E-2,0.96153846153846201,0,0,0]
[124,4,0,0,0,0,0,0,0]
[124,5,0,0,0,0,0,0,0]
[124,6,0,0,0,0,0,0,0]
[125,0,0.921875,3.125E-2,4.6875E-2,0,0,0,0]
[125,1,1.49253731343284E-2,0.86567164179104505,0.111940298507463,7.4626865671641798E-3,0,0,0]
[125,2,0,5.0359712230215799E-2,0.89568345323741005,5.3956834532374098E-2,0,0,0]
[125,3,4.739336492891E-3,4.739336492891E-3,0.11848341232227499,0.87203791469194303,0,0,0]
[125,4,0,0,0,0,0,0,0]
[125,5,0,0,0,0,0,0,0]
[125,6,0,0,0,0,0,0,0]
[126,0,0.88709677419354804,9.6774193548387094E-2,1.6129032258064498E-2,0,0,0,0]
[126,1,6.01503759398496E-2,0.78195488721804496,0.12781954887218,3.00751879699248E-2,0,0,0]
[126,2,6.8493150684931503E-3,7.8767123287671201E-2,0.84931506849315097,6.50684931506849E-2,0,0,0]
[126,3,0,0.01,0.14499999999999999,0.84499999999999997,0,0,0]
[126,4,0,0,0,0,0,0,0]
[126,5,0,0,0,0,0,0,0]
[126,6,0,0,0,0,0,0,0]
[127,0,0.89230769230769202,7.69230769230769E-2,0,3.0769230769230799E-2,0,0,0]
[127,1,6.6666666666666693E-2,0.844444444444444,8.1481481481481502E-2,7.4074074074074103E-3,0,0,0]
[127,2,3.3898305084745801E-3,5.4237288135593198E-2,0.90508474576271203,3.7288135593220299E-2,0,0,0]
[127,3,0,1.5625E-2,7.8125E-2,0.90625,0,0,0]
[127,4,0,0,0,0,0,0,0]
[127,5,0,0,0,0,0,0,0]
[127,6,0,0,0,0,0,0,0]
[128,0,0.83823529411764697,0.11764705882352899,4.4117647058823498E-2,0,0,0,0]
[128,1,2.1739130434782601E-2,0.86956521739130399,0.101449275362319,7.2463768115942004E-3,0,0,0]
[128,2,0,5.1194539249146798E-2,0.89419795221843001,5.4607508532423202E-2,0,0,0]
[128,3,0,1.0638297872340399E-2,0.122340425531915,0.86702127659574502,0,0,0]
[128,4,0,0,0,0,0,0,0]
[128,5,0,0,0,0,0,0,0]
[128,6,0,0,0,0,0,0,0]
[129,0,0.81666666666666698,0.16666666666666699,1.6666666666666701E-2,0,0,0,0]
[129,1,4.8275862068965503E-2,0.8,0.14482758620689701,6.8965517241379301E-3,0,0,0]
[129,2,3.3112582781457001E-3,5.6291390728476803E-2,0.89735099337748303,4.3046357615894003E-2,0,0,0]
[129,3,0,1.6666666666666701E-2,0.13888888888888901,0.844444444444444,0,0,0]
[129,4,0,0,0,0,0,0,0]
[129,5,0,0,0,0,0,0,0]
[129,6,0,0,0,0,0,0,0]
[130,0,0.89473684210526305,7.0175438596491196E-2,3.5087719298245598E-2,0,0,0,0]
[130,1,5.4794520547945202E-2,0.86301369863013699,8.2191780821917804E-2,0,0,0,0]
[130,2,6.2893081761006301E-3,4.71698113207547E-2,0.92452830188679203,2.20125786163522E-2,0,0,0]
[130,3,0,0,7.2289156626505993E-2,0.92771084337349397,0,0,0]
[130,4,0,0,0,0,0,0,0]
[130,5,0,0,0,0,0,0,0]
[130,6,0,0,0,0,0,0,0]
[131,0,0.91803278688524603,8.1967213114754106E-2,0,0,0,0,0]
[131,1,7.5862068965517199E-2,0.86896551724137905,4.8275862068965503E-2,6.8965517241379301E-3,0,0,0]
[131,2,1.8749999999999999E-2,0.11562500000000001,0.84687500000000004,1.8749999999999999E-2,0,0,0]
[131,3,0,1.8633540372670801E-2,0.19875776397515499,0.78260869565217395,0,0,0]
[131,4,0,0,0,0,0,0,0]
[131,5,0,0,0,0,0,0,0]
[131,6,0,0,0,0,0,0,0]
[132,0,0.80821917808219201,0.150684931506849,2.7397260273972601E-2,1.3698630136986301E-2,0,0,0]
[132,1,0.13450292397660801,0.77192982456140302,8.7719298245614002E-2,5.8479532163742704E-3,0,0,0]
[132,2,4.1935483870967703E-2,0.17741935483870999,0.74838709677419402,3.2258064516128997E-2,0,0,0]
[132,3,2.2556390977443601E-2,3.00751879699248E-2,0.278195488721805,0.66917293233082698,0,0,0]
[132,4,0,0,0,0,0,0,0]
[132,5,0,0,0,0,0,0,0]
[132,6,0,0,0,0,0,0,0]
[133,0,0.92857142857142905,6.1224489795918401E-2,0,1.02040816326531E-2,0,0,0]
[133,1,7.4257425742574296E-2,0.87128712871287095,4.4554455445544601E-2,9.9009900990098994E-3,0,0,0]
[133,2,6.9930069930069904E-3,4.8951048951049E-2,0.92307692307692302,2.0979020979021001E-2,0,0,0]
[133,3,0,0,0.12871287128712899,0.87128712871287095,0,0,0]
[133,4,0,0,0,0,0,0,0]
[133,5,0,0,0,0,0,0,0]
[133,6,0,0,0,0,0,0,0]
[134,0,0.95370370370370405,4.6296296296296301E-2,0,0,0,0,0]
[134,1,7.1428571428571397E-2,0.86224489795918402,5.6122448979591802E-2,1.02040816326531E-2,0,0,0]
[134,2,1.3986013986014E-2,9.0909090909090898E-2,0.86363636363636398,3.1468531468531499E-2,0,0,0]
[134,3,0,1.03092783505155E-2,0.123711340206186,0.865979381443299,0,0,0]
[134,4,0,0,0,0,0,0,0]
[134,5,0,0,0,0,0,0,0]
[134,6,0,0,0,0,0,0,0]
[135,0,0.95041322314049603,4.9586776859504099E-2,0,0,0,0,0]
[135,1,0.14925373134328401,0.80597014925373101,4.47761194029851E-2,0,0,0,0]
[135,2,1.85185185185185E-2,0.218518518518519,0.72592592592592597,3.7037037037037E-2,0,0,0]
[135,3,0,6.3157894736842093E-2,0.21052631578947401,0.72631578947368403,0,0,0]
[135,4,0,0,0,0,0,0,0]
[135,5,0,0,0,0,0,0,0]
[135,6,0,0,0,0,0,0,0]
[136,0,0.96666666666666701,3.3333333333333298E-2,0,0,0,0,0]
[136,1,0.11587982832618,0.86695278969957101,1.7167381974248899E-2,0,0,0,0]
[136,2,1.7777777777777799E-2,0.133333333333333,0.844444444444444,4.4444444444444401E-3,0,0,0]
[136,3,0,0,0.151898734177215,0.848101265822785,0,0,0]
[136,4,0,0,0,0,0,0,0]
[136,5,0,0,0,0,0,0,0]
[136,6,0,0,0,0,0,0,0]
[137,0,0.98295454545454497,1.7045454545454499E-2,0,0,0,0,0]
[137,1,0.18565400843881899,0.78059071729957796,2.53164556962025E-2,8.4388185654008397E-3,0,0,0]
[137,2,1.94174757281553E-2,0.17961165048543701,0.76213592233009697,3.8834951456310697E-2,0,0,0]
[137,3,1.4705882352941201E-2,1.4705882352941201E-2,0.25,0.72058823529411797,0,0,0]
[137,4,0,0,0,0,0,0,0]
[137,5,0,0,0,0,0,0,0]
[137,6,0,0,0,0,0,0,0]
[138,0,0.96846846846846801,3.1531531531531501E-2,0,0,0,0,0]
[138,1,0.247787610619469,0.71681415929203496,3.5398230088495602E-2,0,0,0,0]
[138,2,6.1111111111111102E-2,0.27222222222222198,0.66666666666666696,0,0,0,0]
[138,3,1.6949152542372899E-2,8.4745762711864403E-2,0.152542372881356,0.74576271186440701,0,0,0]
[138,4,0,0,0,0,0,0,0]
[138,5,0,0,0,0,0,0,0]
[138,6,0,0,0,0,0,0,0]
[139,0,0.97173144876325102,2.47349823321555E-2,3.53356890459364E-3,0,0,0,0]
[139,1,0.161434977578475,0.80717488789237701,3.1390134529148003E-2,0,0,0,0]
[139,2,3.6496350364963501E-2,0.145985401459854,0.79562043795620396,2.18978102189781E-2,0,0,0]
[139,3,0,9.0909090909090898E-2,0.25,0.65909090909090895,0,0,0]
[139,4,0,0,0,0,0,0,0]
[139,5,0,0,0,0,0,0,0]
[139,6,0,0,0,0,0,0,0]
[140,0,0.990506329113924,9.4936708860759497E-3,0,0,0,0,0]
[140,1,0.16587677725118499,0.81516587677725105,1.8957345971564E-2,0,0,0,0]
[140,2,6.25E-2,0.2109375,0.71875,7.8125E-3,0,0,0]
[140,3,3.125E-2,0.15625,0.1875,0.625,0,0,0]
[140,4,0,0,0,0,0,0,0]
[140,5,0,0,0,0,0,0,0]
[140,6,0,0,0,0,0,0,0]
[141,0,0.96358543417366904,3.64145658263305E-2,0,0,0,0,0]
[141,1,0.23671497584541101,0.75362318840579701,9.6618357487922701E-3,0,0,0,0]
[141,2,7.8431372549019607E-2,0.27450980392156898,0.64705882352941202,0,0,0,0]
[141,3,9.5238095238095205E-2,4.7619047619047603E-2,0.28571428571428598,0.57142857142857095,0,0,0]
[141,4,0,0,0,0,0,0,0]
[141,5,0,0,0,0,0,0,0]
[141,6,0,0,0,0,0,0,0]
[142,0,0.98759305210918102,1.2406947890818899E-2,0,0,0,0,0]
[142,1,0.15656565656565699,0.83838383838383801,0,5.0505050505050501E-3,0,0,0]
[142,2,2.7027027027027001E-2,0.17567567567567599,0.77027027027026995,2.7027027027027001E-2,0,0,0]
[142,3,0,0,0.41666666666666702,0.58333333333333304,0,0,0]
[142,4,0,0,0,0,0,0,0]
[142,5,0,0,0,0,0,0,0]
[142,6,0,0,0,0,0,0,0]
[143,0,0.98607888631090501,1.1600928074245899E-2,2.32018561484919E-3,0,0,0,0]
[143,1,0.24456521739130399,0.71739130434782605,3.8043478260869602E-2,0,0,0,0]
[143,2,8.0645161290322606E-2,0.209677419354839,0.69354838709677402,1.6129032258064498E-2,0,0,0]
[143,3,0,0.3,0,0.7,0,0,0]
[143,4,0,0,0,0,0,0,0]
[143,5,0,0,0,0,0,0,0]
[143,6,0,0,0,0,0,0,0]
[144,0,0.97684210526315796,2.31578947368421E-2,0,0,0,0,0]
[144,1,0.33333333333333298,0.66666666666666696,0,0,0,0,0]
[144,2,5.8823529411764698E-2,0.33333333333333298,0.56862745098039202,3.9215686274509803E-2,0,0,0]
[144,3,0,0,0.125,0.875,0,0,0]
[144,4,0,0,0,0,0,0,0]
[144,5,0,0,0,0,0,0,0]
[144,6,0,0,0,0,0,0,0]

{"sheet":"tpm3_we","index":16,"n_rows":1018,"n_cols":9,"rows_kept":1018,"cut":false,"hidden":false,"merged":[]}
[{"$f":"tpm1_wd!A1","v":"Active Occupancy Model"}]
[]
[{"$f":"tpm1_wd!A3","v":"Transition Probability Matrix"}]
[]
["Three resident house"]
["Weekend"]
[]
[]
[]
[{"$f":"tpm1_wd!A10","v":"Ten minute period number"},{"$f":"tpm1_wd!B10","v":"Active occupant count in time period"},{"$f":"tpm1_wd!C10","v":"Probability of transition to zero active occupants in next time period"},{"$f":"tpm1_wd!D10","v":"Probability of transition to one active occupant in next time period"},{"$f":"tpm1_wd!E10","v":"Probability of transition to two active occupants in next time period"},{"$f":"tpm1_wd!F10","v":"Probability of transition to three active occupants in next time period"},{"$f":"tpm1_wd!G10","v":"Probability of transition to four active occupants in next time period"},{"$f":"tpm1_wd!H10","v":"Probability of transition to five active occupants in next time period"},{"$f":"tpm1_wd!I10","v":"Probability of transition to six active occupants in next time period"}]
[1,0,0.98283261802575095,1.7167381974248899E-2,0,0,0,0,0]
[1,1,0.26896551724137902,0.71034482758620698,2.06896551724138E-2,0,0,0,0]
[1,2,4.6153846153846198E-2,0.138461538461538,0.81538461538461504,0,0,0,0]
[1,3,0,0,0.30769230769230799,0.69230769230769196,0,0,0]
[1,4,0,0,0,0,0,0,0]
[1,5,0,0,0,0,0,0,0]
[1,6,0,0,0,0,0,0,0]
[2,0,0.98,1.6E-2,4.0000000000000001E-3,0,0,0,0]
[2,1,0.18333333333333299,0.80833333333333302,8.3333333333333297E-3,0,0,0,0]
[2,2,0.18333333333333299,0.116666666666667,0.65,0.05,0,0,0]
[2,3,0,0,0.11111111111111099,0.88888888888888895,0,0,0]
[2,4,0,0,0,0,0,0,0]
[2,5,0,0,0,0,0,0,0]
[2,6,0,0,0,0,0,0,0]
[3,0,0.98087954110898701,1.9120458891013398E-2,0,0,0,0,0]
[3,1,0.24107142857142899,0.74107142857142905,1.7857142857142901E-2,0,0,0,0]
[3,2,6.9767441860465101E-2,0.162790697674419,0.76744186046511598,0,0,0,0]
[3,3,0,0,0.18181818181818199,0.81818181818181801,0,0,0]
[3,4,0,0,0,0,0,0,0]
[3,5,0,0,0,0,0,0,0]
[3,6,0,0,0,0,0,0,0]
[4,0,0.99079189686924496,9.2081031307550704E-3,0,0,0,0,0]
[4,1,0.18,0.81,0.01,0,0,0,0]
[4,2,8.1081081081081099E-2,0.162162162162162,0.75675675675675702,0,0,0,0]
[4,3,0,0,0.22222222222222199,0.77777777777777801,0,0,0]
[4,4,0,0,0,0,0,0,0]
[4,5,0,0,0,0,0,0,0]
[4,6,0,0,0,0,0,0,0]
[5,0,0.99284436493738804,5.3667262969588504E-3,1.78890876565295E-3,0,0,0,0]
[5,1,0.19565217391304299,0.80434782608695699,0,0,0,0,0]
[5,2,6.4516129032258104E-2,0.19354838709677399,0.74193548387096797,0,0,0,0]
[5,3,0,0,0.14285714285714299,0.85714285714285698,0,0,0]
[5,4,0,0,0,0,0,0,0]
[5,5,0,0,0,0,0,0,0]
[5,6,0,0,0,0,0,0,0]
[6,0,0.97739130434782595,2.0869565217391299E-2,1.7391304347826101E-3,0,0,0,0]
[6,1,0.313253012048193,0.686746987951807,0,0,0,0,0]
[6,2,0.32,0.16,0.52,0,0,0,0]
[6,3,0.16666666666666699,0,0.16666666666666699,0.66666666666666696,0,0,0]
[6,4,0,0,0,0,0,0,0]
[6,5,0,0,0,0,0,0,0]
[6,6,0,0,0,0,0,0,0]
[7,0,0.99497487437185905,5.0251256281407001E-3,0,0,0,0,0]
[7,1,0.164383561643836,0.82191780821917804,1.3698630136986301E-2,0,0,0,0]
[7,2,6.6666666666666693E-2,6.6666666666666693E-2,0.86666666666666703,0,0,0,0]
[7,3,0,0.25,0.25,0.5,0,0,0]
[7,4,0,0,0,0,0,0,0]
[7,5,0,0,0,0,0,0,0]
[7,6,0,0,0,0,0,0,0]
[8,0,0.99176276771004901,8.2372322899505798E-3,0,0,0,0,0]
[8,1,0.16923076923076899,0.83076923076923104,0,0,0,0,0]
[8,2,0.133333333333333,0.2,0.66666666666666696,0,0,0,0]
[8,3,0,0,0.5,0.5,0,0,0]
[8,4,0,0,0,0,0,0,0]
[8,5,0,0,0,0,0,0,0]
[8,6,0,0,0,0,0,0,0]
[9,0,0.99024390243902405,9.7560975609756097E-3,0,0,0,0,0]
[9,1,0.16129032258064499,0.82258064516129004,0,1.6129032258064498E-2,0,0,0]
[9,2,9.0909090909090898E-2,9.0909090909090898E-2,0.72727272727272696,9.0909090909090898E-2,0,0,0]
[9,3,0,0,0,1,0,0,0]
[9,4,0,0,0,0,0,0,0]
[9,5,0,0,0,0,0,0,0]
[9,6,0,0,0,0,0,0,0]
[10,0,0.99838709677419402,1.6129032258064501E-3,0,0,0,0,0]
[10,1,0.18965517241379301,0.77586206896551702,3.4482758620689703E-2,0,0,0,0]
[10,2,0.125,0,0.875,0,0,0,0]
[10,3,0,0,0,1,0,0,0]
[10,4,0,0,0,0,0,0,0]
[10,5,0,0,0,0,0,0,0]
[10,6,0,0,0,0,0,0,0]
[11,0,0.99524564183835196,4.7543581616481803E-3,0,0,0,0,0]
[11,1,0.217391304347826,0.78260869565217395,0,0,0,0,0]
[11,2,0,0.44444444444444398,0.55555555555555602,0,0,0,0]
[11,3,0,0.33333333333333298,0,0.66666666666666696,0,0,0]
[11,4,0,0,0,0,0,0,0]
[11,5,0,0,0,0,0,0,0]
[11,6,0,0,0,0,0,0,0]
[12,0,0.99686520376175503,3.1347962382445101E-3,0,0,0,0,0]
[12,1,0.27272727272727298,0.70454545454545503,2.27272727272727E-2,0,0,0,0]
[12,2,0,0.4,0.6,0,0,0,0]
[12,3,0,0,0.5,0.5,0,0,0]
[12,4,0,0,0,0,0,0,0]
[12,5,0,0,0,0,0,0,0]
[12,6,0,0,0,0,0,0,0]
[13,0,0.99382716049382702,6.17283950617284E-3,0,0,0,0,0]
[13,1,0.22857142857142901,0.77142857142857102,0,0,0,0,0]
[13,2,0,0.2,0.8,0,0,0,0]
[13,3,0,0,0,1,0,0,0]
[13,4,0,0,0,0,0,0,0]
[13,5,0,0,0,0,0,0,0]
[13,6,0,0,0,0,0,0,0]
[14,0,0.99233128834355799,6.13496932515337E-3,1.5337423312883399E-3,0,0,0,0]
[14,1,0.1875,0.8125,0,0,0,0,0]
[14,2,0,0,1,0,0,0,0]
[14,3,0,0,0,1,0,0,0]
[14,4,0,0,0,0,0,0,0]
[14,5,0,0,0,0,0,0,0]
[14,6,0,0,0,0,0,0,0]
[15,0,0.98621745788667703,1.22511485451761E-2,1.5313935681470099E-3,0,0,0,0]
[15,1,0.1,0.9,0,0,0,0,0]
[15,2,0,0.2,0.8,0,0,0,0]
[15,3,0,0,1,0,0,0,0]
[15,4,0,0,0,0,0,0,0]
[15,5,0,0,0,0,0,0,0]
[15,6,0,0,0,0,0,0,0]
[16,0,0.99381761978361705,6.18238021638331E-3,0,0,0,0,0]
[16,1,0.11111111111111099,0.88888888888888895,0,0,0,0,0]
[16,2,0,0.33333333333333298,0.66666666666666696,0,0,0,0]
[16,3,0,0,0,0,0,0,0]
[16,4,0,0,0,0,0,0,0]
[16,5,0,0,0,0,0,0,0]
[16,6,0,0,0,0,0,0,0]
[17,0,0.99845440494590398,1.5455950540958299E-3,0,0,0,0,0]
[17,1,0.31578947368421101,0.68421052631578905,0,0,0,0,0]
[17,2,0,0,1,0,0,0,0]
[17,3,0,0,0,0,0,0,0]
[17,4,0,0,0,0,0,0,0]
[17,5,0,0,0,0,0,0,0]
[17,6,0,0,0,0,0,0,0]
[18,0,0.99392097264437695,6.0790273556231003E-3,0,0,0,0,0]
[18,1,0.22222222222222199,0.74074074074074103,3.7037037037037E-2,0,0,0,0]
[18,2,0,0.25,0.75,0,0,0,0]
[18,3,0,0,0,0,0,0,0]
[18,4,0,0,0,0,0,0,0]
[18,5,0,0,0,0,0,0,0]
[18,6,0,0,0,0,0,0,0]
[19,0,0.99696969696969695,3.0303030303030299E-3,0,0,0,0,0]
[19,1,0.08,0.92,0,0,0,0,0]
[19,2,0.5,0,0.5,0,0,0,0]
[19,3,0,0,0,0,0,0,0]
[19,4,0,0,0,0,0,0,0]
[19,5,0,0,0,0,0,0,0]
[19,6,0,0,0,0,0,0,0]
[20,0,0.99848942598187296,0,1.51057401812689E-3,0,0,0,0]
[20,1,0.16,0.84,0,0,0,0,0]
[20,2,0.5,0,0.5,0,0,0,0]
[20,3,0,0,0,0,0,0,0]
[20,4,0,0,0,0,0,0,0]
[20,5,0,0,0,0,0,0,0]
[20,6,0,0,0,0,0,0,0]
[21,0,0.99549549549549599,4.5045045045045001E-3,0,0,0,0,0]
[21,1,0.14285714285714299,0.85714285714285698,0,0,0,0,0]
[21,2,0,0,1,0,0,0,0]
[21,3,0,0,0,0,0,0,0]
[21,4,0,0,0,0,0,0,0]
[21,5,0,0,0,0,0,0,0]
[21,6,0,0,0,0,0,0,0]
[22,0,0.99549549549549599,4.5045045045045001E-3,0,0,0,0,0]
[22,1,9.5238095238095205E-2,0.90476190476190499,0,0,0,0,0]
[22,2,0,0,1,0,0,0,0]
[22,3,0,0,0,0,0,0,0]
[22,4,0,0,0,0,0,0,0]
[22,5,0,0,0,0,0,0,0]
[22,6,0,0,0,0,0,0,0]
[23,0,0.98947368421052595,9.0225563909774407E-3,1.50375939849624E-3,0,0,0,0]
[23,1,0.27272727272727298,0.72727272727272696,0,0,0,0,0]
[23,2,0,0,1,0,0,0,0]
[23,3,0,0,0,0,0,0,0]
[23,4,0,0,0,0,0,0,0]
[23,5,0,0,0,0,0,0,0]
[23,6,0,0,0,0,0,0,0]
[24,0,0.98343373493975905,1.6566265060241E-2,0,0,0,0,0]
[24,1,1,0,0,0,0,0,0]
[24,2,1,0,0,0,0,0,0]
[24,3,0,0,0,0,0,0,0]
[24,4,0,0,0,0,0,0,0]
[24,5,0,0,0,0,0,0,0]
[24,6,0,0,0,0,0,0,0]
[25,0,0.99852507374631305,0,1.47492625368732E-3,0,0,0,0]
[25,1,0,1,0,0,0,0,0]
[25,2,0,0,0,0,0,0,0]
[25,3,0,0,0,0,0,0,0]
[25,4,0,0,0,0,0,0,0]
[25,5,0,0,0,0,0,0,0]
[25,6,0,0,0,0,0,0,0]
[26,0,0.99261447562777005,5.9084194977843396E-3,1.4771048744460901E-3,0,0,0,0]
[26,1,0,1,0,0,0,0,0]
[26,2,0,1,0,0,0,0,0]
[26,3,0,0,0,0,0,0,0]
[26,4,0,0,0,0,0,0,0]
[26,5,0,0,0,0,0,0,0]
[26,6,0,0,0,0,0,0,0]
[27,0,0.99404761904761896,5.9523809523809503E-3,0,0,0,0,0]
[27,1,0.5,0.5,0,0,0,0,0]
[27,2,0,0,1,0,0,0,0]
[27,3,0,0,0,0,0,0,0]
[27,4,0,0,0,0,0,0,0]
[27,5,0,0,0,0,0,0,0]
[27,6,0,0,0,0,0,0,0]
[28,0,0.99556213017751505,4.4378698224852098E-3,0,0,0,0,0]
[28,1,0.33333333333333298,0.66666666666666696,0,0,0,0,0]
[28,2,0,0,1,0,0,0,0]
[28,3,0,0,0,0,0,0,0]
[28,4,0,0,0,0,0,0,0]
[28,5,0,0,0,0,0,0,0]
[28,6,0,0,0,0,0,0,0]
[29,0,0.99261447562777005,7.3855243722304297E-3,0,0,0,0,0]
[29,1,0.54545454545454497,0.45454545454545497,0,0,0,0,0]
[29,2,0,0,1,0,0,0,0]
[29,3,0,0,0,0,0,0,0]
[29,4,0,0,0,0,0,0,0]
[29,5,0,0,0,0,0,0,0]
[29,6,0,0,0,0,0,0,0]
[30,0,0.98230088495575196,1.62241887905605E-2,1.47492625368732E-3,0,0,0,0]
[30,1,0.3,0.7,0,0,0,0,0]
[30,2,0,1,0,0,0,0,0]
[30,3,0,0,0,0,0,0,0]
[30,4,0,0,0,0,0,0,0]
[30,5,0,0,0,0,0,0,0]
[30,6,0,0,0,0,0,0,0]
[31,0,0.99402092675635301,5.9790732436472297E-3,0,0,0,0,0]
[31,1,0.26315789473684198,0.68421052631578905,5.2631578947368397E-2,0,0,0,0]
[31,2,1,0,0,0,0,0,0]
[31,3,0,0,0,0,0,0,0]
[31,4,0,0,0,0,0,0,0]
[31,5,0,0,0,0,0,0,0]
[31,6,0,0,0,0,0,0,0]
[32,0,0.98062593144560395,1.9374068554396402E-2,0,0,0,0,0]
[32,1,5.8823529411764698E-2,0.94117647058823495,0,0,0,0,0]
[32,2,0,1,0,0,0,0,0]
[32,3,0,0,0,0,0,0,0]
[32,4,0,0,0,0,0,0,0]
[32,5,0,0,0,0,0,0,0]
[32,6,0,0,0,0,0,0,0]
[33,0,0.987860394537178,1.21396054628225E-2,0,0,0,0,0]
[33,1,0.233333333333333,0.7,6.6666666666666693E-2,0,0,0,0]
[33,2,0,0,0,0,0,0,0]
[33,3,0,0,0,0,0,0,0]
[33,4,0,0,0,0,0,0,0]
[33,5,0,0,0,0,0,0,0]
[33,6,0,0,0,0,0,0,0]
[34,0,0.99088145896656499,9.11854103343465E-3,0,0,0,0,0]
[34,1,0.24137931034482801,0.72413793103448298,3.4482758620689703E-2,0,0,0,0]
[34,2,0,0,1,0,0,0,0]
[34,3,0,0,0,0,0,0,0]
[34,4,0,0,0,0,0,0,0]
[34,5,0,0,0,0,0,0,0]
[34,6,0,0,0,0,0,0,0]
[35,0,0.97268588770865005,2.7314112291350501E-2,0,0,0,0,0]
[35,1,0.33333333333333298,0.66666666666666696,0,0,0,0,0]
[35,2,0,0,1,0,0,0,0]
[35,3,0,0,0,0,0,0,0]
[35,4,0,0,0,0,0,0,0]
[35,5,0,0,0,0,0,0,0]
[35,6,0,0,0,0,0,0,0]
[36,0,0.96307692307692305,3.2307692307692301E-2,4.6153846153846202E-3,0,0,0,0]
[36,1,5.5555555555555601E-2,0.86111111111111105,8.3333333333333301E-2,0,0,0,0]
[36,2,0.33333333333333298,0.66666666666666696,0,0,0,0,0]
[36,3,0,0,0,0,0,0,0]
[36,4,0,0,0,0,0,0,0]
[36,5,0,0,0,0,0,0,0]
[36,6,0,0,0,0,0,0,0]
[37,0,0.98728139904610501,1.1128775834658201E-2,1.5898251192368799E-3,0,0,0,0]
[37,1,0.148148148148148,0.83333333333333304,1.85185185185185E-2,0,0,0,0]
[37,2,0,0,1,0,0,0,0]
[37,3,0,0,0,0,0,0,0]
[37,4,0,0,0,0,0,0,0]
[37,5,0,0,0,0,0,0,0]
[37,6,0,0,0,0,0,0,0]
[38,0,0.98251192368839402,1.7488076311605701E-2,0,0,0,0,0]
[38,1,0.134615384615385,0.82692307692307698,3.8461538461538498E-2,0,0,0,0]
[38,2,0,0.125,0.75,0.125,0,0,0]
[38,3,0,0,0,0,0,0,0]
[38,4,0,0,0,0,0,0,0]
[38,5,0,0,0,0,0,0,0]
[38,6,0,0,0,0,0,0,0]
[39,0,0.95840000000000003,0.04,1.6000000000000001E-3,0,0,0,0]
[39,1,0.218181818181818,0.78181818181818197,0,0,0,0,0]
[39,2,0,0.125,0.75,0.125,0,0,0]
[39,3,0,0,1,0,0,0,0]
[39,4,0,0,0,0,0,0,0]
[39,5,0,0,0,0,0,0,0]
[39,6,0,0,0,0,0,0,0]
[40,0,0.98199672667757798,1.30932896890344E-2,4.9099836333878896E-3,0,0,0,0]
[40,1,0.101449275362319,0.84057971014492705,5.7971014492753603E-2,0,0,0,0]
[40,2,0,0,0.875,0.125,0,0,0]
[40,3,0,0,0,1,0,0,0]
[40,4,0,0,0,0,0,0,0]
[40,5,0,0,0,0,0,0,0]
[40,6,0,0,0,0,0,0,0]
[41,0,0.96540362438220795,3.1301482701812197E-2,3.2948929159802298E-3,0,0,0,0]
[41,1,0.13636363636363599,0.84848484848484895,1.5151515151515201E-2,0,0,0,0]
[41,2,7.1428571428571397E-2,0.14285714285714299,0.78571428571428603,0,0,0,0]
[41,3,0,0,0,1,0,0,0]
[41,4,0,0,0,0,0,0,0]
[41,5,0,0,0,0,0,0,0]
[41,6,0,0,0,0,0,0,0]
[42,0,0.85906040268456396,0.10738255033557,3.35570469798658E-2,0,0,0,0]
[42,1,9.0909090909090898E-2,0.80519480519480502,9.0909090909090898E-2,1.2987012987013E-2,0,0,0]
[42,2,7.1428571428571397E-2,7.1428571428571397E-2,0.85714285714285698,0,0,0,0]
[42,3,0.5,0.5,0,0,0,0,0]
[42,4,0,0,0,0,0,0,0]
[42,5,0,0,0,0,0,0,0]
[42,6,0,0,0,0,0,0,0]
[43,0,0.93090211132437595,6.71785028790787E-2,1.9193857965451101E-3,0,0,0,0]
[43,1,3.90625E-2,0.8828125,7.8125E-2,0,0,0,0]
[43,2,0,0.128205128205128,0.79487179487179505,7.69230769230769E-2,0,0,0]
[43,3,0,0,0,1,0,0,0]
[43,4,0,0,0,0,0,0,0]
[43,5,0,0,0,0,0,0,0]
[43,6,0,0,0,0,0,0,0]
[44,0,0.916326530612245,7.5510204081632698E-2,8.1632653061224497E-3,0,0,0,0]
[44,1,5.22875816993464E-2,0.83006535947712401,9.8039215686274495E-2,1.9607843137254902E-2,0,0,0]
[44,2,4.7619047619047603E-2,0.119047619047619,0.80952380952380998,2.3809523809523801E-2,0,0,0]
[44,3,0,0,0,1,0,0,0]
[44,4,0,0,0,0,0,0,0]
[44,5,0,0,0,0,0,0,0]
[44,6,0,0,0,0,0,0,0]
[45,0,0.89760348583878002,9.1503267973856203E-2,1.08932461873638E-2,0,0,0,0]
[45,1,0.112426035502959,0.75147928994082802,0.124260355029586,1.18343195266272E-2,0,0,0]
[45,2,0,5.6603773584905703E-2,0.79245283018867896,0.15094339622641501,0,0,0]
[45,3,0,0,0.25,0.75,0,0,0]
[45,4,0,0,0,0,0,0,0]
[45,5,0,0,0,0,0,0,0]
[45,6,0,0,0,0,0,0,0]
[46,0,0.92343387470997695,6.2645011600928099E-2,1.3921113689095099E-2,0,0,0,0]
[46,1,7.5581395348837205E-2,0.831395348837209,9.3023255813953501E-2,0,0,0,0]
[46,2,0,7.1428571428571397E-2,0.871428571428571,5.7142857142857099E-2,0,0,0]
[46,3,6.25E-2,0,6.25E-2,0.875,0,0,0]
[46,4,0,0,0,0,0,0,0]
[46,5,0,0,0,0,0,0,0]
[46,6,0,0,0,0,0,0,0]
[47,0,0.89563106796116498,8.4951456310679602E-2,1.94174757281553E-2,0,0,0,0]
[47,1,0.04,0.85714285714285698,9.71428571428571E-2,5.7142857142857099E-3,0,0,0]
[47,2,0,9.5238095238095205E-2,0.85714285714285698,4.7619047619047603E-2,0,0,0]
[47,3,5.5555555555555601E-2,0,5.5555555555555601E-2,0.88888888888888895,0,0,0]
[47,4,0,0,0,0,0,0,0]
[47,5,0,0,0,0,0,0,0]
[47,6,0,0,0,0,0,0,0]
[48,0,0.81432360742705601,0.15384615384615399,2.3872679045092798E-2,7.9575596816976093E-3,0,0,0]
[48,1,6.7357512953367907E-2,0.72020725388601003,0.18652849740932601,2.59067357512953E-2,0,0,0]
[48,2,0,6.1224489795918401E-2,0.85714285714285698,8.1632653061224497E-2,0,0,0]
[48,3,4.7619047619047603E-2,4.7619047619047603E-2,9.5238095238095205E-2,0.80952380952380998,0,0,0]
[48,4,0,0,0,0,0,0,0]
[48,5,0,0,0,0,0,0,0]
[48,6,0,0,0,0,0,0,0]
[49,0,0.903426791277259,9.0342679127725894E-2,6.2305295950155796E-3,0,0,0,0]
[49,1,4.4117647058823498E-2,0.81372549019607798,0.13725490196078399,4.9019607843137298E-3,0,0,0]
[49,2,7.63358778625954E-3,6.8702290076335895E-2,0.80916030534351102,0.114503816793893,0,0,0]
[49,3,3.03030303030303E-2,3.03030303030303E-2,0.15151515151515199,0.78787878787878796,0,0,0]
[49,4,0,0,0,0,0,0,0]
[49,5,0,0,0,0,0,0,0]
[49,6,0,0,0,0,0,0,0]
[50,0,0.90033222591362105,7.6411960132890394E-2,1.9933554817275701E-2,3.3222591362126199E-3,0,0,0]
[50,1,5.3658536585365901E-2,0.79512195121951201,0.13170731707317099,1.9512195121951199E-2,0,0,0]
[50,2,0,9.2198581560283696E-2,0.80141843971631199,0.10638297872340401,0,0,0]
[50,3,0,0,0.119047619047619,0.88095238095238104,0,0,0]
[50,4,0,0,0,0,0,0,0]
[50,5,0,0,0,0,0,0,0]
[50,6,0,0,0,0,0,0,0]
[51,0,0.83333333333333304,0.13829787234042601,2.4822695035461001E-2,3.54609929078014E-3,0,0,0]
[51,1,3.5175879396984903E-2,0.78894472361808998,0.16582914572864299,1.00502512562814E-2,0,0,0]
[51,2,0,7.2847682119205295E-2,0.84105960264900703,8.6092715231788103E-2,0,0,0]
[51,3,1.7543859649122799E-2,7.0175438596491196E-2,0.105263157894737,0.80701754385964897,0,0,0]
[51,4,0,0,0,0,0,0,0]
[51,5,0,0,0,0,0,0,0]
[51,6,0,0,0,0,0,0,0]
[52,0,0.91769547325102896,7.8189300411522597E-2,4.11522633744856E-3,0,0,0,0]
[52,1,1.8957345971564E-2,0.86729857819905198,0.11374407582938401,0,0,0,0]
[52,2,0,6.3583815028901702E-2,0.87283236994219604,6.3583815028901702E-2,0,0,0]
[52,3,1.6129032258064498E-2,3.2258064516128997E-2,4.8387096774193498E-2,0.90322580645161299,0,0,0]
[52,4,0,0,0,0,0,0,0]
[52,5,0,0,0,0,0,0,0]
[52,6,0,0,0,0,0,0,0]
[53,0,0.87280701754386003,0.105263157894737,2.1929824561403501E-2,0,0,0,0]
[53,1,5.1162790697674397E-2,0.832558139534884,0.111627906976744,4.65116279069767E-3,0,0,0]
[53,2,1.67597765363128E-2,7.2625698324022395E-2,0.83240223463687102,7.8212290502793297E-2,0,0,0]
[53,3,4.47761194029851E-2,4.47761194029851E-2,7.4626865671641798E-2,0.83582089552238803,0,0,0]
[53,4,0,0,0,0,0,0,0]
[53,5,0,0,0,0,0,0,0]
[53,6,0,0,0,0,0,0,0]
[54,0,0.77314814814814803,0.16203703703703701,6.0185185185185203E-2,4.6296296296296302E-3,0,0,0]
[54,1,6.3926940639269403E-2,0.69863013698630105,0.20091324200913199,3.6529680365296802E-2,0,0,0]
[54,2,5.4644808743169399E-3,6.0109289617486301E-2,0.808743169398907,0.12568306010929001,0,0,0]
[54,3,0,4.2253521126760597E-2,0.140845070422535,0.81690140845070403,0,0,0]
[54,4,0,0,0,0,0,0,0]
[54,5,0,0,0,0,0,0,0]
[54,6,0,0,0,0,0,0,0]
[55,0,0.82417582417582402,0.14285714285714299,2.1978021978022001E-2,1.0989010989011E-2,0,0,0]
[55,1,3.4653465346534698E-2,0.82673267326732702,0.133663366336634,4.9504950495049497E-3,0,0,0]
[55,2,0,7.4418604651162804E-2,0.85116279069767398,7.4418604651162804E-2,0,0,0]
[55,3,1.1111111111111099E-2,0,0.1,0.88888888888888895,0,0,0]
[55,4,0,0,0,0,0,0,0]
[55,5,0,0,0,0,0,0,0]
[55,6,0,0,0,0,0,0,0]
[56,0,0.905063291139241,8.2278481012658194E-2,1.26582278481013E-2,0,0,0,0]
[56,1,5.7416267942583699E-2,0.803827751196172,0.12918660287081299,9.5693779904306199E-3,0,0,0]
[56,2,1.79372197309417E-2,8.5201793721973104E-2,0.83408071748878898,6.2780269058296007E-2,0,0,0]
[56,3,2.02020202020202E-2,2.02020202020202E-2,6.0606060606060601E-2,0.89898989898989901,0,0,0]
[56,4,0,0,0,0,0,0,0]
[56,5,0,0,0,0,0,0,0]
[56,6,0,0,0,0,0,0,0]
[57,0,0.85714285714285698,0.13043478260869601,6.2111801242236003E-3,6.2111801242236003E-3,0,0,0]
[57,1,3.9603960396039598E-2,0.85148514851485102,9.4059405940594101E-2,1.4851485148514899E-2,0,0,0]
[57,2,3.1674208144796399E-2,5.4298642533936702E-2,0.77375565610859698,0.14027149321266999,0,0,0]
[57,3,1.9047619047619001E-2,9.5238095238095195E-3,0.104761904761905,0.86666666666666703,0,0,0]
[57,4,0,0,0,0,0,0,0]
[57,5,0,0,0,0,0,0,0]
[57,6,0,0,0,0,0,0,0]
[58,0,0.89677419354838706,9.6774193548387094E-2,6.4516129032258099E-3,0,0,0,0]
[58,1,5.3398058252427202E-2,0.82524271844660202,0.121359223300971,0,0,0,0]
[58,2,1.4851485148514899E-2,7.9207920792079195E-2,0.85148514851485102,5.4455445544554497E-2,0,0,0]
[58,3,0,2.3809523809523801E-2,0.11111111111111099,0.865079365079365,0,0,0]
[58,4,0,0,0,0,0,0,0]
[58,5,0,0,0,0,0,0,0]
[58,6,0,0,0,0,0,0,0]
[59,0,0.934640522875817,5.8823529411764698E-2,6.5359477124183E-3,0,0,0,0]
[59,1,6.8627450980392204E-2,0.81372549019607798,0.11274509803921599,4.9019607843137298E-3,0,0,0]
[59,2,1.41509433962264E-2,8.9622641509433998E-2,0.82547169811320797,7.0754716981132101E-2,0,0,0]
[59,3,1.6666666666666701E-2,8.3333333333333301E-2,6.6666666666666693E-2,0.83333333333333304,0,0,0]
[59,4,0,0,0,0,0,0,0]
[59,5,0,0,0,0,0,0,0]
[59,6,0,0,0,0,0,0,0]
[60,0,0.75925925925925897,0.18518518518518501,4.9382716049382699E-2,6.17283950617284E-3,0,0,0]
[60,1,0.10294117647058799,0.65686274509803899,0.19607843137254899,4.4117647058823498E-2,0,0,0]
[60,2,1.9323671497584499E-2,0.164251207729469,0.72463768115941996,9.1787439613526603E-2,0,0,0]
[60,3,2.5862068965517199E-2,0,0.163793103448276,0.81034482758620696,0,0,0]
[60,4,0,0,0,0,0,0,0]
[60,5,0,0,0,0,0,0,0]
[60,6,0,0,0,0,0,0,0]
[61,0,0.927152317880795,5.2980132450331098E-2,1.3245033112582801E-2,6.6225165562913899E-3,0,0,0]
[61,1,5.5555555555555601E-2,0.86363636363636398,7.5757575757575801E-2,5.0505050505050501E-3,0,0,0]
[61,2,0,3.6866359447004601E-2,0.91244239631336399,5.0691244239631297E-2,0,0,0]
[61,3,8.1300813008130107E-3,1.6260162601626001E-2,7.3170731707317097E-2,0.90243902439024404,0,0,0]
[61,4,0,0,0,0,0,0,0]
[61,5,0,0,0,0,0,0,0]
[61,6,0,0,0,0,0,0,0]
[62,0,0.92763157894736803,6.5789473684210495E-2,0,6.5789473684210497E-3,0,0,0]
[62,1,4.7619047619047603E-2,0.92063492063492103,2.6455026455026499E-2,5.2910052910052898E-3,0,0,0]
[62,2,1.7857142857142901E-2,6.25E-2,0.85714285714285698,6.25E-2,0,0,0]
[62,3,1.6129032258064498E-2,3.2258064516128997E-2,5.6451612903225798E-2,0.89516129032258096,0,0,0]
[62,4,0,0,0,0,0,0,0]
[62,5,0,0,0,0,0,0,0]
[62,6,0,0,0,0,0,0,0]
[63,0,0.92948717948717996,5.7692307692307702E-2,1.2820512820512799E-2,0,0,0,0]
[63,1,4.95049504950495E-2,0.82178217821782196,0.118811881188119,9.9009900990098994E-3,0,0,0]
[63,2,9.8039215686274508E-3,8.8235294117647106E-2,0.85784313725490202,4.4117647058823498E-2,0,0,0]
[63,3,0,3.9370078740157501E-2,0.12598425196850399,0.83464566929133899,0,0,0]
[63,4,0,0,0,0,0,0,0]
[63,5,0,0,0,0,0,0,0]
[63,6,0,0,0,0,0,0,0]
[64,0,0.91719745222929905,8.2802547770700605E-2,0,0,0,0,0]
[64,1,2.02020202020202E-2,0.89393939393939403,8.0808080808080801E-2,5.0505050505050501E-3,0,0,0]
[64,2,2.76497695852535E-2,3.6866359447004601E-2,0.89400921658986199,4.1474654377880199E-2,0,0,0]
[64,3,1.7094017094017099E-2,2.5641025641025599E-2,5.9829059829059797E-2,0.89743589743589702,0,0,0]
[64,4,0,0,0,0,0,0,0]
[64,5,0,0,0,0,0,0,0]
[64,6,0,0,0,0,0,0,0]
[65,0,0.94230769230769196,3.2051282051282E-2,1.9230769230769201E-2,6.41025641025641E-3,0,0,0]
[65,1,6.9651741293532299E-2,0.89552238805970197,2.9850746268656699E-2,4.97512437810945E-3,0,0,0]
[65,2,1.3824884792626699E-2,0.101382488479263,0.84792626728110598,3.6866359447004601E-2,0,0,0]
[65,3,2.6086956521739101E-2,1.7391304347826101E-2,6.9565217391304293E-2,0.88695652173912998,0,0,0]
[65,4,0,0,0,0,0,0,0]
[65,5,0,0,0,0,0,0,0]
[65,6,0,0,0,0,0,0,0]
[66,0,0.88622754491017997,9.5808383233532898E-2,1.79640718562874E-2,0,0,0,0]
[66,1,0.11483253588516699,0.78947368421052599,7.6555023923445001E-2,1.9138755980861202E-2,0,0,0]
[66,2,1.49253731343284E-2,8.9552238805970102E-2,0.82089552238805996,7.4626865671641798E-2,0,0,0]
[66,3,2.6785714285714302E-2,2.6785714285714302E-2,0.125,0.82142857142857095,0,0,0]
[66,4,0,0,0,0,0,0,0]
[66,5,0,0,0,0,0,0,0]
[66,6,0,0,0,0,0,0,0]
[67,0,0.91573033707865203,6.7415730337078705E-2,1.6853932584269701E-2,0,0,0,0]
[67,1,5.4455445544554497E-2,0.86138613861386104,7.9207920792079195E-2,4.9504950495049497E-3,0,0,0]
[67,2,5.0505050505050501E-3,4.5454545454545497E-2,0.86363636363636398,8.5858585858585898E-2,0,0,0]
[67,3,0,9.0090090090090107E-3,0.117117117117117,0.87387387387387405,0,0,0]
[67,4,0,0,0,0,0,0,0]
[67,5,0,0,0,0,0,0,0]
[67,6,0,0,0,0,0,0,0]
[68,0,0.95428571428571396,3.4285714285714301E-2,1.1428571428571401E-2,0,0,0,0]
[68,1,4.08163265306122E-2,0.88775510204081598,6.6326530612244902E-2,5.1020408163265302E-3,0,0,0]
[68,2,2.4630541871921201E-2,6.4039408866995107E-2,0.87192118226601001,3.9408866995073899E-2,0,0,0]
[68,3,2.6086956521739101E-2,4.3478260869565202E-2,8.6956521739130405E-2,0.84347826086956501,0,0,0]
[68,4,0,0,0,0,0,0,0]
[68,5,0,0,0,0,0,0,0]
[68,6,0,0,0,0,0,0,0]
[69,0,0.92896174863388004,6.0109289617486301E-2,1.0928961748633901E-2,0,0,0,0]
[69,1,3.03030303030303E-2,0.88383838383838398,8.0808080808080801E-2,5.0505050505050501E-3,0,0,0]
[69,2,2.9702970297029702E-2,8.9108910891089105E-2,0.80693069306930698,7.4257425742574296E-2,0,0,0]
[69,3,9.4339622641509396E-3,1.88679245283019E-2,7.5471698113207503E-2,0.89622641509433998,0,0,0]
[69,4,0,0,0,0,0,0,0]
[69,5,0,0,0,0,0,0,0]
[69,6,0,0,0,0,0,0,0]
[70,0,0.92896174863388004,5.4644808743169397E-2,1.63934426229508E-2,0,0,0,0]
[70,1,3.3980582524271802E-2,0.89320388349514601,6.7961165048543701E-2,4.8543689320388302E-3,0,0,0]
[70,2,2.1164021164021201E-2,5.8201058201058198E-2,0.87301587301587302,4.7619047619047603E-2,0,0,0]
[70,3,0,2.7027027027027001E-2,4.5045045045045001E-2,0.927927927927928,0,0,0]
[70,4,0,0,0,0,0,0,0]
[70,5,0,0,0,0,0,0,0]
[70,6,0,0,0,0,0,0,0]
[71,0,0.97790055248618801,2.2099447513812199E-2,0,0,0,0,0]
[71,1,6.25E-2,0.84134615384615397,9.1346153846153799E-2,4.8076923076923097E-3,0,0,0]
[71,2,3.20855614973262E-2,6.9518716577540093E-2,0.82887700534759401,6.9518716577540093E-2,0,0,0]
[71,3,8.8495575221238902E-3,4.4247787610619503E-2,0.11504424778761101,0.83185840707964598,0,0,0]
[71,4,0,0,0,0,0,0,0]
[71,5,0,0,0,0,0,0,0]
[71,6,0,0,0,0,0,0,0]
[72,0,0.89847715736040601,6.0913705583756299E-2,3.0456852791878201E-2,1.01522842639594E-2,0,0,0]
[72,1,6.5989847715736002E-2,0.79187817258883297,0.13705583756345199,5.0761421319797002E-3,0,0,0]
[72,2,2.1390374331550801E-2,8.5561497326203204E-2,0.81283422459893095,8.0213903743315496E-2,0,0,0]
[72,3,1.85185185185185E-2,4.6296296296296301E-2,0.148148148148148,0.78703703703703698,0,0,0]
[72,4,0,0,0,0,0,0,0]
[72,5,0,0,0,0,0,0,0]
[72,6,0,0,0,0,0,0,0]
[73,0,0.93367346938775497,5.6122448979591802E-2,5.1020408163265302E-3,5.1020408163265302E-3,0,0,0]
[73,1,2.6455026455026499E-2,0.87830687830687804,8.99470899470899E-2,5.2910052910052898E-3,0,0,0]
[73,2,1.99004975124378E-2,6.9651741293532299E-2,0.86069651741293496,4.9751243781094502E-2,0,0,0]
[73,3,0,9.7087378640776708E-3,8.7378640776699004E-2,0.90291262135922301,0,0,0]
[73,4,0,0,0,0,0,0,0]
[73,5,0,0,0,0,0,0,0]
[73,6,0,0,0,0,0,0,0]
[74,0,0.91145833333333304,5.2083333333333301E-2,3.6458333333333301E-2,0,0,0,0]
[74,1,3.6458333333333301E-2,0.89583333333333304,5.7291666666666699E-2,1.0416666666666701E-2,0,0,0]
[74,2,1.4999999999999999E-2,4.4999999999999998E-2,0.89500000000000002,4.4999999999999998E-2,0,0,0]
[74,3,9.5238095238095195E-3,9.5238095238095195E-3,7.6190476190476197E-2,0.90476190476190499,0,0,0]
[74,4,0,0,0,0,0,0,0]
[74,5,0,0,0,0,0,0,0]
[74,6,0,0,0,0,0,0,0]
[75,0,0.91935483870967705,6.4516129032258104E-2,1.6129032258064498E-2,0,0,0,0]
[75,1,8.3333333333333301E-2,0.84375,6.25E-2,1.0416666666666701E-2,0,0,0]
[75,2,1.46341463414634E-2,4.8780487804878099E-2,0.88292682926829302,5.3658536585365901E-2,0,0,0]
[75,3,9.4339622641509396E-3,1.88679245283019E-2,9.4339622641509399E-2,0.87735849056603799,0,0,0]
[75,4,0,0,0,0,0,0,0]
[75,5,0,0,0,0,0,0,0]
[75,6,0,0,0,0,0,0,0]
[76,0,0.93717277486910999,4.7120418848167499E-2,1.04712041884817E-2,5.2356020942408397E-3,0,0,0]
[76,1,6.4516129032258104E-2,0.84408602150537604,6.4516129032258104E-2,2.68817204301075E-2,0,0,0]
[76,2,9.7087378640776708E-3,4.3689320388349502E-2,0.91262135922330101,3.3980582524271802E-2,0,0,0]
[76,3,9.4339622641509396E-3,1.88679245283019E-2,6.6037735849056603E-2,0.90566037735849103,0,0,0]
[76,4,0,0,0,0,0,0,0]
[76,5,0,0,0,0,0,0,0]
[76,6,0,0,0,0,0,0,0]
[77,0,0.95360824742268002,4.6391752577319603E-2,0,0,0,0,0]
[77,1,0.101694915254237,0.870056497175141,2.82485875706215E-2,0,0,0,0]
[77,2,0,7.6555023923445001E-2,0.88995215311004805,3.3492822966507199E-2,0,0,0]
[77,3,9.1743119266055103E-3,1.8348623853211E-2,4.5871559633027498E-2,0.92660550458715596,0,0,0]
[77,4,0,0,0,0,0,0,0]
[77,5,0,0,0,0,0,0,0]
[77,6,0,0,0,0,0,0,0]
[78,0,0.85294117647058798,0.11274509803921599,2.9411764705882401E-2,4.9019607843137298E-3,0,0,0]
[78,1,9.9447513812154706E-2,0.67955801104972402,0.17679558011049701,4.4198895027624301E-2,0,0,0]
[78,2,3.5714285714285698E-2,7.1428571428571397E-2,0.77040816326530603,0.122448979591837,0,0,0]
[78,3,2.7777777777777801E-2,1.85185185185185E-2,0.148148148148148,0.80555555555555602,0,0,0]
[78,4,0,0,0,0,0,0,0]
[78,5,0,0,0,0,0,0,0]
[78,6,0,0,0,0,0,0,0]
[79,0,0.91584158415841599,7.4257425742574296E-2,4.9504950495049497E-3,4.9504950495049497E-3,0,0,0]
[79,1,4.3209876543209902E-2,0.85185185185185197,8.0246913580246895E-2,2.4691358024691398E-2,0,0,0]
[79,2,4.8780487804877997E-3,4.8780487804878099E-2,0.89268292682926798,5.3658536585365901E-2,0,0,0]
[79,3,0,0,6.6666666666666693E-2,0.93333333333333302,0,0,0]
[79,4,0,0,0,0,0,0,0]
[79,5,0,0,0,0,0,0,0]
[79,6,0,0,0,0,0,0,0]
[80,0,0.92746113989637302,5.1813471502590698E-2,2.0725388601036301E-2,0,0,0,0]
[80,1,4.2944785276073601E-2,0.871165644171779,6.7484662576687102E-2,1.84049079754601E-2,0,0,0]
[80,2,0,9.2682926829268306E-2,0.86341463414634101,4.39024390243902E-2,0,0,0]
[80,3,0,7.8125E-3,4.6875E-2,0.9453125,0,0,0]
[80,4,0,0,0,0,0,0,0]
[80,5,0,0,0,0,0,0,0]
[80,6,0,0,0,0,0,0,0]
[81,0,0.89784946236559104,8.6021505376344107E-2,1.0752688172042999E-2,5.3763440860215101E-3,0,0,0]
[81,1,9.8837209302325604E-2,0.82558139534883701,6.9767441860465101E-2,5.8139534883720903E-3,0,0,0]
[81,2,0,5.5555555555555601E-2,0.88383838383838398,6.0606060606060601E-2,0,0,0]
[81,3,2.2556390977443601E-2,1.50375939849624E-2,0.13533834586466201,0.82706766917293195,0,0,0]
[81,4,0,0,0,0,0,0,0]
[81,5,0,0,0,0,0,0,0]
[81,6,0,0,0,0,0,0,0]
[82,0,0.93048128342245995,5.3475935828876997E-2,1.60427807486631E-2,0,0,0,0]
[82,1,2.3391812865497099E-2,0.90643274853801203,6.4327485380116997E-2,5.8479532163742704E-3,0,0,0]
[82,2,9.6618357487922701E-3,0.101449275362319,0.84541062801932398,4.3478260869565202E-2,0,0,0]
[82,3,1.6129032258064498E-2,0,8.0645161290322606E-2,0.90322580645161299,0,0,0]
[82,4,0,0,0,0,0,0,0]
[82,5,0,0,0,0,0,0,0]
[82,6,0,0,0,0,0,0,0]
[83,0,0.92857142857142905,4.94505494505494E-2,1.6483516483516501E-2,5.4945054945054897E-3,0,0,0]
[83,1,9.6774193548387094E-2,0.86021505376344098,3.7634408602150497E-2,5.3763440860215101E-3,0,0,0]
[83,2,5.0251256281407001E-3,8.0402010050251299E-2,0.86432160804020097,5.0251256281407003E-2,0,0,0]
[83,3,8.1967213114754103E-3,1.63934426229508E-2,6.5573770491803296E-2,0.90983606557377095,0,0,0]
[83,4,0,0,0,0,0,0,0]
[83,5,0,0,0,0,0,0,0]
[83,6,0,0,0,0,0,0,0]
[84,0,0.88888888888888895,7.4074074074074098E-2,2.1164021164021201E-2,1.58730158730159E-2,0,0,0]
[84,1,8.0213903743315496E-2,0.82352941176470595,7.4866310160427801E-2,2.1390374331550801E-2,0,0,0]
[84,2,5.2631578947368397E-2,5.7894736842105297E-2,0.82105263157894703,6.8421052631578994E-2,0,0,0]
[84,3,0,2.4390243902439001E-2,9.7560975609756101E-2,0.87804878048780499,0,0,0]
[84,4,0,0,0,0,0,0,0]
[84,5,0,0,0,0,0,0,0]
[84,6,0,0,0,0,0,0,0]
[85,0,0.94300518134714995,3.6269430051813503E-2,1.55440414507772E-2,5.1813471502590702E-3,0,0,0]
[85,1,5.4945054945054903E-2,0.86263736263736301,8.2417582417582402E-2,0,0,0,0]
[85,2,1.6129032258064498E-2,6.4516129032258104E-2,0.88709677419354804,3.2258064516128997E-2,0,0,0]
[85,3,7.8125E-3,7.8125E-3,7.8125E-2,0.90625,0,0,0]
[85,4,0,0,0,0,0,0,0]
[85,5,0,0,0,0,0,0,0]
[85,6,0,0,0,0,0,0,0]
[86,0,0.93367346938775497,4.5918367346938799E-2,2.04081632653061E-2,0,0,0,0]
[86,1,3.9548022598870101E-2,0.92090395480225995,3.3898305084745797E-2,5.6497175141242903E-3,0,0,0]
[86,2,1.55440414507772E-2,6.21761658031088E-2,0.88082901554404103,4.1450777202072499E-2,0,0,0]
[86,3,8.1300813008130107E-3,1.6260162601626001E-2,8.9430894308943104E-2,0.88617886178861804,0,0,0]
[86,4,0,0,0,0,0,0,0]
[86,5,0,0,0,0,0,0,0]
[86,6,0,0,0,0,0,0,0]
[87,0,0.93298969072164994,6.7010309278350499E-2,0,0,0,0,0]
[87,1,5.9139784946236597E-2,0.83870967741935498,9.1397849462365593E-2,1.0752688172042999E-2,0,0,0]
[87,2,5.2356020942408397E-3,7.8534031413612607E-2,0.83769633507853403,7.8534031413612607E-2,0,0,0]
[87,3,0,3.3898305084745797E-2,0.101694915254237,0.86440677966101698,0,0,0]
[87,4,0,0,0,0,0,0,0]
[87,5,0,0,0,0,0,0,0]
[87,6,0,0,0,0,0,0,0]
[88,0,0.95854922279792698,4.1450777202072499E-2,0,0,0,0,0]
[88,1,7.4468085106383003E-2,0.87765957446808496,4.2553191489361701E-2,5.31914893617021E-3,0,0,0]
[88,2,1.58730158730159E-2,5.8201058201058198E-2,0.89417989417989396,3.1746031746031703E-2,0,0,0]
[88,3,0,0,5.8823529411764698E-2,0.94117647058823495,0,0,0]
[88,4,0,0,0,0,0,0,0]
[88,5,0,0,0,0,0,0,0]
[88,6,0,0,0,0,0,0,0]
[89,0,0.92574257425742601,6.43564356435644E-2,4.9504950495049497E-3,4.9504950495049497E-3,0,0,0]
[89,1,5.4347826086956499E-2,0.84782608695652195,9.2391304347826095E-2,5.4347826086956503E-3,0,0,0]
[89,2,0,4.3478260869565202E-2,0.92391304347826098,3.2608695652173898E-2,0,0,0]
[89,3,8.4033613445378096E-3,8.4033613445378096E-3,8.40336134453782E-2,0.89915966386554602,0,0,0]
[89,4,0,0,0,0,0,0,0]
[89,5,0,0,0,0,0,0,0]
[89,6,0,0,0,0,0,0,0]
[90,0,0.88888888888888895,7.5757575757575801E-2,3.5353535353535401E-2,0,0,0,0]
[90,1,0.106741573033708,0.83146067415730296,5.6179775280898903E-2,5.6179775280898901E-3,0,0,0]
[90,2,2.02020202020202E-2,7.0707070707070704E-2,0.83838383838383801,7.0707070707070704E-2,0,0,0]
[90,3,1.7391304347826101E-2,1.7391304347826101E-2,9.5652173913043495E-2,0.86956521739130399,0,0,0]
[90,4,0,0,0,0,0,0,0]
[90,5,0,0,0,0,0,0,0]
[90,6,0,0,0,0,0,0,0]
[91,0,0.90049751243781095,5.9701492537313397E-2,2.48756218905473E-2,1.49253731343284E-2,0,0,0]
[91,1,6.1452513966480403E-2,0.87709497206703901,5.5865921787709501E-2,5.5865921787709499E-3,0,0,0]
[91,2,1.03092783505155E-2,6.7010309278350499E-2,0.89175257731958801,3.09278350515464E-2,0,0,0]
[91,3,1.7391304347826101E-2,2.6086956521739101E-2,7.8260869565217397E-2,0.87826086956521698,0,0,0]
[91,4,0,0,0,0,0,0,0]
[91,5,0,0,0,0,0,0,0]
[91,6,0,0,0,0,0,0,0]
[92,0,0.95918367346938804,2.5510204081632699E-2,1.53061224489796E-2,0,0,0,0]
[92,1,3.7837837837837798E-2,0.891891891891892,5.4054054054054099E-2,1.62162162162162E-2,0,0,0]
[92,2,1.01522842639594E-2,4.5685279187817299E-2,0.88324873096446699,6.0913705583756299E-2,0,0,0]
[92,3,0,0,9.90990990990991E-2,0.90090090090090102,0,0,0]
[92,4,0,0,0,0,0,0,0]
[92,5,0,0,0,0,0,0,0]
[92,6,0,0,0,0,0,0,0]
[93,0,0.90862944162436499,7.1065989847715699E-2,2.0304568527918801E-2,0,0,0,0]
[93,1,1.67597765363128E-2,0.89385474860335201,7.8212290502793297E-2,1.11731843575419E-2,0,0,0]
[93,2,1.01010101010101E-2,4.0404040404040401E-2,0.90909090909090895,4.0404040404040401E-2,0,0,0]
[93,3,1.7391304347826101E-2,1.7391304347826101E-2,5.21739130434783E-2,0.91304347826086996,0,0,0]
[93,4,0,0,0,0,0,0,0]
[93,5,0,0,0,0,0,0,0]
[93,6,0,0,0,0,0,0,0]
[94,0,0.94086021505376305,3.2258064516128997E-2,1.6129032258064498E-2,1.0752688172042999E-2,0,0,0]
[94,1,2.1739130434782601E-2,0.90217391304347805,6.5217391304347797E-2,1.0869565217391301E-2,0,0,0]
[94,2,9.8039215686274508E-3,9.8039215686274508E-3,0.94117647058823495,3.9215686274509803E-2,0,0,0]
[94,3,0,1.7391304347826101E-2,2.6086956521739101E-2,0.95652173913043503,0,0,0]
[94,4,0,0,0,0,0,0,0]
[94,5,0,0,0,0,0,0,0]
[94,6,0,0,0,0,0,0,0]
[95,0,0.95580110497237603,2.7624309392265199E-2,1.1049723756906099E-2,5.5248618784530402E-3,0,0,0]
[95,1,3.97727272727273E-2,0.89204545454545503,5.6818181818181802E-2,1.13636363636364E-2,0,0,0]
[95,2,1.4285714285714299E-2,5.2380952380952403E-2,0.85714285714285698,7.6190476190476197E-2,0,0,0]
[95,3,0,0,7.3770491803278701E-2,0.92622950819672101,0,0,0]
[95,4,0,0,0,0,0,0,0]
[95,5,0,0,0,0,0,0,0]
[95,6,0,0,0,0,0,0,0]
[96,0,0.84153005464480901,0.109289617486339,2.7322404371584699E-2,2.1857923497267801E-2,0,0,0]
[96,1,0.109826589595376,0.69364161849711004,0.17341040462427701,2.3121387283237E-2,0,0,0]
[96,2,4.97512437810945E-3,5.9701492537313397E-2,0.81094527363184099,0.124378109452736,0,0,0]
[96,3,0,3.7878787878787901E-2,0.12878787878787901,0.83333333333333304,0,0,0]
[96,4,0,0,0,0,0,0,0]
[96,5,0,0,0,0,0,0,0]
[96,6,0,0,0,0,0,0,0]
[97,0,0.94252873563218398,4.0229885057471299E-2,1.1494252873563199E-2,5.74712643678161E-3,0,0,0]
[97,1,3.1847133757961797E-2,0.89808917197452198,7.0063694267515894E-2,0,0,0,0]
[97,2,4.65116279069767E-3,2.32558139534884E-2,0.95348837209302295,1.8604651162790701E-2,0,0,0]
[97,3,0,0,3.4965034965035002E-2,0.965034965034965,0,0,0]
[97,4,0,0,0,0,0,0,0]
[97,5,0,0,0,0,0,0,0]
[97,6,0,0,0,0,0,0,0]
[98,0,0.93529411764705905,5.29411764705882E-2,1.1764705882352899E-2,0,0,0,0]
[98,1,2.61437908496732E-2,0.88235294117647101,7.8431372549019607E-2,1.30718954248366E-2,0,0,0]
[98,2,4.4843049327354303E-3,3.5874439461883401E-2,0.910313901345291,4.9327354260089697E-2,0,0,0]
[98,3,6.9930069930069904E-3,0,3.4965034965035002E-2,0.95804195804195802,0,0,0]
[98,4,0,0,0,0,0,0,0]
[98,5,0,0,0,0,0,0,0]
[98,6,0,0,0,0,0,0,0]
[99,0,0.91515151515151505,4.8484848484848499E-2,2.4242424242424201E-2,1.21212121212121E-2,0,0,0]
[99,1,2.6315789473684199E-2,0.84868421052631604,0.11184210526315801,1.3157894736842099E-2,0,0,0]
[99,2,9.0090090090090107E-3,4.5045045045045001E-2,0.90090090090090102,4.5045045045045001E-2,0,0,0]
[99,3,6.6666666666666697E-3,0.02,5.3333333333333302E-2,0.92,0,0,0]
[99,4,0,0,0,0,0,0,0]
[99,5,0,0,0,0,0,0,0]
[99,6,0,0,0,0,0,0,0]
[100,0,0.911392405063291,4.4303797468354403E-2,3.7974683544303799E-2,6.3291139240506302E-3,0,0,0]
[100,1,2.66666666666667E-2,0.86666666666666703,0.1,6.6666666666666697E-3,0,0,0]
[100,2,4.3668122270742399E-3,3.4934497816593899E-2,0.89956331877729301,6.1135371179039298E-2,0,0,0]
[100,3,0,0,4.6052631578947401E-2,0.95394736842105299,0,0,0]
[100,4,0,0,0,0,0,0,0]
[100,5,0,0,0,0,0,0,0]
[100,6,0,0,0,0,0,0,0]
[101,0,0.91946308724832204,6.0402684563758399E-2,1.34228187919463E-2,6.7114093959731499E-3,0,0,0]
[101,1,3.4482758620689703E-2,0.88965517241379299,7.5862068965517199E-2,0,0,0,0]
[101,2,8.5470085470085496E-3,2.9914529914529898E-2,0.91025641025641002,5.1282051282051301E-2,0,0,0]
[101,3,0,6.2111801242236003E-3,4.9689440993788803E-2,0.94409937888198803,0,0,0]
[101,4,0,0,0,0,0,0,0]
[101,5,0,0,0,0,0,0,0]
[101,6,0,0,0,0,0,0,0]
[102,0,0.84722222222222199,0.125,2.7777777777777801E-2,0,0,0,0]
[102,1,5.4794520547945202E-2,0.78767123287671204,0.102739726027397,5.4794520547945202E-2,0,0,0]
[102,2,8.5470085470085496E-3,5.9829059829059797E-2,0.79914529914529897,0.13247863247863201,0,0,0]
[102,3,0,0,6.0606060606060601E-2,0.939393939393939,0,0,0]
[102,4,0,0,0,0,0,0,0]
[102,5,0,0,0,0,0,0,0]
[102,6,0,0,0,0,0,0,0]
[103,0,0.87121212121212099,9.8484848484848495E-2,1.5151515151515201E-2,1.5151515151515201E-2,0,0,0]
[103,1,2.7210884353741499E-2,0.76870748299319702,0.156462585034014,4.7619047619047603E-2,0,0,0]
[103,2,0,4.6296296296296301E-2,0.88888888888888895,6.4814814814814797E-2,0,0,0]
[103,3,0,1.03092783505155E-2,3.60824742268041E-2,0.95360824742268002,0,0,0]
[103,4,0,0,0,0,0,0,0]
[103,5,0,0,0,0,0,0,0]
[103,6,0,0,0,0,0,0,0]
[104,0,0.89075630252100801,6.7226890756302504E-2,2.5210084033613401E-2,1.6806722689075598E-2,0,0,0]
[104,1,4.3478260869565202E-2,0.86231884057970998,9.4202898550724598E-2,0,0,0,0]
[104,2,0,4.0178571428571397E-2,0.87053571428571397,8.9285714285714302E-2,0,0,0]
[104,3,4.8076923076923097E-3,0,5.7692307692307702E-2,0.9375,0,0,0]
[104,4,0,0,0,0,0,0,0]
[104,5,0,0,0,0,0,0,0]
[104,6,0,0,0,0,0,0,0]
[105,0,0.88495575221238898,9.7345132743362803E-2,1.7699115044247801E-2,0,0,0,0]
[105,1,2.9411764705882401E-2,0.82352941176470595,0.125,2.2058823529411801E-2,0,0,0]
[105,2,8.9686098654708502E-3,4.4843049327354299E-2,0.86098654708520195,8.5201793721973104E-2,0,0,0]
[105,3,0,9.2165898617511503E-3,6.4516129032258104E-2,0.92626728110599099,0,0,0]
[105,4,0,0,0,0,0,0,0]
[105,5,0,0,0,0,0,0,0]
[105,6,0,0,0,0,0,0,0]
[106,0,0.93396226415094297,1.88679245283019E-2,1.88679245283019E-2,2.83018867924528E-2,0,0,0]
[106,1,2.2222222222222199E-2,0.88148148148148198,8.1481481481481502E-2,1.48148148148148E-2,0,0,0]
[106,2,1.3333333333333299E-2,4.4444444444444398E-2,0.88444444444444403,5.7777777777777803E-2,0,0,0]
[106,3,0,4.4843049327354303E-3,6.2780269058296007E-2,0.93273542600896897,0,0,0]
[106,4,0,0,0,0,0,0,0]
[106,5,0,0,0,0,0,0,0]
[106,6,0,0,0,0,0,0,0]
[107,0,0.85714285714285698,9.5238095238095205E-2,3.8095238095238099E-2,9.5238095238095195E-3,0,0,0]
[107,1,3.03030303030303E-2,0.82575757575757602,0.12878787878787901,1.5151515151515201E-2,0,0,0]
[107,2,4.4247787610619503E-3,5.3097345132743397E-2,0.88495575221238898,5.7522123893805302E-2,0,0,0]
[107,3,8.8495575221238902E-3,4.4247787610619503E-3,7.9646017699115002E-2,0.90707964601769897,0,0,0]
[107,4,0,0,0,0,0,0,0]
[107,5,0,0,0,0,0,0,0]
[107,6,0,0,0,0,0,0,0]
[108,0,0.87628865979381398,0.10309278350515499,2.06185567010309E-2,0,0,0,0]
[108,1,3.03030303030303E-2,0.80303030303030298,0.11363636363636399,5.3030303030302997E-2,0,0,0]
[108,2,4.1841004184100397E-3,5.85774058577406E-2,0.832635983263598,0.104602510460251,0,0,0]
[108,3,4.5248868778280504E-3,1.35746606334842E-2,5.4298642533936702E-2,0.92760180995475106,0,0,0]
[108,4,0,0,0,0,0,0,0]
[108,5,0,0,0,0,0,0,0]
[108,6,0,0,0,0,0,0,0]
[109,0,0.94505494505494503,4.3956043956044001E-2,1.0989010989011E-2,0,0,0,0]
[109,1,3.7593984962405999E-2,0.87218045112781994,8.2706766917293201E-2,7.5187969924812E-3,0,0,0]
[109,2,0,4.8245614035087703E-2,0.87719298245613997,7.4561403508771898E-2,0,0,0]
[109,3,0,1.68776371308017E-2,5.90717299578059E-2,0.924050632911392,0,0,0]
[109,4,0,0,0,0,0,0,0]
[109,5,0,0,0,0,0,0,0]
[109,6,0,0,0,0,0,0,0]
[110,0,0.93406593406593397,6.5934065934065894E-2,0,0,0,0,0]
[110,1,2.96296296296296E-2,0.90370370370370401,4.4444444444444398E-2,2.2222222222222199E-2,0,0,0]
[110,2,1.3274336283185801E-2,3.9823008849557501E-2,0.87610619469026596,7.0796460176991094E-2,0,0,0]
[110,3,8.4388185654008397E-3,1.68776371308017E-2,6.3291139240506306E-2,0.911392405063291,0,0,0]
[110,4,0,0,0,0,0,0,0]
[110,5,0,0,0,0,0,0,0]
[110,6,0,0,0,0,0,0,0]
[111,0,0.92553191489361697,3.1914893617021302E-2,2.1276595744680899E-2,2.1276595744680899E-2,0,0,0]
[111,1,2.8368794326241099E-2,0.77304964539007104,0.170212765957447,2.8368794326241099E-2,0,0,0]
[111,2,4.5662100456621002E-3,6.8493150684931503E-2,0.84474885844748904,8.2191780821917804E-2,0,0,0]
[111,3,8.5106382978723406E-3,8.5106382978723406E-3,3.8297872340425497E-2,0.94468085106383004,0,0,0]
[111,4,0,0,0,0,0,0,0]
[111,5,0,0,0,0,0,0,0]
[111,6,0,0,0,0,0,0,0]
[112,0,0.93617021276595702,5.31914893617021E-2,1.0638297872340399E-2,0,0,0,0]
[112,1,3.1007751937984499E-2,0.86046511627906996,8.5271317829457405E-2,2.32558139534884E-2,0,0,0]
[112,2,0,6.3636363636363602E-2,0.91363636363636402,2.27272727272727E-2,0,0,0]
[112,3,0,8.1300813008130107E-3,6.50406504065041E-2,0.92682926829268297,0,0,0]
[112,4,0,0,0,0,0,0,0]
[112,5,0,0,0,0,0,0,0]
[112,6,0,0,0,0,0,0,0]
[113,0,0.85869565217391297,0.108695652173913,3.2608695652173898E-2,0,0,0,0]
[113,1,8.3333333333333301E-2,0.84848484848484895,6.8181818181818205E-2,0,0,0,0]
[113,2,1.7467248908296901E-2,3.05676855895196E-2,0.91703056768558999,3.4934497816593899E-2,0,0,0]
[113,3,0,8.4745762711864406E-3,5.0847457627118599E-2,0.94067796610169496,0,0,0]
[113,4,0,0,0,0,0,0,0]
[113,5,0,0,0,0,0,0,0]
[113,6,0,0,0,0,0,0,0]
[114,0,0.840425531914894,0.10638297872340401,3.1914893617021302E-2,2.1276595744680899E-2,0,0,0]
[114,1,4.58015267175573E-2,0.74809160305343503,0.15267175572519101,5.34351145038168E-2,0,0,0]
[114,2,8.5470085470085496E-3,8.54700854700855E-2,0.77777777777777801,0.128205128205128,0,0,0]
[114,3,0,1.7391304347826101E-2,0.11304347826087,0.86956521739130399,0,0,0]
[114,4,0,0,0,0,0,0,0]
[114,5,0,0,0,0,0,0,0]
[114,6,0,0,0,0,0,0,0]
[115,0,0.91954022988505701,3.4482758620689703E-2,2.2988505747126398E-2,2.2988505747126398E-2,0,0,0]
[115,1,2.27272727272727E-2,0.86363636363636398,7.5757575757575801E-2,3.7878787878787901E-2,0,0,0]
[115,2,4.3290043290043299E-3,2.1645021645021599E-2,0.92640692640692601,4.7619047619047603E-2,0,0,0]
[115,3,0,1.6736401673640201E-2,2.5104602510460299E-2,0.95815899581590003,0,0,0]
[115,4,0,0,0,0,0,0,0]
[115,5,0,0,0,0,0,0,0]
[115,6,0,0,0,0,0,0,0]
[116,0,0.85714285714285698,8.3333333333333301E-2,4.7619047619047603E-2,1.1904761904761901E-2,0,0,0]
[116,1,4.7619047619047603E-2,0.91269841269841301,3.1746031746031703E-2,7.9365079365079395E-3,0,0,0]
[116,2,0,5.1724137931034503E-2,0.88362068965517204,6.4655172413793094E-2,0,0,0]
[116,3,0,1.21457489878543E-2,5.2631578947368397E-2,0.93522267206477705,0,0,0]
[116,4,0,0,0,0,0,0,0]
[116,5,0,0,0,0,0,0,0]
[116,6,0,0,0,0,0,0,0]
[117,0,0.96153846153846201,3.8461538461538498E-2,0,0,0,0,0]
[117,1,6.5693430656934296E-2,0.839416058394161,8.7591240875912399E-2,7.2992700729926996E-3,0,0,0]
[117,2,1.7699115044247801E-2,3.9823008849557501E-2,0.88053097345132703,6.1946902654867297E-2,0,0,0]
[117,3,0,1.2096774193548401E-2,7.6612903225806495E-2,0.91129032258064502,0,0,0]
[117,4,0,0,0,0,0,0,0]
[117,5,0,0,0,0,0,0,0]
[117,6,0,0,0,0,0,0,0]
[118,0,0.93181818181818199,4.5454545454545497E-2,2.27272727272727E-2,0,0,0,0]
[118,1,3.8461538461538498E-2,0.92307692307692302,3.8461538461538498E-2,0,0,0,0]
[118,2,8.6956521739130401E-3,3.9130434782608699E-2,0.91739130434782601,3.4782608695652202E-2,0,0,0]
[118,3,4.1493775933610002E-3,0,5.8091286307053902E-2,0.93775933609958495,0,0,0]
[118,4,0,0,0,0,0,0,0]
[118,5,0,0,0,0,0,0,0]
[118,6,0,0,0,0,0,0,0]
[119,0,0.93333333333333302,2.2222222222222199E-2,3.3333333333333298E-2,1.1111111111111099E-2,0,0,0]
[119,1,2.2556390977443601E-2,0.90977443609022601,6.01503759398496E-2,7.5187969924812E-3,0,0,0]
[119,2,0,3.8793103448275898E-2,0.91810344827586199,4.31034482758621E-2,0,0,0]
[119,3,0,8.5470085470085496E-3,4.7008547008547001E-2,0.94444444444444398,0,0,0]
[119,4,0,0,0,0,0,0,0]
[119,5,0,0,0,0,0,0,0]
[119,6,0,0,0,0,0,0,0]
[120,0,0.95402298850574696,3.4482758620689703E-2,0,1.1494252873563199E-2,0,0,0]
[120,1,8.2089552238805999E-2,0.79850746268656703,0.111940298507463,7.4626865671641798E-3,0,0,0]
[120,2,1.27659574468085E-2,5.1063829787233998E-2,0.85531914893617,8.0851063829787198E-2,0,0,0]
[120,3,0,8.58369098712446E-3,8.5836909871244593E-2,0.90557939914163099,0,0,0]
[120,4,0,0,0,0,0,0,0]
[120,5,0,0,0,0,0,0,0]
[120,6,0,0,0,0,0,0,0]
[121,0,0.90721649484536104,8.2474226804123696E-2,1.03092783505155E-2,0,0,0,0]
[121,1,2.4193548387096801E-2,0.87096774193548399,9.6774193548387094E-2,8.0645161290322596E-3,0,0,0]
[121,2,0,4.6610169491525397E-2,0.88983050847457601,6.3559322033898302E-2,0,0,0]
[121,3,0,4.3103448275862103E-3,3.8793103448275898E-2,0.95689655172413801,0,0,0]
[121,4,0,0,0,0,0,0,0]
[121,5,0,0,0,0,0,0,0]
[121,6,0,0,0,0,0,0,0]
[122,0,0.93406593406593397,5.4945054945054903E-2,1.0989010989011E-2,0,0,0,0]
[122,1,3.90625E-2,0.8359375,0.1015625,2.34375E-2,0,0,0]
[122,2,0,3.4482758620689703E-2,0.90948275862068995,5.6034482758620698E-2,0,0,0]
[122,3,0,4.20168067226891E-3,6.3025210084033598E-2,0.93277310924369805,0,0,0]
[122,4,0,0,0,0,0,0,0]
[122,5,0,0,0,0,0,0,0]
[122,6,0,0,0,0,0,0,0]
[123,0,0.93333333333333302,4.4444444444444398E-2,0,2.2222222222222199E-2,0,0,0]
[123,1,3.3057851239669402E-2,0.826446280991736,9.9173553719008295E-2,4.1322314049586799E-2,0,0,0]
[123,2,0,4.1666666666666699E-2,0.90416666666666701,5.4166666666666703E-2,0,0,0]
[123,3,0,8.4033613445378096E-3,6.3025210084033598E-2,0.92857142857142905,0,0,0]
[123,4,0,0,0,0,0,0,0]
[123,5,0,0,0,0,0,0,0]
[123,6,0,0,0,0,0,0,0]
[124,0,0.94318181818181801,0,3.4090909090909102E-2,2.27272727272727E-2,0,0,0]
[124,1,1.72413793103448E-2,0.94827586206896597,1.72413793103448E-2,1.72413793103448E-2,0,0,0]
[124,2,0,2.4590163934426201E-2,0.92622950819672101,4.91803278688525E-2,0,0,0]
[124,3,0,0,3.7344398340249003E-2,0.96265560165975095,0,0,0]
[124,4,0,0,0,0,0,0,0]
[124,5,0,0,0,0,0,0,0]
[124,6,0,0,0,0,0,0,0]
[125,0,0.90588235294117603,7.0588235294117604E-2,2.3529411764705899E-2,0,0,0,0]
[125,1,1.72413793103448E-2,0.88793103448275901,6.8965517241379296E-2,2.5862068965517199E-2,0,0,0]
[125,2,4.1666666666666701E-3,7.0833333333333304E-2,0.88749999999999996,3.7499999999999999E-2,0,0,0]
[125,3,0,8.0645161290322596E-3,7.25806451612903E-2,0.91935483870967705,0,0,0]
[125,4,0,0,0,0,0,0,0]
[125,5,0,0,0,0,0,0,0]
[125,6,0,0,0,0,0,0,0]
[126,0,0.88749999999999996,6.25E-2,3.7499999999999999E-2,1.2500000000000001E-2,0,0,0]
[126,1,5.46875E-2,0.8125,0.1015625,3.125E-2,0,0,0]
[126,2,1.2448132780083001E-2,6.2240663900414897E-2,0.88381742738589197,4.1493775933609998E-2,0,0,0]
[126,3,0,1.6666666666666701E-2,0.141666666666667,0.84166666666666701,0,0,0]
[126,4,0,0,0,0,0,0,0]
[126,5,0,0,0,0,0,0,0]
[126,6,0,0,0,0,0,0,0]
[127,0,0.97530864197530898,1.2345679012345699E-2,1.2345679012345699E-2,0,0,0,0]
[127,1,3.90625E-2,0.90625,4.6875E-2,7.8125E-3,0,0,0]
[127,2,1.14068441064639E-2,7.6045627376425898E-3,0.92775665399239504,5.3231939163498103E-2,0,0,0]
[127,3,0,0,0.101382488479263,0.89861751152073699,0,0,0]
[127,4,0,0,0,0,0,0,0]
[127,5,0,0,0,0,0,0,0]
[127,6,0,0,0,0,0,0,0]
[128,0,0.96551724137931005,2.2988505747126398E-2,1.1494252873563199E-2,0,0,0,0]
[128,1,2.5210084033613401E-2,0.91596638655462204,5.0420168067226899E-2,8.4033613445378096E-3,0,0,0]
[128,2,3.66300366300366E-3,2.5641025641025599E-2,0.94139194139194105,2.9304029304029301E-2,0,0,0]
[128,3,0,1.4285714285714299E-2,8.0952380952380998E-2,0.90476190476190499,0,0,0]
[128,4,0,0,0,0,0,0,0]
[128,5,0,0,0,0,0,0,0]
[128,6,0,0,0,0,0,0,0]
[129,0,0.89772727272727304,9.0909090909090898E-2,1.13636363636364E-2,0,0,0,0]
[129,1,4.9586776859504099E-2,0.85950413223140498,8.2644628099173598E-2,8.2644628099173608E-3,0,0,0]
[129,2,7.1174377224199302E-3,5.3380782918149502E-2,0.89679715302491103,4.2704626334519602E-2,0,0,0]
[129,3,0,5.0251256281407001E-3,7.0351758793969807E-2,0.92462311557788901,0,0,0]
[129,4,0,0,0,0,0,0,0]
[129,5,0,0,0,0,0,0,0]
[129,6,0,0,0,0,0,0,0]
[130,0,0.95402298850574696,1.1494252873563199E-2,3.4482758620689703E-2,0,0,0,0]
[130,1,2.34375E-2,0.90625,5.46875E-2,1.5625E-2,0,0,0]
[130,2,0,6.4981949458483707E-2,0.89891696750902494,3.6101083032491002E-2,0,0,0]
[130,3,0,1.01522842639594E-2,6.5989847715736002E-2,0.92385786802030501,0,0,0]
[130,4,0,0,0,0,0,0,0]
[130,5,0,0,0,0,0,0,0]
[130,6,0,0,0,0,0,0,0]
[131,0,0.97674418604651203,2.32558139534884E-2,0,0,0,0,0]
[131,1,8.0291970802919693E-2,0.85401459854014605,6.5693430656934296E-2,0,0,0,0]
[131,2,2.9411764705882401E-2,8.8235294117647106E-2,0.86029411764705899,2.2058823529411801E-2,0,0,0]
[131,3,5.1546391752577301E-3,1.54639175257732E-2,0.14432989690721601,0.83505154639175305,0,0,0]
[131,4,0,0,0,0,0,0,0]
[131,5,0,0,0,0,0,0,0]
[131,6,0,0,0,0,0,0,0]
[132,0,0.90384615384615397,6.7307692307692304E-2,2.8846153846153799E-2,0,0,0,0]
[132,1,0.15753424657534201,0.77397260273972601,6.1643835616438401E-2,6.8493150684931503E-3,0,0,0]
[132,2,2.9520295202952001E-2,0.16974169741697401,0.75645756457564595,4.4280442804428E-2,0,0,0]
[132,3,5.9523809523809503E-3,2.9761904761904798E-2,0.25,0.71428571428571397,0,0,0]
[132,4,0,0,0,0,0,0,0]
[132,5,0,0,0,0,0,0,0]
[132,6,0,0,0,0,0,0,0]
[133,0,0.94444444444444398,3.9682539682539701E-2,7.9365079365079395E-3,7.9365079365079395E-3,0,0,0]
[133,1,0.105263157894737,0.85380116959064301,2.9239766081871298E-2,1.1695906432748499E-2,0,0,0]
[133,2,3.8610038610038598E-3,8.4942084942084897E-2,0.87644787644787603,3.47490347490347E-2,0,0,0]
[133,3,0,0,9.0225563909774403E-2,0.90977443609022601,0,0,0]
[133,4,0,0,0,0,0,0,0]
[133,5,0,0,0,0,0,0,0]
[133,6,0,0,0,0,0,0,0]
[134,0,0.96376811594202905,2.1739130434782601E-2,1.4492753623188401E-2,0,0,0,0]
[134,1,0.115606936416185,0.85549132947976902,2.3121387283237E-2,5.78034682080925E-3,0,0,0]
[134,2,4.0816326530612197E-3,6.1224489795918401E-2,0.92653061224489797,8.1632653061224497E-3,0,0,0]
[134,3,7.5187969924812E-3,3.7593984962405999E-2,0.112781954887218,0.84210526315789502,0,0,0]
[134,4,0,0,0,0,0,0,0]
[134,5,0,0,0,0,0,0,0]
[134,6,0,0,0,0,0,0,0]
[135,0,0.98064516129032298,1.9354838709677399E-2,0,0,0,0,0]
[135,1,8.7719298245614002E-2,0.84795321637426901,5.8479532163742701E-2,5.8479532163742704E-3,0,0,0]
[135,2,2.0161290322580599E-2,9.2741935483870996E-2,0.87903225806451601,8.0645161290322596E-3,0,0,0]
[135,3,0,3.4782608695652202E-2,0.2,0.76521739130434796,0,0,0]
[135,4,0,0,0,0,0,0,0]
[135,5,0,0,0,0,0,0,0]
[135,6,0,0,0,0,0,0,0]
[136,0,0.95348837209302295,2.32558139534884E-2,2.32558139534884E-2,0,0,0,0]
[136,1,8.5714285714285701E-2,0.874285714285714,0.04,0,0,0,0]
[136,2,3.9840637450199202E-3,0.127490039840637,0.86055776892430302,7.9681274900398405E-3,0,0,0]
[136,3,0,1.0989010989011E-2,8.7912087912087905E-2,0.90109890109890101,0,0,0]
[136,4,0,0,0,0,0,0,0]
[136,5,0,0,0,0,0,0,0]
[136,6,0,0,0,0,0,0,0]
[137,0,0.97222222222222199,1.1111111111111099E-2,5.5555555555555601E-3,1.1111111111111099E-2,0,0,0]
[137,1,0.163157894736842,0.81578947368421095,2.1052631578947399E-2,0,0,0,0]
[137,2,2.97872340425532E-2,0.15319148936170199,0.8,1.7021276595744698E-2,0,0,0]
[137,3,0,0,0.19047619047618999,0.80952380952380998,0,0,0]
[137,4,0,0,0,0,0,0,0]
[137,5,0,0,0,0,0,0,0]
[137,6,0,0,0,0,0,0,0]
[138,0,0.98122065727699503,1.8779342723004699E-2,0,0,0,0,0]
[138,1,0.233160621761658,0.74611398963730602,1.55440414507772E-2,5.1813471502590702E-3,0,0,0]
[138,2,4.3062200956937802E-2,0.200956937799043,0.74641148325358897,9.5693779904306199E-3,0,0,0]
[138,3,2.7027027027027001E-2,2.7027027027027001E-2,0.21621621621621601,0.72972972972973005,0,0,0]
[138,4,0,0,0,0,0,0,0]
[138,5,0,0,0,0,0,0,0]
[138,6,0,0,0,0,0,0,0]
[139,0,0.96981132075471699,2.2641509433962301E-2,7.5471698113207496E-3,0,0,0,0]
[139,1,0.15625,0.82291666666666696,1.5625E-2,5.2083333333333296E-3,0,0,0]
[139,2,2.8571428571428598E-2,0.13142857142857101,0.81142857142857105,2.8571428571428598E-2,0,0,0]
[139,3,0,1.7543859649122799E-2,0.175438596491228,0.80701754385964897,0,0,0]
[139,4,0,0,0,0,0,0,0]
[139,5,0,0,0,0,0,0,0]
[139,6,0,0,0,0,0,0,0]
[140,0,0.96917808219178103,2.7397260273972601E-2,3.4246575342465799E-3,0,0,0,0]
[140,1,0.13829787234042601,0.84574468085106402,1.5957446808510599E-2,0,0,0,0]
[140,2,1.9108280254777101E-2,0.184713375796178,0.78343949044586003,1.27388535031847E-2,0,0,0]
[140,3,0,0,0.28846153846153799,0.71153846153846201,0,0,0]
[140,4,0,0,0,0,0,0,0]
[140,5,0,0,0,0,0,0,0]
[140,6,0,0,0,0,0,0,0]
[141,0,0.97435897435897401,1.9230769230769201E-2,6.41025641025641E-3,0,0,0,0]
[141,1,0.17857142857142899,0.81122448979591799,1.02040816326531E-2,0,0,0,0]
[141,2,4.92957746478873E-2,0.20422535211267601,0.73239436619718301,1.4084507042253501E-2,0,0,0]
[141,3,0,7.69230769230769E-2,0.230769230769231,0.69230769230769196,0,0,0]
[141,4,0,0,0,0,0,0,0]
[141,5,0,0,0,0,0,0,0]
[141,6,0,0,0,0,0,0,0]
[142,0,0.97687861271676302,2.3121387283237E-2,0,0,0,0,0]
[142,1,0.15228426395939099,0.82741116751268995,2.0304568527918801E-2,0,0,0,0]
[142,2,3.4188034188034198E-2,0.170940170940171,0.78632478632478597,8.5470085470085496E-3,0,0,0]
[142,3,3.4482758620689703E-2,3.4482758620689703E-2,0.24137931034482801,0.68965517241379304,0,0,0]
[142,4,0,0,0,0,0,0,0]
[142,5,0,0,0,0,0,0,0]
[142,6,0,0,0,0,0,0,0]
[143,0,0.97587131367292201,2.14477211796247E-2,2.6809651474530801E-3,0,0,0,0]
[143,1,0.20833333333333301,0.77083333333333304,2.0833333333333301E-2,0,0,0,0]
[143,2,4.85436893203883E-2,0.233009708737864,0.70873786407767003,9.7087378640776708E-3,0,0,0]
[143,3,4.7619047619047603E-2,9.5238095238095205E-2,0.19047619047618999,0.66666666666666696,0,0,0]
[143,4,0,0,0,0,0,0,0]
[143,5,0,0,0,0,0,0,0]
[143,6,0,0,0,0,0,0,0]
[144,0,0.97560975609756095,1.9512195121951199E-2,4.8780487804877997E-3,0,0,0,0]
[144,1,0.31318681318681302,0.66483516483516503,2.1978021978022001E-2,0,0,0,0]
[144,2,0.109756097560976,0.19512195121951201,0.69512195121951204,0,0,0,0]
[144,3,0,0,0.133333333333333,0.86666666666666703,0,0,0]
[144,4,0,0,0,0,0,0,0]
[144,5,0,0,0,0,0,0,0]
[144,6,0,0,0,0,0,0,0]

{"sheet":"tpm4_wd","index":17,"n_rows":1018,"n_cols":9,"rows_kept":1018,"cut":false,"hidden":false,"merged":[]}
[{"$f":"tpm1_wd!A1","v":"Active Occupancy Model"}]
[]
[{"$f":"tpm1_wd!A3","v":"Transition Probability Matrix"}]
[]
["Four resident house"]
["Weekday"]
[]
[]
[]
[{"$f":"tpm1_wd!A10","v":"Ten minute period number"},{"$f":"tpm1_wd!B10","v":"Active occupant count in time period"},{"$f":"tpm1_wd!C10","v":"Probability of transition to zero active occupants in next time period"},{"$f":"tpm1_wd!D10","v":"Probability of transition to one active occupant in next time period"},{"$f":"tpm1_wd!E10","v":"Probability of transition to two active occupants in next time period"},{"$f":"tpm1_wd!F10","v":"Probability of transition to three active occupants in next time period"},{"$f":"tpm1_wd!G10","v":"Probability of transition to four active occupants in next time period"},{"$f":"tpm1_wd!H10","v":"Probability of transition to five active occupants in next time period"},{"$f":"tpm1_wd!I10","v":"Probability of transition to six active occupants in next time period"}]
[1,0,0.98761609907120695,1.23839009287926E-2,0,0,0,0,0]
[1,1,0.22500000000000001,0.77500000000000002,0,0,0,0,0]
[1,2,0.11111111111111099,0.18518518518518501,0.66666666666666696,3.7037037037037E-2,0,0,0]
[1,3,0,0.11111111111111099,0.22222222222222199,0.66666666666666696,0,0,0]
[1,4,0,0,0,1,0,0,0]
[1,5,0,0,0,0,0,0,0]
[1,6,0,0,0,0,0,0,0]
[2,0,0.99117647058823499,8.8235294117647092E-3,0,0,0,0,0]
[2,1,9.7222222222222196E-2,0.86111111111111105,4.1666666666666699E-2,0,0,0,0]
[2,2,0.05,0.3,0.65,0,0,0,0]
[2,3,0,0.125,0.25,0.625,0,0,0]
[2,4,0,0,0,0,0,0,0]
[2,5,0,0,0,0,0,0,0]
[2,6,0,0,0,0,0,0,0]
[3,0,0.99710144927536204,2.8985507246376799E-3,0,0,0,0,0]
[3,1,0.20833333333333301,0.79166666666666696,0,0,0,0,0]
[3,2,5.5555555555555601E-2,0.11111111111111099,0.83333333333333304,0,0,0,0]
[3,3,0.2,0.2,0,0.6,0,0,0]
[3,4,0,0,0,0,0,0,0]
[3,5,0,0,0,0,0,0,0]
[3,6,0,0,0,0,0,0,0]
[4,0,0.99168975069252097,8.3102493074792196E-3,0,0,0,0,0]
[4,1,0.14754098360655701,0.83606557377049195,1.63934426229508E-2,0,0,0,0]
[4,2,6.6666666666666693E-2,0.266666666666667,0.66666666666666696,0,0,0,0]
[4,3,0,0,0.33333333333333298,0.66666666666666696,0,0,0]
[4,4,0,0,0,0,0,0,0]
[4,5,0,0,0,0,0,0,0]
[4,6,0,0,0,0,0,0,0]
[5,0,0.99184782608695699,8.1521739130434798E-3,0,0,0,0,0]
[5,1,0.20689655172413801,0.75862068965517204,3.4482758620689703E-2,0,0,0,0]
[5,2,8.3333333333333301E-2,0.25,0.66666666666666696,0,0,0,0]
[5,3,0,0,0,1,0,0,0]
[5,4,0,0,0,0,0,0,0]
[5,5,0,0,0,0,0,0,0]
[5,6,0,0,0,0,0,0,0]
[6,0,0.98148148148148195,1.58730158730159E-2,2.6455026455026501E-3,0,0,0,0]
[6,1,0.48,0.48,0.04,0,0,0,0]
[6,2,0.1,0.4,0.5,0,0,0,0]
[6,3,0.5,0,0.5,0,0,0,0]
[6,4,0,0,0,0,0,0,0]
[6,5,0,0,0,0,0,0,0]
[6,6,0,0,0,0,0,0,0]
[7,0,0.99496221662468498,2.5188916876574298E-3,0,2.5188916876574298E-3,0,0,0]
[7,1,0.20588235294117599,0.76470588235294101,2.9411764705882401E-2,0,0,0,0]
[7,2,0.11111111111111099,0,0.88888888888888895,0,0,0,0]
[7,3,0,0,0,0,0,0,0]
[7,4,0,0,0,0,0,0,0]
[7,5,0,0,0,0,0,0,0]
[7,6,0,0,0,0,0,0,0]
[8,0,0.99255583126550895,7.4441687344913203E-3,0,0,0,0,0]
[8,1,0.22222222222222199,0.77777777777777801,0,0,0,0,0]
[8,2,0,0.66666666666666696,0.33333333333333298,0,0,0,0]
[8,3,0,0,1,0,0,0,0]
[8,4,0,0,0,0,0,0,0]
[8,5,0,0,0,0,0,0,0]
[8,6,0,0,0,0,0,0,0]
[9,0,0.99507389162561599,4.92610837438424E-3,0,0,0,0,0]
[9,1,0.2,0.76666666666666705,3.3333333333333298E-2,0,0,0,0]
[9,2,0,0.75,0.25,0,0,0,0]
[9,3,0,0,0,0,0,0,0]
[9,4,0,0,0,0,0,0,0]
[9,5,0,0,0,0,0,0,0]
[9,6,0,0,0,0,0,0,0]
[10,0,0.99756097560975598,2.4390243902438998E-3,0,0,0,0,0]
[10,1,3.5714285714285698E-2,0.92857142857142905,3.5714285714285698E-2,0,0,0,0]
[10,2,0,0,1,0,0,0,0]
[10,3,0,0,0,0,0,0,0]
[10,4,0,0,0,0,0,0,0]
[10,5,0,0,0,0,0,0,0]
[10,6,0,0,0,0,0,0,0]
[11,0,0.99512195121951197,4.8780487804877997E-3,0,0,0,0,0]
[11,1,0.11111111111111099,0.88888888888888895,0,0,0,0,0]
[11,2,0.33333333333333298,0.66666666666666696,0,0,0,0,0]
[11,3,0,0,0,0,0,0,0]
[11,4,0,0,0,0,0,0,0]
[11,5,0,0,0,0,0,0,0]
[11,6,0,0,0,0,0,0,0]
[12,0,0.99757281553398103,2.4271844660194199E-3,0,0,0,0,0]
[12,1,0.17857142857142899,0.82142857142857095,0,0,0,0,0]
[12,2,0,0,0,0,0,0,0]
[12,3,0,0,0,0,0,0,0]
[12,4,0,0,0,0,0,0,0]
[12,5,0,0,0,0,0,0,0]
[12,6,0,0,0,0,0,0,0]
[13,0,0.99759615384615397,2.4038461538461501E-3,0,0,0,0,0]
[13,1,0.20833333333333301,0.79166666666666696,0,0,0,0,0]
[13,2,0,0,0,0,0,0,0]
[13,3,0,0,0,0,0,0,0]
[13,4,0,0,0,0,0,0,0]
[13,5,0,0,0,0,0,0,0]
[13,6,0,0,0,0,0,0,0]
[14,0,0.99285714285714299,7.14285714285714E-3,0,0,0,0,0]
[14,1,0.15,0.85,0,0,0,0,0]
[14,2,0,0,0,0,0,0,0]
[14,3,0,0,0,0,0,0,0]
[14,4,0,0,0,0,0,0,0]
[14,5,0,0,0,0,0,0,0]
[14,6,0,0,0,0,0,0,0]
[15,0,1,0,0,0,0,0,0]
[15,1,0.15,0.85,0,0,0,0,0]
[15,2,0,0,0,0,0,0,0]
[15,3,0,0,0,0,0,0,0]
[15,4,0,0,0,0,0,0,0]
[15,5,0,0,0,0,0,0,0]
[15,6,0,0,0,0,0,0,0]
[16,0,1,0,0,0,0,0,0]
[16,1,5.8823529411764698E-2,0.94117647058823495,0,0,0,0,0]
[16,2,0,0,0,0,0,0,0]
[16,3,0,0,0,0,0,0,0]
[16,4,0,0,0,0,0,0,0]
[16,5,0,0,0,0,0,0,0]
[16,6,0,0,0,0,0,0,0]
[17,0,0.99528301886792403,4.7169811320754698E-3,0,0,0,0,0]
[17,1,0,1,0,0,0,0,0]
[17,2,0,0,0,0,0,0,0]
[17,3,0,0,0,0,0,0,0]
[17,4,0,0,0,0,0,0,0]
[17,5,0,0,0,0,0,0,0]
[17,6,0,0,0,0,0,0,0]
[18,0,0.99289099526066305,7.10900473933649E-3,0,0,0,0,0]
[18,1,0.22222222222222199,0.72222222222222199,5.5555555555555601E-2,0,0,0,0]
[18,2,0,0,0,0,0,0,0]
[18,3,0,0,0,0,0,0,0]
[18,4,0,0,0,0,0,0,0]
[18,5,0,0,0,0,0,0,0]
[18,6,0,0,0,0,0,0,0]
[19,0,0.99763593380614701,2.36406619385343E-3,0,0,0,0,0]
[19,1,6.25E-2,0.9375,0,0,0,0,0]
[19,2,0,1,0,0,0,0,0]
[19,3,0,0,0,0,0,0,0]
[19,4,0,0,0,0,0,0,0]
[19,5,0,0,0,0,0,0,0]
[19,6,0,0,0,0,0,0,0]
[20,0,0.99290780141844004,7.09219858156028E-3,0,0,0,0,0]
[20,1,5.8823529411764698E-2,0.94117647058823495,0,0,0,0,0]
[20,2,0,0,0,0,0,0,0]
[20,3,0,0,0,0,0,0,0]
[20,4,0,0,0,0,0,0,0]
[20,5,0,0,0,0,0,0,0]
[20,6,0,0,0,0,0,0,0]
[21,0,0.99762470308788598,0,2.37529691211401E-3,0,0,0,0]
[21,1,0.26315789473684198,0.73684210526315796,0,0,0,0,0]
[21,2,0,0,0,0,0,0,0]
[21,3,0,0,0,0,0,0,0]
[21,4,0,0,0,0,0,0,0]
[21,5,0,0,0,0,0,0,0]
[21,6,0,0,0,0,0,0,0]
[22,0,1,0,0,0,0,0,0]
[22,1,7.1428571428571397E-2,0.92857142857142905,0,0,0,0,0]
[22,2,0,0,1,0,0,0,0]
[22,3,0,0,0,0,0,0,0]
[22,4,0,0,0,0,0,0,0]
[22,5,0,0,0,0,0,0,0]
[22,6,0,0,0,0,0,0,0]
[23,0,0.99765258215962405,2.3474178403755899E-3,0,0,0,0,0]
[23,1,7.69230769230769E-2,0.92307692307692302,0,0,0,0,0]
[23,2,0,1,0,0,0,0,0]
[23,3,0,0,0,0,0,0,0]
[23,4,0,0,0,0,0,0,0]
[23,5,0,0,0,0,0,0,0]
[23,6,0,0,0,0,0,0,0]
[24,0,0.98591549295774705,1.4084507042253501E-2,0,0,0,0,0]
[24,1,1,0,0,0,0,0,0]
[24,2,0,0,0,0,0,0,0]
[24,3,0,0,0,0,0,0,0]
[24,4,0,0,0,0,0,0,0]
[24,5,0,0,0,0,0,0,0]
[24,6,0,0,0,0,0,0,0]
[25,0,0.995391705069124,4.6082949308755804E-3,0,0,0,0,0]
[25,1,0.16666666666666699,0.83333333333333304,0,0,0,0,0]
[25,2,0,0,0,0,0,0,0]
[25,3,0,0,0,0,0,0,0]
[25,4,0,0,0,0,0,0,0]
[25,5,0,0,0,0,0,0,0]
[25,6,0,0,0,0,0,0,0]
[26,0,0.99307159353348695,6.9284064665126998E-3,0,0,0,0,0]
[26,1,0.28571428571428598,0.57142857142857095,0.14285714285714299,0,0,0,0]
[26,2,0,0,0,0,0,0,0]
[26,3,0,0,0,0,0,0,0]
[26,4,0,0,0,0,0,0,0]
[26,5,0,0,0,0,0,0,0]
[26,6,0,0,0,0,0,0,0]
[27,0,0.99074074074074103,9.2592592592592605E-3,0,0,0,0,0]
[27,1,0,0.85714285714285698,0.14285714285714299,0,0,0,0]
[27,2,0,0,1,0,0,0,0]
[27,3,0,0,0,0,0,0,0]
[27,4,0,0,0,0,0,0,0]
[27,5,0,0,0,0,0,0,0]
[27,6,0,0,0,0,0,0,0]
[28,0,0.99766355140186902,2.3364485981308401E-3,0,0,0,0,0]
[28,1,0.4,0.6,0,0,0,0,0]
[28,2,0,0.5,0.5,0,0,0,0]
[28,3,0,0,0,0,0,0,0]
[28,4,0,0,0,0,0,0,0]
[28,5,0,0,0,0,0,0,0]
[28,6,0,0,0,0,0,0,0]
[29,0,0.98607888631090501,1.3921113689095099E-2,0,0,0,0,0]
[29,1,0.375,0.625,0,0,0,0,0]
[29,2,0,0,1,0,0,0,0]
[29,3,0,0,0,0,0,0,0]
[29,4,0,0,0,0,0,0,0]
[29,5,0,0,0,0,0,0,0]
[29,6,0,0,0,0,0,0,0]
[30,0,0.97897196261682196,1.86915887850467E-2,2.3364485981308401E-3,0,0,0,0]
[30,1,0.18181818181818199,0.81818181818181801,0,0,0,0,0]
[30,2,0,0,1,0,0,0,0]
[30,3,0,0,0,0,0,0,0]
[30,4,0,0,0,0,0,0,0]
[30,5,0,0,0,0,0,0,0]
[30,6,0,0,0,0,0,0,0]
[31,0,0.98574821852731598,1.18764845605701E-2,2.37529691211401E-3,0,0,0,0]
[31,1,0.29411764705882398,0.70588235294117696,0,0,0,0,0]
[31,2,0,0,1,0,0,0,0]
[31,3,0,0,0,0,0,0,0]
[31,4,0,0,0,0,0,0,0]
[31,5,0,0,0,0,0,0,0]
[31,6,0,0,0,0,0,0,0]
[32,0,0.98095238095238102,1.9047619047619001E-2,0,0,0,0,0]
[32,1,0.29411764705882398,0.70588235294117696,0,0,0,0,0]
[32,2,0,0,1,0,0,0,0]
[32,3,0,0,0,0,0,0,0]
[32,4,0,0,0,0,0,0,0]
[32,5,0,0,0,0,0,0,0]
[32,6,0,0,0,0,0,0,0]
[33,0,0.95203836930455599,4.5563549160671499E-2,2.3980815347721799E-3,0,0,0,0]
[33,1,0.25,0.7,0.05,0,0,0,0]
[33,2,0,0.33333333333333298,0.66666666666666696,0,0,0,0]
[33,3,0,0,0,0,0,0,0]
[33,4,0,0,0,0,0,0,0]
[33,5,0,0,0,0,0,0,0]
[33,6,0,0,0,0,0,0,0]
[34,0,0.97014925373134298,2.9850746268656699E-2,0,0,0,0,0]
[34,1,0.14705882352941199,0.82352941176470595,2.9411764705882401E-2,0,0,0,0]
[34,2,0.25,0.5,0.25,0,0,0,0]
[34,3,0,0,0,0,0,0,0]
[34,4,0,0,0,0,0,0,0]
[34,5,0,0,0,0,0,0,0]
[34,6,0,0,0,0,0,0,0]
[35,0,0.94949494949494995,4.5454545454545497E-2,5.0505050505050501E-3,0,0,0,0]
[35,1,0.14285714285714299,0.80952380952380998,4.7619047619047603E-2,0,0,0,0]
[35,2,0,0.5,0.5,0,0,0,0]
[35,3,0,0,0,0,0,0,0]
[35,4,0,0,0,0,0,0,0]
[35,5,0,0,0,0,0,0,0]
[35,6,0,0,0,0,0,0,0]
[36,0,0.89528795811518302,8.3769633507853394E-2,2.0942408376963401E-2,0,0,0,0]
[36,1,0.113207547169811,0.79245283018867896,9.4339622641509399E-2,0,0,0,0]
[36,2,0,0,1,0,0,0,0]
[36,3,0,0,0,0,0,0,0]
[36,4,0,0,0,0,0,0,0]
[36,5,0,0,0,0,0,0,0]
[36,6,0,0,0,0,0,0,0]
[37,0,0.931034482758621,6.3218390804597693E-2,5.74712643678161E-3,0,0,0,0]
[37,1,0.121621621621622,0.79729729729729704,8.1081081081081099E-2,0,0,0,0]
[37,2,0,0.11111111111111099,0.83333333333333304,5.5555555555555601E-2,0,0,0]
[37,3,0,0,0,0,0,0,0]
[37,4,0,0,0,0,0,0,0]
[37,5,0,0,0,0,0,0,0]
[37,6,0,0,0,0,0,0,0]
[38,0,0.90690690690690701,8.4084084084084104E-2,9.0090090090090107E-3,0,0,0,0]
[38,1,0.120481927710843,0.73493975903614495,0.132530120481928,1.20481927710843E-2,0,0,0]
[38,2,4.3478260869565202E-2,0.173913043478261,0.73913043478260898,4.3478260869565202E-2,0,0,0]
[38,3,0,0,0,1,0,0,0]
[38,4,0,0,0,0,0,0,0]
[38,5,0,0,0,0,0,0,0]
[38,6,0,0,0,0,0,0,0]
[39,0,0.88498402555910505,0.105431309904153,9.5846645367412102E-3,0,0,0,0]
[39,1,8.6021505376344107E-2,0.73118279569892497,0.17204301075268799,1.0752688172042999E-2,0,0,0]
[39,2,0,0.16129032258064499,0.83870967741935498,0,0,0,0]
[39,3,0,0,0,1,0,0,0]
[39,4,0,0,0,0,0,0,0]
[39,5,0,0,0,0,0,0,0]
[39,6,0,0,0,0,0,0,0]
[40,0,0.86315789473684201,0.12982456140350901,7.0175438596491203E-3,0,0,0,0]
[40,1,0.15094339622641501,0.679245283018868,0.15094339622641501,1.88679245283019E-2,0,0,0]
[40,2,4.4444444444444398E-2,0.11111111111111099,0.75555555555555598,6.6666666666666693E-2,2.2222222222222199E-2,0,0]
[40,3,0,0,0,1,0,0,0]
[40,4,0,0,0,0,0,0,0]
[40,5,0,0,0,0,0,0,0]
[40,6,0,0,0,0,0,0,0]
[41,0,0.86742424242424199,0.117424242424242,1.5151515151515201E-2,0,0,0,0]
[41,1,7.8947368421052599E-2,0.74561403508771895,0.16666666666666699,8.7719298245613996E-3,0,0,0]
[41,2,3.8461538461538498E-2,0.115384615384615,0.65384615384615397,0.15384615384615399,3.8461538461538498E-2,0,0]
[41,3,0,0.11111111111111099,0.22222222222222199,0.55555555555555602,0.11111111111111099,0,0]
[41,4,0,0,0,0,1,0,0]
[41,5,0,0,0,0,0,0,0]
[41,6,0,0,0,0,0,0,0]
[42,0,0.60416666666666696,0.25833333333333303,8.3333333333333301E-2,4.1666666666666699E-2,1.2500000000000001E-2,0,0]
[42,1,8.1300813008130093E-2,0.49593495934959297,0.31707317073170699,8.1300813008130093E-2,2.4390243902439001E-2,0,0]
[42,2,0,5.0847457627118599E-2,0.44067796610169502,0.40677966101694901,0.101694915254237,0,0]
[42,3,0,0,0,0.85714285714285698,0.14285714285714299,0,0]
[42,4,0,0,0,0.25,0.75,0,0]
[42,5,0,0,0,0,0,0,0]
[42,6,0,0,0,0,0,0,0]
[43,0,0.80645161290322598,0.18064516129032299,6.4516129032258099E-3,6.4516129032258099E-3,0,0,0]
[43,1,3.1746031746031703E-2,0.70634920634920595,0.22222222222222199,3.9682539682539701E-2,0,0,0]
[43,2,0,4.7058823529411799E-2,0.68235294117647105,0.247058823529412,2.3529411764705899E-2,0,0]
[43,3,0,0,7.0175438596491196E-2,0.75438596491228105,0.175438596491228,0,0]
[43,4,0,0,0,5.8823529411764698E-2,0.94117647058823495,0,0]
[43,5,0,0,0,0,0,0,0]
[43,6,0,0,0,0,0,0,0]
[44,0,0.76744186046511598,0.178294573643411,4.6511627906976702E-2,7.7519379844961196E-3,0,0,0]
[44,1,6.6115702479338803E-2,0.661157024793388,0.206611570247934,4.1322314049586799E-2,2.4793388429752101E-2,0,0]
[44,2,0,0.120879120879121,0.59340659340659296,0.26373626373626402,2.1978021978022001E-2,0,0]
[44,3,0,0,0.169014084507042,0.76056338028169002,7.0422535211267595E-2,0,0]
[44,4,0,0,0,0.17857142857142899,0.82142857142857095,0,0]
[44,5,0,0,0,0,0,0,0]
[44,6,0,0,0,0,0,0,0]
[45,0,0.66355140186915895,0.233644859813084,6.5420560747663503E-2,3.7383177570093497E-2,0,0,0]
[45,1,2.6315789473684199E-2,0.61403508771929804,0.22807017543859601,0.105263157894737,2.6315789473684199E-2,0,0]
[45,2,0,0.134020618556701,0.54639175257731998,0.28865979381443302,3.09278350515464E-2,0,0]
[45,3,1.1235955056179799E-2,2.2471910112359599E-2,0.112359550561798,0.69662921348314599,0.15730337078651699,0,0]
[45,4,0,3.03030303030303E-2,3.03030303030303E-2,0.39393939393939398,0.54545454545454497,0,0]
[45,5,0,0,0,0,0,0,0]
[45,6,0,0,0,0,0,0,0]
[46,0,0.81333333333333302,0.133333333333333,0.04,1.3333333333333299E-2,0,0,0]
[46,1,0.108108108108108,0.66666666666666696,0.18018018018018001,3.6036036036036001E-2,9.0090090090090107E-3,0,0]
[46,2,1.03092783505155E-2,0.164948453608247,0.70103092783505205,0.123711340206186,0,0,0]
[46,3,8.4033613445378096E-3,7.5630252100840303E-2,9.2436974789915999E-2,0.75630252100840301,6.7226890756302504E-2,0,0]
[46,4,0,2.6315789473684199E-2,0,0.18421052631578899,0.78947368421052599,0,0]
[46,5,0,0,0,0,0,0,0]
[46,6,0,0,0,0,0,0,0]
[47,0,0.66666666666666696,0.30666666666666698,2.66666666666667E-2,0,0,0,0]
[47,1,0.17272727272727301,0.68181818181818199,0.1,4.5454545454545497E-2,0,0,0]
[47,2,1.9607843137254902E-2,0.18627450980392199,0.61764705882352899,0.15686274509803899,1.9607843137254902E-2,0,0]
[47,3,0,4.3859649122807001E-2,0.21052631578947401,0.66666666666666696,7.8947368421052599E-2,0,0]
[47,4,5.1282051282051301E-2,7.69230769230769E-2,0,0.35897435897435898,0.512820512820513,0,0]
[47,5,0,0,0,0,0,0,0]
[47,6,0,0,0,0,0,0,0]
[48,0,0.67123287671232901,0.27397260273972601,5.4794520547945202E-2,0,0,0,0]
[48,1,9.6000000000000002E-2,0.56799999999999995,0.224,8.7999999999999995E-2,2.4E-2,0,0]
[48,2,0.06,0.2,0.57999999999999996,0.14000000000000001,0.02,0,0]
[48,3,2.7027027027027001E-2,3.6036036036036001E-2,0.24324324324324301,0.62162162162162204,7.2072072072072099E-2,0,0]
[48,4,0,3.2258064516128997E-2,0.12903225806451599,0.29032258064516098,0.54838709677419395,0,0]
[48,5,0,0,0,0,0,0,0]
[48,6,0,0,0,0,0,0,0]
[49,0,0.9,8.5714285714285701E-2,1.4285714285714299E-2,0,0,0,0]
[49,1,0.12068965517241401,0.73275862068965503,0.14655172413793099,0,0,0,0]
[49,2,4.1322314049586799E-2,0.13223140495867799,0.67768595041322299,0.13223140495867799,1.6528925619834701E-2,0,0]
[49,3,5.8252427184466E-2,7.7669902912621394E-2,0.14563106796116501,0.68932038834951503,2.9126213592233E-2,0,0]
[49,4,3.3333333333333298E-2,0,0,0.266666666666667,0.7,0,0]
[49,5,0,0,0,0,0,0,0]
[49,6,0,0,0,0,0,0,0]
[50,0,0.85393258426966301,0.112359550561798,2.2471910112359599E-2,1.1235955056179799E-2,0,0,0]
[50,1,0.16521739130434801,0.75652173913043497,7.8260869565217397E-2,0,0,0,0]
[50,2,0.104347826086957,0.23478260869565201,0.58260869565217399,7.8260869565217397E-2,0,0,0]
[50,3,7.3684210526315796E-2,0.105263157894737,0.24210526315789499,0.557894736842105,2.1052631578947399E-2,0,0]
[50,4,7.69230769230769E-2,0.19230769230769201,7.69230769230769E-2,0.34615384615384598,0.30769230769230799,0,0]
[50,5,0,0,0,0,0,0,0]
[50,6,0,0,0,0,0,0,0]
[51,0,0.91379310344827602,6.8965517241379296E-2,1.72413793103448E-2,0,0,0,0]
[51,1,0.27338129496402902,0.64028776978417301,7.1942446043165506E-2,1.4388489208633099E-2,0,0,0]
[51,2,0.106796116504854,0.33009708737864102,0.52427184466019405,3.8834951456310697E-2,0,0,0]
[51,3,6.9444444444444406E-2,0.15277777777777801,0.30555555555555602,0.43055555555555602,4.1666666666666699E-2,0,0]
[51,4,0,0.1,0.1,0.3,0.5,0,0]
[51,5,0,0,0,0,0,0,0]
[51,6,0,0,0,0,0,0,0]
[52,0,0.95625000000000004,4.3749999999999997E-2,0,0,0,0,0]
[52,1,0.25174825174825199,0.69230769230769196,5.5944055944055902E-2,0,0,0,0]
[52,2,0.112359550561798,0.28089887640449401,0.53932584269662898,4.49438202247191E-2,2.2471910112359599E-2,0,0]
[52,3,0.125,0.27500000000000002,0.2,0.4,0,0,0]
[52,4,0,0,0.125,0.5,0.375,0,0]
[52,5,0,0,0,0,0,0,0]
[52,6,0,0,0,0,0,0,0]
[53,0,0.91176470588235303,8.3333333333333301E-2,4.9019607843137298E-3,0,0,0,0]
[53,1,0.21126760563380301,0.71830985915492995,7.0422535211267595E-2,0,0,0,0]
[53,2,0.16923076923076899,7.69230769230769E-2,0.69230769230769196,6.15384615384615E-2,0,0,0]
[53,3,0.125,8.3333333333333301E-2,0.25,0.54166666666666696,0,0,0]
[53,4,0,0.2,0,0,0.8,0,0]
[53,5,0,0,0,0,0,0,0]
[53,6,0,0,0,0,0,0,0]
[54,0,0.860869565217391,0.13043478260869601,8.6956521739130401E-3,0,0,0,0]
[54,1,9.4488188976377993E-2,0.77165354330708702,0.12598425196850399,7.8740157480314994E-3,0,0,0]
[54,2,3.2258064516128997E-2,0.17741935483870999,0.69354838709677402,9.6774193548387094E-2,0,0,0]
[54,3,0,5.8823529411764698E-2,0.23529411764705899,0.64705882352941202,5.8823529411764698E-2,0,0]
[54,4,0,0,0.25,0.25,0.5,0,0]
[54,5,0,0,0,0,0,0,0]
[54,6,0,0,0,0,0,0,0]
[55,0,0.90566037735849103,9.4339622641509399E-2,0,0,0,0,0]
[55,1,7.1428571428571397E-2,0.86428571428571399,5.7142857142857099E-2,7.14285714285714E-3,0,0,0]
[55,2,1.5151515151515201E-2,0.10606060606060599,0.81818181818181801,6.0606060606060601E-2,0,0,0]
[55,3,0,0,5.2631578947368397E-2,0.89473684210526305,5.2631578947368397E-2,0,0]
[55,4,0,0,0,0.33333333333333298,0.66666666666666696,0,0]
[55,5,0,0,0,0,0,0,0]
[55,6,0,0,0,0,0,0,0]
[56,0,0.935960591133005,5.91133004926108E-2,4.92610837438424E-3,0,0,0,0]
[56,1,6.7567567567567599E-2,0.89864864864864902,3.37837837837838E-2,0,0,0,0]
[56,2,1.58730158730159E-2,0.11111111111111099,0.80952380952380998,6.3492063492063502E-2,0,0,0]
[56,3,0,4.3478260869565202E-2,8.6956521739130405E-2,0.82608695652173902,4.3478260869565202E-2,0,0]
[56,4,0,0,0,0,1,0,0]
[56,5,0,0,0,0,0,0,0]
[56,6,0,0,0,0,0,0,0]
[57,0,0.98009950248756195,1.49253731343284E-2,4.97512437810945E-3,0,0,0,0]
[57,1,0.11111111111111099,0.85620915032679701,2.61437908496732E-2,6.5359477124183E-3,0,0,0]
[57,2,0,0.11864406779661001,0.83050847457627097,5.0847457627118599E-2,0,0,0]
[57,3,0,0,0,0.91304347826086996,8.6956521739130405E-2,0,0]
[57,4,0,0,0.25,0.5,0.25,0,0]
[57,5,0,0,0,0,0,0,0]
[57,6,0,0,0,0,0,0,0]
[58,0,0.96261682242990698,3.27102803738318E-2,4.6728971962616802E-3,0,0,0,0]
[58,1,3.54609929078014E-2,0.92198581560283699,4.2553191489361701E-2,0,0,0,0]
[58,2,1.8181818181818198E-2,0.109090909090909,0.83636363636363598,3.6363636363636397E-2,0,0,0]
[58,3,0,7.4074074074074098E-2,7.4074074074074098E-2,0.85185185185185197,0,0,0]
[58,4,0,0,0,0,1,0,0]
[58,5,0,0,0,0,0,0,0]
[58,6,0,0,0,0,0,0,0]
[59,0,0.94811320754716999,5.1886792452830198E-2,0,0,0,0,0]
[59,1,4.13793103448276E-2,0.89655172413793105,6.2068965517241399E-2,0,0,0,0]
[59,2,0,0.145454545454545,0.81818181818181801,3.6363636363636397E-2,0,0,0]
[59,3,0,0,0.08,0.92,0,0,0]
[59,4,0,0,0,0.33333333333333298,0.66666666666666696,0,0]
[59,5,0,0,0,0,0,0,0]
[59,6,0,0,0,0,0,0,0]
[60,0,0.91304347826086996,7.7294685990338202E-2,9.6618357487922701E-3,0,0,0,0]
[60,1,0.114093959731544,0.778523489932886,0.10738255033557,0,0,0,0]
[60,2,8.9285714285714302E-2,0.14285714285714299,0.625,0.107142857142857,3.5714285714285698E-2,0,0]
[60,3,0.115384615384615,0,0.269230769230769,0.61538461538461497,0,0,0]
[60,4,0,0,0,0.5,0.5,0,0]
[60,5,0,0,0,0,0,0,0]
[60,6,0,0,0,0,0,0,0]
[61,0,0.96261682242990698,3.27102803738318E-2,4.6728971962616802E-3,0,0,0,0]
[61,1,3.5714285714285698E-2,0.93571428571428605,2.8571428571428598E-2,0,0,0,0]
[61,2,1.6666666666666701E-2,6.6666666666666693E-2,0.88333333333333297,3.3333333333333298E-2,0,0,0]
[61,3,0,0,4.3478260869565202E-2,0.95652173913043503,0,0,0]
[61,4,0,0,0,0,1,0,0]
[61,5,0,0,0,0,0,0,0]
[61,6,0,0,0,0,0,0,0]
[62,0,0.97641509433962304,2.3584905660377398E-2,0,0,0,0,0]
[62,1,8.4507042253521097E-2,0.88028169014084501,2.8169014084507001E-2,7.0422535211267599E-3,0,0,0]
[62,2,1.6949152542372899E-2,0.101694915254237,0.83050847457627097,5.0847457627118599E-2,0,0,0]
[62,3,0,8.3333333333333301E-2,0,0.91666666666666696,0,0,0]
[62,4,0,0,0,0.33333333333333298,0.66666666666666696,0,0]
[62,5,0,0,0,0,0,0,0]
[62,6,0,0,0,0,0,0,0]
[63,0,0.96818181818181803,2.7272727272727299E-2,4.5454545454545496E-3,0,0,0,0]
[63,1,0.108695652173913,0.86956521739130399,1.4492753623188401E-2,7.2463768115942004E-3,0,0,0]
[63,2,3.77358490566038E-2,0.113207547169811,0.84905660377358505,0,0,0,0]
[63,3,3.7037037037037E-2,0.11111111111111099,3.7037037037037E-2,0.77777777777777801,3.7037037037037E-2,0,0]
[63,4,0,0,0,0,1,0,0]
[63,5,0,0,0,0,0,0,0]
[63,6,0,0,0,0,0,0,0]
[64,0,0.96103896103896103,3.4632034632034597E-2,4.3290043290043299E-3,0,0,0,0]
[64,1,8.8888888888888906E-2,0.88888888888888895,2.2222222222222199E-2,0,0,0,0]
[64,2,0,0.102040816326531,0.83673469387755095,6.1224489795918401E-2,0,0,0]
[64,3,0,4.5454545454545497E-2,0.27272727272727298,0.68181818181818199,0,0,0]
[64,4,0,0,0,0,1,0,0]
[64,5,0,0,0,0,0,0,0]
[64,6,0,0,0,0,0,0,0]
[65,0,0.97435897435897401,2.5641025641025599E-2,0,0,0,0,0]
[65,1,5.22388059701493E-2,0.93283582089552197,1.49253731343284E-2,0,0,0,0]
[65,2,0,0.13725490196078399,0.78431372549019596,7.8431372549019607E-2,0,0,0]
[65,3,5.5555555555555601E-2,0,5.5555555555555601E-2,0.88888888888888895,0,0,0]
[65,4,0,0,0,0,1,0,0]
[65,5,0,0,0,0,0,0,0]
[65,6,0,0,0,0,0,0,0]
[66,0,0.95338983050847503,3.3898305084745797E-2,1.27118644067797E-2,0,0,0,0]
[66,1,6.5217391304347797E-2,0.86231884057970998,5.7971014492753603E-2,1.4492753623188401E-2,0,0,0]
[66,2,2.32558139534884E-2,9.3023255813953501E-2,0.81395348837209303,6.9767441860465101E-2,0,0,0]
[66,3,0,0,0.25,0.75,0,0,0]
[66,4,0.33333333333333298,0,0,0,0.66666666666666696,0,0]
[66,5,0,0,0,0,0,0,0]
[66,6,0,0,0,0,0,0,0]
[67,0,0.94915254237288105,3.8135593220338999E-2,1.27118644067797E-2,0,0,0,0]
[67,1,8.3969465648855005E-2,0.86259541984732802,5.34351145038168E-2,0,0,0,0]
[67,2,0,1.9607843137254902E-2,0.98039215686274495,0,0,0,0]
[67,3,0,0,0.05,0.95,0,0,0]
[67,4,0,0,0.5,0.5,0,0,0]
[67,5,0,0,0,0,0,0,0]
[67,6,0,0,0,0,0,0,0]
[68,0,0.96170212765957397,3.8297872340425497E-2,0,0,0,0,0]
[68,1,0.13008130081300801,0.83739837398373995,3.2520325203252001E-2,0,0,0,0]
[68,2,8.0645161290322606E-2,8.0645161290322606E-2,0.82258064516129004,1.6129032258064498E-2,0,0,0]
[68,3,0,0,0.25,0.75,0,0,0]
[68,4,0,0,0,0,0,0,0]
[68,5,0,0,0,0,0,0,0]
[68,6,0,0,0,0,0,0,0]
[69,0,0.97570850202429105,2.0242914979757099E-2,4.0485829959514196E-3,0,0,0,0]
[69,1,7.69230769230769E-2,0.88034188034187999,4.2735042735042701E-2,0,0,0,0]
[69,2,1.6666666666666701E-2,8.3333333333333301E-2,0.86666666666666703,3.3333333333333298E-2,0,0,0]
[69,3,0,0,6.25E-2,0.9375,0,0,0]
[69,4,0,0,0,0,0,0,0]
[69,5,0,0,0,0,0,0,0]
[69,6,0,0,0,0,0,0,0]
[70,0,0.96015936254980105,3.9840637450199202E-2,0,0,0,0,0]
[70,1,7.0796460176991094E-2,0.87610619469026596,5.3097345132743397E-2,0,0,0,0]
[70,2,1.6949152542372899E-2,6.7796610169491497E-2,0.86440677966101698,5.0847457627118599E-2,0,0,0]
[70,3,5.8823529411764698E-2,0,5.8823529411764698E-2,0.88235294117647101,0,0,0]
[70,4,0,0,0,0,0,0,0]
[70,5,0,0,0,0,0,0,0]
[70,6,0,0,0,0,0,0,0]
[71,0,0.96414342629482097,3.1872509960159397E-2,0,3.9840637450199202E-3,0,0,0]
[71,1,4.4247787610619503E-2,0.92920353982300896,2.6548672566371698E-2,0,0,0,0]
[71,2,0,0.10344827586206901,0.86206896551724099,3.4482758620689703E-2,0,0,0]
[71,3,0,0,0.27777777777777801,0.66666666666666696,5.5555555555555601E-2,0,0]
[71,4,0,0,0,0,0,0,0]
[71,5,0,0,0,0,0,0,0]
[71,6,0,0,0,0,0,0,0]
[72,0,0.93522267206477705,6.0728744939271301E-2,4.0485829959514196E-3,0,0,0,0]
[72,1,0.10084033613445401,0.84873949579831898,2.5210084033613401E-2,2.5210084033613401E-2,0,0,0]
[72,2,1.72413793103448E-2,8.6206896551724102E-2,0.79310344827586199,0.10344827586206901,0,0,0]
[72,3,6.6666666666666693E-2,6.6666666666666693E-2,0.2,0.6,6.6666666666666693E-2,0,0]
[72,4,0,0,0,1,0,0,0]
[72,5,0,0,0,0,0,0,0]
[72,6,0,0,0,0,0,0,0]
[73,0,0.96326530612244898,3.6734693877551003E-2,0,0,0,0,0]
[73,1,5.7377049180327898E-2,0.82786885245901598,0.10655737704918,8.1967213114754103E-3,0,0,0]
[73,2,1.88679245283019E-2,9.4339622641509399E-2,0.79245283018867896,7.5471698113207503E-2,1.88679245283019E-2,0,0]
[73,3,5.2631578947368397E-2,0,0.26315789473684198,0.68421052631578905,0,0,0]
[73,4,0,0,0,0,1,0,0]
[73,5,0,0,0,0,0,0,0]
[73,6,0,0,0,0,0,0,0]
[74,0,0.946938775510204,4.08163265306122E-2,1.2244897959183701E-2,0,0,0,0]
[74,1,9.5652173913043495E-2,0.860869565217391,4.3478260869565202E-2,0,0,0,0]
[74,2,0,0.116666666666667,0.81666666666666698,6.6666666666666693E-2,0,0,0]
[74,3,0,0,0.11111111111111099,0.77777777777777801,0.11111111111111099,0,0]
[74,4,0,0,0,0.5,0.5,0,0]
[74,5,0,0,0,0,0,0,0]
[74,6,0,0,0,0,0,0,0]
[75,0,0.93415637860082301,5.3497942386831303E-2,8.23045267489712E-3,4.11522633744856E-3,0,0,0]
[75,1,4.31034482758621E-2,0.87931034482758597,6.8965517241379296E-2,8.6206896551724102E-3,0,0,0]
[75,2,3.3898305084745797E-2,6.7796610169491497E-2,0.88135593220339004,1.6949152542372899E-2,0,0,0]
[75,3,0,0,0.157894736842105,0.84210526315789502,0,0,0]
[75,4,0,0,0,0,1,0,0]
[75,5,0,0,0,0,0,0,0]
[75,6,0,0,0,0,0,0,0]
[76,0,0.93162393162393198,6.8376068376068397E-2,0,0,0,0,0]
[76,1,7.5630252100840303E-2,0.88235294117647101,4.20168067226891E-2,0,0,0,0]
[76,2,1.5384615384615399E-2,9.2307692307692299E-2,0.89230769230769202,0,0,0,0]
[76,3,0,5.2631578947368397E-2,5.2631578947368397E-2,0.84210526315789502,5.2631578947368397E-2,0,0]
[76,4,0,0,0,0.33333333333333298,0.66666666666666696,0,0]
[76,5,0,0,0,0,0,0,0]
[76,6,0,0,0,0,0,0,0]
[77,0,0.96491228070175405,3.5087719298245598E-2,0,0,0,0,0]
[77,1,7.8125E-2,0.828125,9.375E-2,0,0,0,0]
[77,2,3.125E-2,6.25E-2,0.875,3.125E-2,0,0,0]
[77,3,0,0,0.23529411764705899,0.76470588235294101,0,0,0]
[77,4,0,0,0.33333333333333298,0.66666666666666696,0,0,0]
[77,5,0,0,0,0,0,0,0]
[77,6,0,0,0,0,0,0,0]
[78,0,0.90086206896551702,9.0517241379310304E-2,4.3103448275862103E-3,4.3103448275862103E-3,0,0,0]
[78,1,0.101694915254237,0.83050847457627097,5.0847457627118599E-2,1.6949152542372899E-2,0,0,0]
[78,2,4.1095890410958902E-2,8.2191780821917804E-2,0.78082191780821897,8.2191780821917804E-2,1.3698630136986301E-2,0,0]
[78,3,0,0.17647058823529399,0.23529411764705899,0.52941176470588203,5.8823529411764698E-2,0,0]
[78,4,0,0,0,0,0,0,0]
[78,5,0,0,0,0,0,0,0]
[78,6,0,0,0,0,0,0,0]
[79,0,0.95535714285714302,4.0178571428571397E-2,4.4642857142857097E-3,0,0,0,0]
[79,1,6.25E-2,0.859375,7.8125E-2,0,0,0,0]
[79,2,1.4705882352941201E-2,0.11764705882352899,0.82352941176470595,4.4117647058823498E-2,0,0,0]
[79,3,0,0,0.11111111111111099,0.88888888888888895,0,0,0]
[79,4,0,0,0,0,1,0,0]
[79,5,0,0,0,0,0,0,0]
[79,6,0,0,0,0,0,0,0]
[80,0,0.95067264573990995,4.4843049327354299E-2,4.4843049327354303E-3,0,0,0,0]
[80,1,5.5118110236220499E-2,0.92913385826771699,1.5748031496062999E-2,0,0,0,0]
[80,2,1.4492753623188401E-2,0.14492753623188401,0.811594202898551,2.8985507246376802E-2,0,0,0]
[80,3,5.2631578947368397E-2,5.2631578947368397E-2,0.26315789473684198,0.63157894736842102,0,0,0]
[80,4,0,0,0,0.5,0.5,0,0]
[80,5,0,0,0,0,0,0,0]
[80,6,0,0,0,0,0,0,0]
[81,0,0.94570135746606299,4.0723981900452497E-2,1.35746606334842E-2,0,0,0,0]
[81,1,0.12230215827338101,0.83453237410071901,4.3165467625899297E-2,0,0,0,0]
[81,2,1.5625E-2,0.125,0.84375,1.5625E-2,0,0,0]
[81,3,0,6.6666666666666693E-2,6.6666666666666693E-2,0.86666666666666703,0,0,0]
[81,4,0,0,0,0,1,0,0]
[81,5,0,0,0,0,0,0,0]
[81,6,0,0,0,0,0,0,0]
[82,0,0.96035242290748901,3.5242290748898703E-2,4.4052863436123404E-3,0,0,0,0]
[82,1,2.2388059701492501E-2,0.95522388059701502,2.2388059701492501E-2,0,0,0,0]
[82,2,0,0.109375,0.859375,3.125E-2,0,0,0]
[82,3,0,0,7.1428571428571397E-2,0.92857142857142905,0,0,0]
[82,4,0,0,0,0,1,0,0]
[82,5,0,0,0,0,0,0,0]
[82,6,0,0,0,0,0,0,0]
[83,0,0.97737556561086003,2.2624434389140299E-2,0,0,0,0,0]
[83,1,3.4965034965035002E-2,0.92307692307692302,4.1958041958042001E-2,0,0,0,0]
[83,2,1.6666666666666701E-2,8.3333333333333301E-2,0.88333333333333297,1.6666666666666701E-2,0,0,0]
[83,3,0,0,0.266666666666667,0.73333333333333295,0,0,0]
[83,4,0,0,0,0,1,0,0]
[83,5,0,0,0,0,0,0,0]
[83,6,0,0,0,0,0,0,0]
[84,0,0.94144144144144104,5.4054054054054099E-2,0,0,4.5045045045045001E-3,0,0]
[84,1,5.63380281690141E-2,0.91549295774647899,2.1126760563380299E-2,7.0422535211267599E-3,0,0,0]
[84,2,0,9.5238095238095205E-2,0.88888888888888895,1.58730158730159E-2,0,0,0]
[84,3,0,0,0.16666666666666699,0.83333333333333304,0,0,0]
[84,4,0,0,0,0,1,0,0]
[84,5,0,0,0,0,0,0,0]
[84,6,0,0,0,0,0,0,0]
[85,0,0.94930875576036899,4.6082949308755797E-2,4.6082949308755804E-3,0,0,0,0]
[85,1,4.72972972972973E-2,0.91216216216216195,3.37837837837838E-2,6.7567567567567597E-3,0,0,0]
[85,2,0,4.91803278688525E-2,0.90163934426229497,4.91803278688525E-2,0,0,0]
[85,3,0,0,8.3333333333333301E-2,0.83333333333333304,8.3333333333333301E-2,0,0]
[85,4,0,0,0,0,1,0,0]
[85,5,0,0,0,0,0,0,0]
[85,6,0,0,0,0,0,0,0]
[86,0,0.94835680751173701,4.69483568075117E-2,4.6948356807511703E-3,0,0,0,0]
[86,1,6.7567567567567599E-2,0.89864864864864902,3.37837837837838E-2,0,0,0,0]
[86,2,1.6129032258064498E-2,9.6774193548387094E-2,0.85483870967741904,3.2258064516128997E-2,0,0,0]
[86,3,0,0,7.1428571428571397E-2,0.92857142857142905,0,0,0]
[86,4,0,0,0,0,1,0,0]
[86,5,0,0,0,0,0,0,0]
[86,6,0,0,0,0,0,0,0]
[87,0,0.93427230046948395,5.63380281690141E-2,9.3896713615023494E-3,0,0,0,0]
[87,1,6.0402684563758399E-2,0.91275167785234901,2.68456375838926E-2,0,0,0,0]
[87,2,3.3333333333333298E-2,6.6666666666666693E-2,0.88333333333333297,1.6666666666666701E-2,0,0,0]
[87,3,0,6.6666666666666693E-2,0.2,0.73333333333333295,0,0,0]
[87,4,0,0,0,0,1,0,0]
[87,5,0,0,0,0,0,0,0]
[87,6,0,0,0,0,0,0,0]
[88,0,0.952380952380952,4.2857142857142899E-2,4.7619047619047597E-3,0,0,0,0]
[88,1,3.2679738562091498E-2,0.934640522875817,3.2679738562091498E-2,0,0,0,0]
[88,2,0,9.6774193548387094E-2,0.88709677419354804,1.6129032258064498E-2,0,0,0]
[88,3,0,0,8.3333333333333301E-2,0.91666666666666696,0,0,0]
[88,4,0,0,0,0.33333333333333298,0.66666666666666696,0,0]
[88,5,0,0,0,0,0,0,0]
[88,6,0,0,0,0,0,0,0]
[89,0,0.95121951219512202,3.9024390243902397E-2,9.7560975609756097E-3,0,0,0,0]
[89,1,9.49367088607595E-2,0.873417721518987,3.1645569620253201E-2,0,0,0,0]
[89,2,4.8387096774193498E-2,0.12903225806451599,0.75806451612903203,4.8387096774193498E-2,1.6129032258064498E-2,0,0]
[89,3,0,7.69230769230769E-2,0.15384615384615399,0.76923076923076905,0,0,0]
[89,4,0,0,0.5,0.5,0,0,0]
[89,5,0,0,0,0,0,0,0]
[89,6,0,0,0,0,0,0,0]
[90,0,0.90610328638497695,8.9201877934272297E-2,4.6948356807511703E-3,0,0,0,0]
[90,1,0.16129032258064499,0.8,3.8709677419354799E-2,0,0,0,0]
[90,2,3.5087719298245598E-2,0.157894736842105,0.73684210526315796,7.0175438596491196E-2,0,0,0]
[90,3,0,0,0,0.85714285714285698,0.14285714285714299,0,0]
[90,4,0,0,0,1,0,0,0]
[90,5,0,0,0,0,0,0,0]
[90,6,0,0,0,0,0,0,0]
[91,0,0.94545454545454499,3.1818181818181801E-2,2.27272727272727E-2,0,0,0,0]
[91,1,6.5789473684210495E-2,0.84868421052631604,8.55263157894737E-2,0,0,0,0]
[91,2,2.04081632653061E-2,4.08163265306122E-2,0.81632653061224503,0.122448979591837,0,0,0]
[91,3,0,0,0,1,0,0,0]
[91,4,0,0,0,0,1,0,0]
[91,5,0,0,0,0,0,0,0]
[91,6,0,0,0,0,0,0,0]
[92,0,0.89497716894977197,9.1324200913242004E-2,1.3698630136986301E-2,0,0,0,0]
[92,1,7.2463768115942004E-2,0.77536231884058004,0.13768115942028999,1.4492753623188401E-2,0,0,0]
[92,2,1.72413793103448E-2,6.8965517241379296E-2,0.81034482758620696,0.10344827586206901,0,0,0]
[92,3,0,4.3478260869565202E-2,0,0.95652173913043503,0,0,0]
[92,4,0,0,0,0,1,0,0]
[92,5,0,0,0,0,0,0,0]
[92,6,0,0,0,0,0,0,0]
[93,0,0.81642512077294704,0.14492753623188401,2.8985507246376802E-2,9.6618357487922701E-3,0,0,0]
[93,1,8.3333333333333301E-2,0.77272727272727304,0.12121212121212099,2.27272727272727E-2,0,0,0]
[93,2,1.4492753623188401E-2,7.2463768115942004E-2,0.78260869565217395,0.13043478260869601,0,0,0]
[93,3,0,0,6.6666666666666693E-2,0.83333333333333304,0.1,0,0]
[93,4,0,0,0,0.5,0.5,0,0]
[93,5,0,0,0,0,0,0,0]
[93,6,0,0,0,0,0,0,0]
[94,0,0.801104972375691,0.12707182320442001,6.0773480662983402E-2,1.1049723756906099E-2,0,0,0]
[94,1,2.9197080291970798E-2,0.80291970802919699,0.124087591240876,4.3795620437956199E-2,0,0,0]
[94,2,0,5.1282051282051301E-2,0.79487179487179505,0.128205128205128,2.5641025641025599E-2,0,0]
[94,3,0,2.5000000000000001E-2,0.1,0.8,7.4999999999999997E-2,0,0]
[94,4,0,0,0,0,1,0,0]
[94,5,0,0,0,0,0,0,0]
[94,6,0,0,0,0,0,0,0]
[95,0,0.87248322147651003,0.100671140939597,2.68456375838926E-2,0,0,0,0]
[95,1,4.3478260869565202E-2,0.80434782608695699,0.123188405797101,2.1739130434782601E-2,7.2463768115942004E-3,0,0]
[95,2,0,5.31914893617021E-2,0.73404255319148903,0.21276595744680901,0,0,0]
[95,3,0,0.06,0.1,0.74,0.1,0,0]
[95,4,0,0,0,0.22222222222222199,0.77777777777777801,0,0]
[95,5,0,0,0,0,0,0,0]
[95,6,0,0,0,0,0,0,0]
[96,0,0.69117647058823495,0.20588235294117599,8.8235294117647106E-2,1.4705882352941201E-2,0,0,0]
[96,1,6.7164179104477598E-2,0.64179104477611904,0.23134328358209,5.9701492537313397E-2,0,0,0]
[96,2,2.1052631578947399E-2,0.115789473684211,0.66315789473684195,0.17894736842105299,2.1052631578947399E-2,0,0]
[96,3,1.6129032258064498E-2,8.0645161290322606E-2,0.17741935483870999,0.59677419354838701,0.12903225806451599,0,0]
[96,4,0,0,0,0.15384615384615399,0.84615384615384603,0,0]
[96,5,0,0,0,0,0,0,0]
[96,6,0,0,0,0,0,0,0]
[97,0,0.81132075471698095,0.160377358490566,1.88679245283019E-2,9.4339622641509396E-3,0,0,0]
[97,1,6.9230769230769207E-2,0.79230769230769205,0.123076923076923,1.5384615384615399E-2,0,0,0]
[97,2,8.5470085470085496E-3,8.54700854700855E-2,0.74358974358974395,0.15384615384615399,8.5470085470085496E-3,0,0]
[97,3,0,0,6.0606060606060601E-2,0.939393939393939,0,0,0]
[97,4,0,0,0,0.14285714285714299,0.85714285714285698,0,0]
[97,5,0,0,0,0,0,0,0]
[97,6,0,0,0,0,0,0,0]
[98,0,0.89583333333333304,9.375E-2,1.0416666666666701E-2,0,0,0,0]
[98,1,3.0769230769230799E-2,0.8,0.16923076923076899,0,0,0,0]
[98,2,2.7522935779816501E-2,8.2568807339449504E-2,0.798165137614679,8.2568807339449504E-2,9.1743119266055103E-3,0,0]
[98,3,1.16279069767442E-2,4.6511627906976702E-2,0.127906976744186,0.79069767441860495,2.32558139534884E-2,0,0]
[98,4,0,0,0,0.21052631578947401,0.78947368421052599,0,0]
[98,5,0,0,0,0,0,0,0]
[98,6,0,0,0,0,0,0,0]
[99,0,0.80851063829787195,0.117021276595745,4.2553191489361701E-2,3.1914893617021302E-2,0,0,0]
[99,1,5.5555555555555601E-2,0.76190476190476197,0.15079365079365101,2.3809523809523801E-2,7.9365079365079395E-3,0,0]
[99,2,2.4793388429752101E-2,7.43801652892562E-2,0.75206611570247905,0.14876033057851201,0,0,0]
[99,3,0,0,0.12345679012345701,0.83950617283950602,3.7037037037037E-2,0,0]
[99,4,0,0,5.5555555555555601E-2,5.5555555555555601E-2,0.88888888888888895,0,0]
[99,5,0,0,0,0,0,0,0]
[99,6,0,0,0,0,0,0,0]
[100,0,0.87209302325581395,0.127906976744186,0,0,0,0,0]
[100,1,3.4482758620689703E-2,0.76724137931034497,0.181034482758621,1.72413793103448E-2,0,0,0]
[100,2,0,4.8000000000000001E-2,0.8,0.14399999999999999,8.0000000000000002E-3,0,0]
[100,3,0,0,8.6021505376344107E-2,0.86021505376344098,5.3763440860215103E-2,0,0]
[100,4,0,0,0,0.15,0.85,0,0]
[100,5,0,0,0,0,0,0,0]
[100,6,0,0,0,0,0,0,0]
[101,0,0.89873417721519,7.5949367088607597E-2,2.53164556962025E-2,0,0,0,0]
[101,1,5.6603773584905703E-2,0.75471698113207597,0.14150943396226401,3.77358490566038E-2,9.4339622641509396E-3,0,0]
[101,2,7.7519379844961196E-3,8.5271317829457405E-2,0.78294573643410803,0.116279069767442,7.7519379844961196E-3,0,0]
[101,3,9.7087378640776708E-3,0,0.106796116504854,0.84466019417475702,3.8834951456310697E-2,0,0]
[101,4,4.3478260869565202E-2,0,4.3478260869565202E-2,0.13043478260869601,0.78260869565217395,0,0]
[101,5,0,0,0,0,0,0,0]
[101,6,0,0,0,0,0,0,0]
[102,0,0.8125,0.125,1.2500000000000001E-2,0.05,0,0,0]
[102,1,6.18556701030928E-2,0.70103092783505205,0.19587628865979401,4.1237113402061903E-2,0,0,0]
[102,2,3.0769230769230799E-2,8.4615384615384606E-2,0.77692307692307705,0.107692307692308,0,0,0]
[102,3,0,1.8348623853211E-2,7.3394495412843999E-2,0.78899082568807299,0.119266055045872,0,0]
[102,4,0,0,0,8.3333333333333301E-2,0.91666666666666696,0,0]
[102,5,0,0,0,0,0,0,0]
[102,6,0,0,0,0,0,0,0]
[103,0,0.77333333333333298,0.18666666666666701,2.66666666666667E-2,0,1.3333333333333299E-2,0,0]
[103,1,1.0989010989011E-2,0.79120879120879095,0.164835164835165,2.1978021978022001E-2,1.0989010989011E-2,0,0]
[103,2,0,0.10077519379845,0.73643410852713198,0.15503875968992201,7.7519379844961196E-3,0,0]
[103,3,0,0,4.5454545454545497E-2,0.88181818181818195,7.2727272727272696E-2,0,0]
[103,4,0,0,2.8571428571428598E-2,0.17142857142857101,0.8,0,0]
[103,5,0,0,0,0,0,0,0]
[103,6,0,0,0,0,0,0,0]
[104,0,0.79661016949152497,0.11864406779661001,6.7796610169491497E-2,1.6949152542372899E-2,0,0,0]
[104,1,5.0505050505050497E-2,0.71717171717171702,0.17171717171717199,5.0505050505050497E-2,1.01010101010101E-2,0,0]
[104,2,0,5.93220338983051E-2,0.88983050847457601,4.2372881355932202E-2,8.4745762711864406E-3,0,0]
[104,3,0,8.0000000000000002E-3,9.6000000000000002E-2,0.84799999999999998,4.8000000000000001E-2,0,0]
[104,4,0,0,0,0.102564102564103,0.89743589743589702,0,0]
[104,5,0,0,0,0,0,0,0]
[104,6,0,0,0,0,0,0,0]
[105,0,0.73076923076923095,0.19230769230769201,3.8461538461538498E-2,3.8461538461538498E-2,0,0,0]
[105,1,4.6511627906976702E-2,0.79069767441860495,9.3023255813953501E-2,5.8139534883720902E-2,1.16279069767442E-2,0,0]
[105,2,0,5.0724637681159403E-2,0.72463768115941996,0.202898550724638,2.1739130434782601E-2,0,0]
[105,3,0,8.2644628099173608E-3,6.6115702479338803E-2,0.84297520661156999,8.2644628099173598E-2,0,0]
[105,4,0,0,2.32558139534884E-2,0.232558139534884,0.74418604651162801,0,0]
[105,5,0,0,0,0,0,0,0]
[105,6,0,0,0,0,0,0,0]
[106,0,0.85714285714285698,0.14285714285714299,0,0,0,0,0]
[106,1,6.9767441860465101E-2,0.86046511627906996,5.8139534883720902E-2,1.16279069767442E-2,0,0,0]
[106,2,1.6806722689075598E-2,3.3613445378151301E-2,0.80672268907563005,0.13445378151260501,8.4033613445378096E-3,0,0]
[106,3,0,6.8027210884353704E-3,9.5238095238095205E-2,0.83673469387755095,6.1224489795918401E-2,0,0]
[106,4,0,0,0,6.5217391304347797E-2,0.934782608695652,0,0]
[106,5,0,0,0,0,0,0,0]
[106,6,0,0,0,0,0,0,0]
[107,0,0.79545454545454497,0.13636363636363599,4.5454545454545497E-2,2.27272727272727E-2,0,0,0]
[107,1,4.7058823529411799E-2,0.74117647058823499,0.17647058823529399,3.5294117647058802E-2,0,0,0]
[107,2,1.7391304347826101E-2,6.9565217391304293E-2,0.73043478260869599,0.173913043478261,8.6956521739130401E-3,0,0]
[107,3,0,1.3986013986014E-2,0.10489510489510501,0.82517482517482499,5.5944055944055902E-2,0,0]
[107,4,1.88679245283019E-2,0,1.88679245283019E-2,0.113207547169811,0.84905660377358505,0,0]
[107,5,0,0,0,0,0,0,0]
[107,6,0,0,0,0,0,0,0]
[108,0,0.85714285714285698,9.5238095238095205E-2,2.3809523809523801E-2,0,2.3809523809523801E-2,0,0]
[108,1,7.5949367088607597E-2,0.670886075949367,0.20253164556962,3.7974683544303799E-2,1.26582278481013E-2,0,0]
[108,2,0,7.69230769230769E-2,0.74358974358974395,0.16239316239316201,1.7094017094017099E-2,0,0]
[108,3,1.35135135135135E-2,1.35135135135135E-2,6.08108108108108E-2,0.79729729729729704,0.114864864864865,0,0]
[108,4,0,0,1.85185185185185E-2,0.11111111111111099,0.87037037037037002,0,0]
[108,5,0,0,0,0,0,0,0]
[108,6,0,0,0,0,0,0,0]
[109,0,0.81818181818181801,9.0909090909090898E-2,9.0909090909090898E-2,0,0,0,0]
[109,1,4.4117647058823498E-2,0.64705882352941202,0.29411764705882398,0,1.4705882352941201E-2,0,0]
[109,2,8.7719298245613996E-3,7.0175438596491196E-2,0.72807017543859698,0.175438596491228,1.7543859649122799E-2,0,0]
[109,3,0,2.0547945205479499E-2,6.8493150684931503E-2,0.81506849315068497,9.5890410958904104E-2,0,0]
[109,4,0,0,2.9411764705882401E-2,8.8235294117647106E-2,0.88235294117647101,0,0]
[109,5,0,0,0,0,0,0,0]
[109,6,0,0,0,0,0,0,0]
[110,0,0.8,0.15,2.5000000000000001E-2,2.5000000000000001E-2,0,0,0]
[110,1,0,0.74576271186440701,0.186440677966102,5.0847457627118599E-2,1.6949152542372899E-2,0,0]
[110,2,0,9.2436974789915999E-2,0.73109243697478998,0.16806722689075601,8.4033613445378096E-3,0,0]
[110,3,0,1.37931034482759E-2,6.2068965517241399E-2,0.85517241379310305,6.8965517241379296E-2,0,0]
[110,4,0,0,0,7.7922077922077906E-2,0.92207792207792205,0,0]
[110,5,0,0,0,0,0,0,0]
[110,6,0,0,0,0,0,0,0]
[111,0,0.84375,9.375E-2,3.125E-2,3.125E-2,0,0,0]
[111,1,3.1746031746031703E-2,0.73015873015873001,0.17460317460317501,6.3492063492063502E-2,0,0,0]
[111,2,0,8.3333333333333301E-2,0.74074074074074103,0.157407407407407,1.85185185185185E-2,0,0]
[111,3,6.4935064935064896E-3,1.2987012987013E-2,3.2467532467532499E-2,0.85064935064935099,9.7402597402597393E-2,0,0]
[111,4,0,1.20481927710843E-2,1.20481927710843E-2,0.19277108433734899,0.78313253012048201,0,0]
[111,5,0,0,0,0,0,0,0]
[111,6,0,0,0,0,0,0,0]
[112,0,0.86666666666666703,0.133333333333333,0,0,0,0,0]
[112,1,4.91803278688525E-2,0.72131147540983598,0.18032786885245899,4.91803278688525E-2,0,0,0]
[112,2,1.02040816326531E-2,5.10204081632653E-2,0.80612244897959195,0.13265306122449,0,0,0]
[112,3,5.9171597633136102E-3,1.7751479289940801E-2,6.5088757396449703E-2,0.81656804733727795,9.4674556213017694E-2,0,0]
[112,4,0,1.21951219512195E-2,0,6.0975609756097601E-2,0.92682926829268297,0,0]
[112,5,0,0,0,0,0,0,0]
[112,6,0,0,0,0,0,0,0]
[113,0,0.87096774193548399,6.4516129032258104E-2,6.4516129032258104E-2,0,0,0,0]
[113,1,7.0175438596491196E-2,0.78947368421052599,0.105263157894737,3.5087719298245598E-2,0,0,0]
[113,2,0,3.9603960396039598E-2,0.88118811881188097,6.9306930693069299E-2,9.9009900990098994E-3,0,0]
[113,3,0,6.2893081761006301E-3,8.17610062893082E-2,0.85534591194968601,5.6603773584905703E-2,0,0]
[113,4,0,1.0869565217391301E-2,4.3478260869565202E-2,0.108695652173913,0.83695652173913004,0,0]
[113,5,0,0,0,0,0,0,0]
[113,6,0,0,0,0,0,0,0]
[114,0,0.74193548387096797,0.225806451612903,0,0,3.2258064516128997E-2,0,0]
[114,1,9.4339622641509399E-2,0.660377358490566,0.20754716981132099,3.77358490566038E-2,0,0,0]
[114,2,0,0.140350877192982,0.66666666666666696,0.18421052631578899,8.7719298245613996E-3,0,0]
[114,3,1.2903225806451601E-2,2.5806451612903201E-2,0.154838709677419,0.71612903225806501,9.0322580645161299E-2,0,0]
[114,4,0,0,4.5977011494252901E-2,0.14942528735632199,0.80459770114942497,0,0]
[114,5,0,0,0,0,0,0,0]
[114,6,0,0,0,0,0,0,0]
[115,0,0.93333333333333302,6.6666666666666693E-2,0,0,0,0,0]
[115,1,6.4516129032258104E-2,0.79032258064516103,0.112903225806452,3.2258064516128997E-2,0,0,0]
[115,2,0,6.08695652173913E-2,0.89565217391304397,4.3478260869565202E-2,0,0,0]
[115,3,0,6.8027210884353704E-3,6.1224489795918401E-2,0.91836734693877597,1.3605442176870699E-2,0,0]
[115,4,1.16279069767442E-2,1.16279069767442E-2,0,6.9767441860465101E-2,0.90697674418604601,0,0]
[115,5,0,0,0,0,0,0,0]
[115,6,0,0,0,0,0,0,0]
[116,0,0.90909090909090895,6.0606060606060601E-2,3.03030303030303E-2,0,0,0,0]
[116,1,0.05,0.86666666666666703,0.05,1.6666666666666701E-2,1.6666666666666701E-2,0,0]
[116,2,8.4033613445378096E-3,6.7226890756302504E-2,0.77310924369747902,0.13445378151260501,1.6806722689075598E-2,0,0]
[116,3,6.7567567567567597E-3,6.7567567567567597E-3,5.4054054054054099E-2,0.87837837837837796,5.4054054054054099E-2,0,0]
[116,4,0,1.2500000000000001E-2,1.2500000000000001E-2,7.4999999999999997E-2,0.9,0,0]
[116,5,0,0,0,0,0,0,0]
[116,6,0,0,0,0,0,0,0]
[117,0,0.77142857142857102,5.7142857142857099E-2,0.14285714285714299,2.8571428571428598E-2,0,0,0]
[117,1,4.6875E-2,0.71875,0.140625,6.25E-2,3.125E-2,0,0]
[117,2,0,5.7142857142857099E-2,0.75238095238095204,0.180952380952381,9.5238095238095195E-3,0,0]
[117,3,6.5359477124183E-3,1.9607843137254902E-2,4.5751633986928102E-2,0.82352941176470595,0.10457516339869299,0,0]
[117,4,0,1.20481927710843E-2,1.20481927710843E-2,8.4337349397590397E-2,0.89156626506024095,0,0]
[117,5,0,0,0,0,0,0,0]
[117,6,0,0,0,0,0,0,0]
[118,0,0.93548387096774199,6.4516129032258104E-2,0,0,0,0,0]
[118,1,5.1724137931034503E-2,0.89655172413793105,5.1724137931034503E-2,0,0,0,0]
[118,2,0,4.95049504950495E-2,0.87128712871287095,5.9405940594059403E-2,1.9801980198019799E-2,0,0]
[118,3,0,6.3694267515923596E-3,6.3694267515923594E-2,0.89808917197452198,3.1847133757961797E-2,0,0]
[118,4,0,0,0,2.1505376344085999E-2,0.978494623655914,0,0]
[118,5,0,0,0,0,0,0,0]
[118,6,0,0,0,0,0,0,0]
[119,0,0.96875,0,3.125E-2,0,0,0,0]
[119,1,6.6666666666666693E-2,0.83333333333333304,8.3333333333333301E-2,1.6666666666666701E-2,0,0,0]
[119,2,9.9009900990098994E-3,5.9405940594059403E-2,0.81188118811881205,0.10891089108910899,9.9009900990098994E-3,0,0]
[119,3,0,6.7114093959731499E-3,5.3691275167785199E-2,0.85906040268456396,8.0536912751677805E-2,0,0]
[119,4,0,0,2.04081632653061E-2,0.122448979591837,0.85714285714285698,0,0]
[119,5,0,0,0,0,0,0,0]
[119,6,0,0,0,0,0,0,0]
[120,0,0.77777777777777801,0.11111111111111099,0.11111111111111099,0,0,0,0]
[120,1,1.7543859649122799E-2,0.66666666666666696,0.31578947368421101,0,0,0,0]
[120,2,0,8.1632653061224497E-2,0.79591836734693899,0.11224489795918401,1.02040816326531E-2,0,0]
[120,3,0,6.5789473684210497E-3,0.15131578947368399,0.76973684210526305,7.2368421052631596E-2,0,0]
[120,4,0,0,1.03092783505155E-2,0.15463917525773199,0.83505154639175305,0,0]
[120,5,0,0,0,0,0,0,0]
[120,6,0,0,0,0,0,0,0]
[121,0,0.89655172413793105,0.10344827586206901,0,0,0,0,0]
[121,1,1.9607843137254902E-2,0.86274509803921595,0.11764705882352899,0,0,0,0]
[121,2,0,6.4516129032258104E-2,0.81451612903225801,0.112903225806452,8.0645161290322596E-3,0,0]
[121,3,0,0,7.69230769230769E-2,0.87412587412587395,4.8951048951049E-2,0,0]
[121,4,0,0,0,5.3763440860215103E-2,0.94623655913978499,0,0]
[121,5,0,0,0,0,0,0,0]
[121,6,0,0,0,0,0,0,0]
[122,0,0.92592592592592604,7.4074074074074098E-2,0,0,0,0,0]
[122,1,5.4545454545454501E-2,0.87272727272727302,7.2727272727272696E-2,0,0,0,0]
[122,2,0,5.93220338983051E-2,0.79661016949152497,0.13559322033898299,8.4745762711864406E-3,0,0]
[122,3,0,6.9444444444444397E-3,4.1666666666666699E-2,0.92361111111111105,2.7777777777777801E-2,0,0]
[122,4,0,0,1.0416666666666701E-2,0.125,0.86458333333333304,0,0]
[122,5,0,0,0,0,0,0,0]
[122,6,0,0,0,0,0,0,0]
[123,0,0.89285714285714302,0.107142857142857,0,0,0,0,0]
[123,1,5.1724137931034503E-2,0.72413793103448298,0.18965517241379301,3.4482758620689703E-2,0,0,0]
[123,2,1.9047619047619001E-2,5.7142857142857099E-2,0.80952380952380998,0.104761904761905,9.5238095238095195E-3,0,0]
[123,3,0,0,6.8322981366459604E-2,0.80745341614906796,0.12422360248447201,0,0]
[123,4,0,0,4.5454545454545497E-2,0.11363636363636399,0.84090909090909105,0,0]
[123,5,0,0,0,0,0,0,0]
[123,6,0,0,0,0,0,0,0]
[124,0,0.9,6.6666666666666693E-2,0,0,3.3333333333333298E-2,0,0]
[124,1,0,0.92156862745098,7.8431372549019607E-2,0,0,0,0]
[124,2,0,3.6036036036036001E-2,0.86486486486486502,9.90990990990991E-2,0,0,0]
[124,3,0,6.5359477124183E-3,6.5359477124182996E-2,0.88235294117647101,4.5751633986928102E-2,0,0]
[124,4,0,0,0,0.13684210526315799,0.86315789473684201,0,0]
[124,5,0,0,0,0,0,0,0]
[124,6,0,0,0,0,0,0,0]
[125,0,0.96296296296296302,0,0,3.7037037037037E-2,0,0,0]
[125,1,5.5555555555555601E-2,0.83333333333333304,7.4074074074074098E-2,3.7037037037037E-2,0,0,0]
[125,2,0,5.4545454545454501E-2,0.84545454545454501,9.0909090909090898E-2,9.0909090909090905E-3,0,0]
[125,3,6.2893081761006301E-3,6.2893081761006301E-3,0.13207547169811301,0.80503144654088099,5.0314465408804999E-2,0,0]
[125,4,0,0,5.5555555555555601E-2,0.11111111111111099,0.83333333333333304,0,0]
[125,5,0,0,0,0,0,0,0]
[125,6,0,0,0,0,0,0,0]
[126,0,0.83333333333333304,0.133333333333333,3.3333333333333298E-2,0,0,0,0]
[126,1,1.9230769230769201E-2,0.75,0.19230769230769201,3.8461538461538498E-2,0,0,0]
[126,2,8.1300813008130107E-3,8.9430894308943104E-2,0.78861788617886197,9.7560975609756101E-2,1.6260162601626001E-2,0,0]
[126,3,0,0,0.158940397350993,0.741721854304636,9.9337748344370896E-2,0,0]
[126,4,0,0,5.95238095238095E-2,0.107142857142857,0.83333333333333304,0,0]
[126,5,0,0,0,0,0,0,0]
[126,6,0,0,0,0,0,0,0]
[127,0,0.66666666666666696,0.11111111111111099,0.11111111111111099,3.7037037037037E-2,7.4074074074074098E-2,0,0]
[127,1,1.85185185185185E-2,0.83333333333333304,0.12962962962963001,1.85185185185185E-2,0,0,0]
[127,2,0,8.0291970802919693E-2,0.81751824817518204,9.4890510948905105E-2,7.2992700729926996E-3,0,0]
[127,3,0,2.2222222222222199E-2,7.4074074074074098E-2,0.85185185185185197,5.1851851851851899E-2,0,0]
[127,4,0,0,1.1494252873563199E-2,6.8965517241379296E-2,0.91954022988505701,0,0]
[127,5,0,0,0,0,0,0,0]
[127,6,0,0,0,0,0,0,0]
[128,0,0.89473684210526305,0.105263157894737,0,0,0,0,0]
[128,1,3.2258064516128997E-2,0.87096774193548399,9.6774193548387094E-2,0,0,0,0]
[128,2,0,7.5187969924811998E-2,0.83458646616541399,8.2706766917293201E-2,7.5187969924812E-3,0,0]
[128,3,0,1.4705882352941201E-2,8.0882352941176502E-2,0.86029411764705899,4.4117647058823498E-2,0,0]
[128,4,0,0,2.2222222222222199E-2,0.211111111111111,0.76666666666666705,0,0]
[128,5,0,0,0,0,0,0,0]
[128,6,0,0,0,0,0,0,0]
[129,0,0.52631578947368396,0.36842105263157898,5.2631578947368397E-2,0,5.2631578947368397E-2,0,0]
[129,1,0.11764705882352899,0.76470588235294101,0.11764705882352899,0,0,0,0]
[129,2,7.6923076923076901E-3,9.2307692307692299E-2,0.81538461538461504,7.69230769230769E-2,7.6923076923076901E-3,0,0]
[129,3,0,3.4013605442176902E-2,0.19047619047618999,0.73469387755102,4.08163265306122E-2,0,0]
[129,4,0,0,3.94736842105263E-2,9.2105263157894704E-2,0.86842105263157898,0,0]
[129,5,0,0,0,0,0,0,0]
[129,6,0,0,0,0,0,0,0]
[130,0,0.94736842105263197,0,0,5.2631578947368397E-2,0,0,0]
[130,1,3.94736842105263E-2,0.88157894736842102,7.8947368421052599E-2,0,0,0,0]
[130,2,0,4.7945205479452101E-2,0.91780821917808197,2.7397260273972601E-2,6.8493150684931503E-3,0,0]
[130,3,0,2.4E-2,0.112,0.83199999999999996,3.2000000000000001E-2,0,0]
[130,4,0,0,1.35135135135135E-2,0.135135135135135,0.85135135135135098,0,0]
[130,5,0,0,0,0,0,0,0]
[130,6,0,0,0,0,0,0,0]
[131,0,0.952380952380952,4.7619047619047603E-2,0,0,0,0,0]
[131,1,6.4935064935064901E-2,0.85714285714285698,7.7922077922077906E-2,0,0,0,0]
[131,2,2.5806451612903201E-2,0.109677419354839,0.8,6.4516129032258104E-2,0,0,0]
[131,3,0,2.5210084033613401E-2,0.21008403361344499,0.73109243697478998,3.3613445378151301E-2,0,0]
[131,4,0,0,7.3529411764705899E-2,0.23529411764705899,0.69117647058823495,0,0]
[131,5,0,0,0,0,0,0,0]
[131,6,0,0,0,0,0,0,0]
[132,0,0.86206896551724099,6.8965517241379296E-2,3.4482758620689703E-2,3.4482758620689703E-2,0,0,0]
[132,1,0.126436781609195,0.64367816091954,0.18390804597701099,3.4482758620689703E-2,1.1494252873563199E-2,0,0]
[132,2,1.2500000000000001E-2,0.2,0.7,8.1250000000000003E-2,6.2500000000000003E-3,0,0]
[132,3,8.8495575221238902E-3,9.7345132743362803E-2,0.33628318584070799,0.53982300884955703,1.7699115044247801E-2,0,0]
[132,4,0,3.9215686274509803E-2,9.8039215686274495E-2,0.25490196078431399,0.60784313725490202,0,0]
[132,5,0,0,0,0,0,0,0]
[132,6,0,0,0,0,0,0,0]
[133,0,0.97435897435897401,2.5641025641025599E-2,0,0,0,0,0]
[133,1,7.7669902912621394E-2,0.91262135922330101,9.7087378640776708E-3,0,0,0,0]
[133,2,5.8139534883720903E-3,6.9767441860465101E-2,0.86046511627906996,6.3953488372092998E-2,0,0,0]
[133,3,0,3.2967032967033003E-2,0.14285714285714299,0.79120879120879095,3.2967032967033003E-2,0,0]
[133,4,0,2.8571428571428598E-2,2.8571428571428598E-2,2.8571428571428598E-2,0.91428571428571404,0,0]
[133,5,0,0,0,0,0,0,0]
[133,6,0,0,0,0,0,0,0]
[134,0,0.97872340425531901,0,2.1276595744680899E-2,0,0,0,0]
[134,1,8.1081081081081099E-2,0.88288288288288297,3.6036036036036001E-2,0,0,0,0]
[134,2,1.84049079754601E-2,7.9754601226993904E-2,0.85889570552147199,4.2944785276073601E-2,0,0,0]
[134,3,0,1.1904761904761901E-2,0.238095238095238,0.72619047619047605,2.3809523809523801E-2,0,0]
[134,4,0,0,2.8571428571428598E-2,0.2,0.77142857142857102,0,0]
[134,5,0,0,0,0,0,0,0]
[134,6,0,0,0,0,0,0,0]
[135,0,0.94827586206896597,5.1724137931034503E-2,0,0,0,0,0]
[135,1,7.1428571428571397E-2,0.875,5.3571428571428603E-2,0,0,0,0]
[135,2,1.20481927710843E-2,0.14457831325301199,0.78915662650602403,4.81927710843374E-2,6.0240963855421699E-3,0,0]
[135,3,0,0.08,0.21333333333333299,0.69333333333333302,1.3333333333333299E-2,0,0]
[135,4,0,3.4482758620689703E-2,6.8965517241379296E-2,0.20689655172413801,0.68965517241379304,0,0]
[135,5,0,0,0,0,0,0,0]
[135,6,0,0,0,0,0,0,0]
[136,0,0.984615384615385,1.5384615384615399E-2,0,0,0,0,0]
[136,1,0.15151515151515199,0.80303030303030298,3.7878787878787901E-2,7.5757575757575803E-3,0,0,0]
[136,2,3.2258064516128997E-2,0.12258064516129,0.81935483870967696,2.5806451612903201E-2,0,0,0]
[136,3,1.5151515151515201E-2,0,0.19696969696969699,0.77272727272727304,1.5151515151515201E-2,0,0]
[136,4,0,4.5454545454545497E-2,9.0909090909090898E-2,0.22727272727272699,0.63636363636363602,0,0]
[136,5,0,0,0,0,0,0,0]
[136,6,0,0,0,0,0,0,0]
[137,0,0.97777777777777797,2.2222222222222199E-2,0,0,0,0,0]
[137,1,0.14173228346456701,0.81102362204724399,4.7244094488188997E-2,0,0,0,0]
[137,2,2.7210884353741499E-2,0.129251700680272,0.82312925170067996,6.8027210884353704E-3,1.3605442176870699E-2,0,0]
[137,3,0,3.2786885245901599E-2,0.32786885245901598,0.62295081967213095,1.63934426229508E-2,0,0]
[137,4,0,0,0,0.266666666666667,0.73333333333333295,0,0]
[137,5,0,0,0,0,0,0,0]
[137,6,0,0,0,0,0,0,0]
[138,0,0.94545454545454499,4.5454545454545497E-2,9.0909090909090905E-3,0,0,0,0]
[138,1,0.27777777777777801,0.70634920634920595,1.58730158730159E-2,0,0,0,0]
[138,2,8.8435374149659907E-2,0.312925170068027,0.54421768707482998,5.4421768707482998E-2,0,0,0]
[138,3,6.9767441860465101E-2,9.3023255813953501E-2,0.30232558139534899,0.53488372093023295,0,0,0]
[138,4,0,0.14285714285714299,0,0.28571428571428598,0.57142857142857095,0,0]
[138,5,0,0,0,0,0,0,0]
[138,6,0,0,0,0,0,0,0]
[139,0,0.98709677419354802,6.4516129032258099E-3,6.4516129032258099E-3,0,0,0,0]
[139,1,0.198630136986301,0.78082191780821897,2.0547945205479499E-2,0,0,0,0]
[139,2,2.0833333333333301E-2,0.32291666666666702,0.64583333333333304,1.0416666666666701E-2,0,0,0]
[139,3,0,2.8571428571428598E-2,0.2,0.71428571428571397,5.7142857142857099E-2,0,0]
[139,4,0,0,0,0.125,0.875,0,0]
[139,5,0,0,0,0,0,0,0]
[139,6,0,0,0,0,0,0,0]
[140,0,0.98369565217391297,1.6304347826087001E-2,0,0,0,0,0]
[140,1,0.19047619047618999,0.78911564625850295,2.04081632653061E-2,0,0,0,0]
[140,2,4.1095890410958902E-2,0.27397260273972601,0.68493150684931503,0,0,0,0]
[140,3,0,7.4074074074074098E-2,0.25925925925925902,0.592592592592593,7.4074074074074098E-2,0,0]
[140,4,0,0,0,0.33333333333333298,0.66666666666666696,0,0]
[140,5,0,0,0,0,0,0,0]
[140,6,0,0,0,0,0,0,0]
[141,0,0.96698113207547198,2.3584905660377398E-2,9.4339622641509396E-3,0,0,0,0]
[141,1,0.19858156028368801,0.76595744680851097,3.54609929078014E-2,0,0,0,0]
[141,2,0.05,0.28333333333333299,0.61666666666666703,0.05,0,0,0]
[141,3,0,0.105263157894737,0.157894736842105,0.73684210526315796,0,0,0]
[141,4,0,0,0.125,0.125,0.75,0,0]
[141,5,0,0,0,0,0,0,0]
[141,6,0,0,0,0,0,0,0]
[142,0,0.96610169491525399,3.3898305084745797E-2,0,0,0,0,0]
[142,1,0.234848484848485,0.75,1.5151515151515201E-2,0,0,0,0]
[142,2,6.25E-2,0.1875,0.75,0,0,0,0]
[142,3,0,5.5555555555555601E-2,0.33333333333333298,0.61111111111111105,0,0,0]
[142,4,0,0,0.33333333333333298,0.33333333333333298,0.33333333333333298,0,0]
[142,5,0,0,0,0,0,0,0]
[142,6,0,0,0,0,0,0,0]
[143,0,0.98091603053435095,1.9083969465648901E-2,0,0,0,0,0]
[143,1,0.26495726495726502,0.70940170940170899,2.5641025641025599E-2,0,0,0,0]
[143,2,0,0.23913043478260901,0.76086956521739102,0,0,0,0]
[143,3,7.69230769230769E-2,0,7.69230769230769E-2,0.84615384615384603,0,0,0]
[143,4,0,0,0,0,1,0,0]
[143,5,0,0,0,0,0,0,0]
[143,6,0,0,0,0,0,0,0]
[144,0,0.97923875432525997,1.73010380622837E-2,3.4602076124567501E-3,0,0,0,0]
[144,1,0.35353535353535398,0.63636363636363602,1.01010101010101E-2,0,0,0,0]
[144,2,0.128205128205128,0.28205128205128199,0.58974358974358998,0,0,0,0]
[144,3,0,9.0909090909090898E-2,0.18181818181818199,0.72727272727272696,0,0,0]
[144,4,0,0,0,0.5,0.5,0,0]
[144,5,0,0,0,0,0,0,0]
[144,6,0,0,0,0,0,0,0]

{"sheet":"tpm4_we","index":18,"n_rows":1018,"n_cols":9,"rows_kept":1018,"cut":false,"hidden":false,"merged":[]}
[{"$f":"tpm1_wd!A1","v":"Active Occupancy Model"}]
[]
[{"$f":"tpm1_wd!A3","v":"Transition Probability Matrix"}]
[]
["Four resident house"]
["Weekend"]
[]
[]
[]
[{"$f":"tpm1_wd!A10","v":"Ten minute period number"},{"$f":"tpm1_wd!B10","v":"Active occupant count in time period"},{"$f":"tpm1_wd!C10","v":"Probability of transition to zero active occupants in next time period"},{"$f":"tpm1_wd!D10","v":"Probability of transition to one active occupant in next time period"},{"$f":"tpm1_wd!E10","v":"Probability of transition to two active occupants in next time period"},{"$f":"tpm1_wd!F10","v":"Probability of transition to three active occupants in next time period"},{"$f":"tpm1_wd!G10","v":"Probability of transition to four active occupants in next time period"},{"$f":"tpm1_wd!H10","v":"Probability of transition to five active occupants in next time period"},{"$f":"tpm1_wd!I10","v":"Probability of transition to six active occupants in next time period"}]
[1,0,0.97333333333333305,1.6666666666666701E-2,0.01,0,0,0,0]
[1,1,0.23913043478260901,0.72826086956521696,3.2608695652173898E-2,0,0,0,0]
[1,2,0.12195121951219499,0.31707317073170699,0.51219512195121997,4.8780487804878099E-2,0,0,0]
[1,3,0.14285714285714299,0.28571428571428598,0,0.57142857142857095,0,0,0]
[1,4,0,0,0,0,1,0,0]
[1,5,0,0,0,0,0,0,0]
[1,6,0,0,0,0,0,0,0]
[2,0,0.984375,1.2500000000000001E-2,3.1250000000000002E-3,0,0,0,0]
[2,1,0.126436781609195,0.85057471264367801,2.2988505747126398E-2,0,0,0,0]
[2,2,3.7037037037037E-2,0.296296296296296,0.62962962962962998,3.7037037037037E-2,0,0,0]
[2,3,0,0.16666666666666699,0.16666666666666699,0.66666666666666696,0,0,0]
[2,4,0,0,0,0.25,0.75,0,0]
[2,5,0,0,0,0,0,0,0]
[2,6,0,0,0,0,0,0,0]
[3,0,0.99388379204892996,6.1162079510703399E-3,0,0,0,0,0]
[3,1,0.20689655172413801,0.77011494252873602,2.2988505747126398E-2,0,0,0,0]
[3,2,0.14285714285714299,9.5238095238095205E-2,0.76190476190476197,0,0,0,0]
[3,3,0,0,0.33333333333333298,0.5,0.16666666666666699,0,0]
[3,4,0,0,0,0.33333333333333298,0.66666666666666696,0,0]
[3,5,0,0,0,0,0,0,0]
[3,6,0,0,0,0,0,0,0]
[4,0,0.99710982658959502,2.8901734104046198E-3,0,0,0,0,0]
[4,1,0.140845070422535,0.85915492957746498,0,0,0,0,0]
[4,2,0,0.35,0.65,0,0,0,0]
[4,3,0,0,0.25,0.75,0,0,0]
[4,4,0,0,0,0.33333333333333298,0.66666666666666696,0,0]
[4,5,0,0,0,0,0,0,0]
[4,6,0,0,0,0,0,0,0]
[5,0,0.98591549295774705,1.4084507042253501E-2,0,0,0,0,0]
[5,1,0.15942028985507201,0.811594202898551,2.8985507246376802E-2,0,0,0,0]
[5,2,7.1428571428571397E-2,0.214285714285714,0.64285714285714302,7.1428571428571397E-2,0,0,0]
[5,3,0,0,0.75,0.25,0,0,0]
[5,4,0,0,0,0.5,0.5,0,0]
[5,5,0,0,0,0,0,0,0]
[5,6,0,0,0,0,0,0,0]
[6,0,0.99171270718231996,8.2872928176795594E-3,0,0,0,0,0]
[6,1,0.515625,0.484375,0,0,0,0,0]
[6,2,0.214285714285714,0.214285714285714,0.57142857142857095,0,0,0,0]
[6,3,0,0,0.33333333333333298,0.33333333333333298,0.33333333333333298,0,0]
[6,4,0,0,0,1,0,0,0]
[6,5,0,0,0,0,0,0,0]
[6,6,0,0,0,0,0,0,0]
[7,0,0.987341772151899,1.0126582278481001E-2,2.5316455696202502E-3,0,0,0,0]
[7,1,0.162162162162162,0.83783783783783805,0,0,0,0,0]
[7,2,0,0.11111111111111099,0.88888888888888895,0,0,0,0]
[7,3,0,0,0,1,0,0,0]
[7,4,0,0,0,1,0,0,0]
[7,5,0,0,0,0,0,0,0]
[7,6,0,0,0,0,0,0,0]
[8,0,0.98989898989898994,1.01010101010101E-2,0,0,0,0,0]
[8,1,0.11111111111111099,0.86111111111111105,2.7777777777777801E-2,0,0,0,0]
[8,2,0.11111111111111099,0.11111111111111099,0.77777777777777801,0,0,0,0]
[8,3,0,0,0,1,0,0,0]
[8,4,0,0,0,0,0,0,0]
[8,5,0,0,0,0,0,0,0]
[8,6,0,0,0,0,0,0,0]
[9,0,0.99748110831234305,2.5188916876574298E-3,0,0,0,0,0]
[9,1,0.11111111111111099,0.86111111111111105,2.7777777777777801E-2,0,0,0,0]
[9,2,0,0.125,0.875,0,0,0,0]
[9,3,0,0,0,1,0,0,0]
[9,4,0,0,0,0,0,0,0]
[9,5,0,0,0,0,0,0,0]
[9,6,0,0,0,0,0,0,0]
[10,0,0.99250000000000005,7.4999999999999997E-3,0,0,0,0,0]
[10,1,0.21212121212121199,0.78787878787878796,0,0,0,0,0]
[10,2,0,0.375,0.625,0,0,0,0]
[10,3,0,0,0,1,0,0,0]
[10,4,0,0,0,0,0,0,0]
[10,5,0,0,0,0,0,0,0]
[10,6,0,0,0,0,0,0,0]
[11,0,1,0,0,0,0,0,0]
[11,1,0.21875,0.78125,0,0,0,0,0]
[11,2,0,0,1,0,0,0,0]
[11,3,0,0.33333333333333298,0.66666666666666696,0,0,0,0]
[11,4,0,0,0,0,0,0,0]
[11,5,0,0,0,0,0,0,0]
[11,6,0,0,0,0,0,0,0]
[12,0,0.99270072992700698,7.2992700729926996E-3,0,0,0,0,0]
[12,1,0.230769230769231,0.76923076923076905,0,0,0,0,0]
[12,2,0,0.42857142857142899,0.57142857142857095,0,0,0,0]
[12,3,0,0,0,0,0,0,0]
[12,4,0,0,0,0,0,0,0]
[12,5,0,0,0,0,0,0,0]
[12,6,0,0,0,0,0,0,0]
[13,0,0.98792270531401005,1.20772946859903E-2,0,0,0,0,0]
[13,1,0.15384615384615399,0.84615384615384603,0,0,0,0,0]
[13,2,0,0,1,0,0,0,0]
[13,3,0,0,0,0,0,0,0]
[13,4,0,0,0,0,0,0,0]
[13,5,0,0,0,0,0,0,0]
[13,6,0,0,0,0,0,0,0]
[14,0,0.99515738498789297,4.8426150121065404E-3,0,0,0,0,0]
[14,1,0.22222222222222199,0.77777777777777801,0,0,0,0,0]
[14,2,0,0,1,0,0,0,0]
[14,3,0,0,0,0,0,0,0]
[14,4,0,0,0,0,0,0,0]
[14,5,0,0,0,0,0,0,0]
[14,6,0,0,0,0,0,0,0]
[15,0,0.985611510791367,1.4388489208633099E-2,0,0,0,0,0]
[15,1,0.26086956521739102,0.69565217391304301,4.3478260869565202E-2,0,0,0,0]
[15,2,0,0.5,0.5,0,0,0,0]
[15,3,0,0,0,0,0,0,0]
[15,4,0,0,0,0,0,0,0]
[15,5,0,0,0,0,0,0,0]
[15,6,0,0,0,0,0,0,0]
[16,0,0.99280575539568405,7.1942446043165497E-3,0,0,0,0,0]
[16,1,0.25,0.75,0,0,0,0,0]
[16,2,0,0.33333333333333298,0.66666666666666696,0,0,0,0]
[16,3,0,0,0,0,0,0,0]
[16,4,0,0,0,0,0,0,0]
[16,5,0,0,0,0,0,0,0]
[16,6,0,0,0,0,0,0,0]
[17,0,0.99047619047619095,9.5238095238095195E-3,0,0,0,0,0]
[17,1,9.0909090909090898E-2,0.90909090909090895,0,0,0,0,0]
[17,2,0,0,1,0,0,0,0]
[17,3,0,0,0,0,0,0,0]
[17,4,0,0,0,0,0,0,0]
[17,5,0,0,0,0,0,0,0]
[17,6,0,0,0,0,0,0,0]
[18,0,0.99043062200956899,9.5693779904306199E-3,0,0,0,0,0]
[18,1,0.20833333333333301,0.79166666666666696,0,0,0,0,0]
[18,2,0,0.5,0.5,0,0,0,0]
[18,3,0,0,0,0,0,0,0]
[18,4,0,0,0,0,0,0,0]
[18,5,0,0,0,0,0,0,0]
[18,6,0,0,0,0,0,0,0]
[19,0,0.99761336515513099,2.38663484486874E-3,0,0,0,0,0]
[19,1,0.25,0.75,0,0,0,0,0]
[19,2,0,0,1,0,0,0,0]
[19,3,0,0,0,0,0,0,0]
[19,4,0,0,0,0,0,0,0]
[19,5,0,0,0,0,0,0,0]
[19,6,0,0,0,0,0,0,0]
[20,0,0.99528301886792403,4.7169811320754698E-3,0,0,0,0,0]
[20,1,0.26315789473684198,0.73684210526315796,0,0,0,0,0]
[20,2,0,0,1,0,0,0,0]
[20,3,0,0,0,0,0,0,0]
[20,4,0,0,0,0,0,0,0]
[20,5,0,0,0,0,0,0,0]
[20,6,0,0,0,0,0,0,0]
[21,0,0.99531615925058503,4.6838407494145199E-3,0,0,0,0,0]
[21,1,6.25E-2,0.9375,0,0,0,0,0]
[21,2,0,1,0,0,0,0,0]
[21,3,0,0,0,0,0,0,0]
[21,4,0,0,0,0,0,0,0]
[21,5,0,0,0,0,0,0,0]
[21,6,0,0,0,0,0,0,0]
[22,0,0.99530516431924898,4.6948356807511703E-3,0,0,0,0,0]
[22,1,0.16666666666666699,0.83333333333333304,0,0,0,0,0]
[22,2,0,0,0,0,0,0,0]
[22,3,0,0,0,0,0,0,0]
[22,4,0,0,0,0,0,0,0]
[22,5,0,0,0,0,0,0,0]
[22,6,0,0,0,0,0,0,0]
[23,0,0.99063231850117095,9.3676814988290398E-3,0,0,0,0,0]
[23,1,0.29411764705882398,0.70588235294117696,0,0,0,0,0]
[23,2,0,0,0,0,0,0,0]
[23,3,0,0,0,0,0,0,0]
[23,4,0,0,0,0,0,0,0]
[23,5,0,0,0,0,0,0,0]
[23,6,0,0,0,0,0,0,0]
[24,0,0.97897196261682196,2.10280373831776E-2,0,0,0,0,0]
[24,1,0.9375,6.25E-2,0,0,0,0,0]
[24,2,0,0,0,0,0,0,0]
[24,3,0,0,0,0,0,0,0]
[24,4,0,0,0,0,0,0,0]
[24,5,0,0,0,0,0,0,0]
[24,6,0,0,0,0,0,0,0]
[25,0,1,0,0,0,0,0,0]
[25,1,0.1,0.9,0,0,0,0,0]
[25,2,0,0,0,0,0,0,0]
[25,3,0,0,0,0,0,0,0]
[25,4,0,0,0,0,0,0,0]
[25,5,0,0,0,0,0,0,0]
[25,6,0,0,0,0,0,0,0]
[26,0,0.99310344827586206,6.8965517241379301E-3,0,0,0,0,0]
[26,1,0.22222222222222199,0.66666666666666696,0.11111111111111099,0,0,0,0]
[26,2,0,0,0,0,0,0,0]
[26,3,0,0,0,0,0,0,0]
[26,4,0,0,0,0,0,0,0]
[26,5,0,0,0,0,0,0,0]
[26,6,0,0,0,0,0,0,0]
[27,0,0.990783410138249,9.2165898617511503E-3,0,0,0,0,0]
[27,1,0.11111111111111099,0.88888888888888895,0,0,0,0,0]
[27,2,0,0,1,0,0,0,0]
[27,3,0,0,0,0,0,0,0]
[27,4,0,0,0,0,0,0,0]
[27,5,0,0,0,0,0,0,0]
[27,6,0,0,0,0,0,0,0]
[28,0,0.99303944315545201,6.96055684454756E-3,0,0,0,0,0]
[28,1,0.33333333333333298,0.58333333333333304,8.3333333333333301E-2,0,0,0,0]
[28,2,0,0,1,0,0,0,0]
[28,3,0,0,0,0,0,0,0]
[28,4,0,0,0,0,0,0,0]
[28,5,0,0,0,0,0,0,0]
[28,6,0,0,0,0,0,0,0]
[29,0,0.98842592592592604,1.1574074074074099E-2,0,0,0,0,0]
[29,1,0.1,0.9,0,0,0,0,0]
[29,2,0,0.5,0.5,0,0,0,0]
[29,3,0,0,0,0,0,0,0]
[29,4,0,0,0,0,0,0,0]
[29,5,0,0,0,0,0,0,0]
[29,6,0,0,0,0,0,0,0]
[30,0,0.98130841121495305,1.63551401869159E-2,2.3364485981308401E-3,0,0,0,0]
[30,1,0.53333333333333299,0.46666666666666701,0,0,0,0,0]
[30,2,0,0,1,0,0,0,0]
[30,3,0,0,0,0,0,0,0]
[30,4,0,0,0,0,0,0,0]
[30,5,0,0,0,0,0,0,0]
[30,6,0,0,0,0,0,0,0]
[31,0,0.99532710280373804,2.3364485981308401E-3,2.3364485981308401E-3,0,0,0,0]
[31,1,0.214285714285714,0.64285714285714302,0.14285714285714299,0,0,0,0]
[31,2,0,0,1,0,0,0,0]
[31,3,0,0,0,0,0,0,0]
[31,4,0,0,0,0,0,0,0]
[31,5,0,0,0,0,0,0,0]
[31,6,0,0,0,0,0,0,0]
[32,0,0.99533799533799505,4.6620046620046603E-3,0,0,0,0,0]
[32,1,0,1,0,0,0,0,0]
[32,2,0,0.2,0.8,0,0,0,0]
[32,3,0,0,0,0,0,0,0]
[32,4,0,0,0,0,0,0,0]
[32,5,0,0,0,0,0,0,0]
[32,6,0,0,0,0,0,0,0]
[33,0,0.98829039812646402,9.3676814988290398E-3,2.34192037470726E-3,0,0,0,0]
[33,1,0.30769230769230799,0.53846153846153799,0.15384615384615399,0,0,0,0]
[33,2,0,0.75,0.25,0,0,0,0]
[33,3,0,0,0,0,0,0,0]
[33,4,0,0,0,0,0,0,0]
[33,5,0,0,0,0,0,0,0]
[33,6,0,0,0,0,0,0,0]
[34,0,0.98591549295774705,1.4084507042253501E-2,0,0,0,0,0]
[34,1,0.214285714285714,0.78571428571428603,0,0,0,0,0]
[34,2,0,0,0.75,0,0.25,0,0]
[34,3,0,0,0,0,0,0,0]
[34,4,0,0,0,0,0,0,0]
[34,5,0,0,0,0,0,0,0]
[34,6,0,0,0,0,0,0,0]
[35,0,0.99054373522458605,9.4562647754137096E-3,0,0,0,0,0]
[35,1,0.17647058823529399,0.82352941176470595,0,0,0,0,0]
[35,2,0,0.66666666666666696,0.33333333333333298,0,0,0,0]
[35,3,0,0,0,0,0,0,0]
[35,4,0,0,0,0,1,0,0]
[35,5,0,0,0,0,0,0,0]
[35,6,0,0,0,0,0,0,0]
[36,0,0.96919431279620805,2.60663507109005E-2,4.739336492891E-3,0,0,0,0]
[36,1,0.15,0.8,0.05,0,0,0,0]
[36,2,0,0,1,0,0,0,0]
[36,3,0,0,0,0,0,0,0]
[36,4,0,1,0,0,0,0,0]
[36,5,0,0,0,0,0,0,0]
[36,6,0,0,0,0,0,0,0]
[37,0,0.97330097087378598,2.6699029126213601E-2,0,0,0,0,0]
[37,1,0.107142857142857,0.82142857142857095,7.1428571428571397E-2,0,0,0,0]
[37,2,0,0,0.75,0,0.25,0,0]
[37,3,0,0,0,0,0,0,0]
[37,4,0,0,0,0,0,0,0]
[37,5,0,0,0,0,0,0,0]
[37,6,0,0,0,0,0,0,0]
[38,0,0.97772277227722804,2.22772277227723E-2,0,0,0,0,0]
[38,1,0.11764705882352899,0.79411764705882304,8.8235294117647106E-2,0,0,0,0]
[38,2,0,0.4,0.6,0,0,0,0]
[38,3,0,0,0,0,0,0,0]
[38,4,0,0,0,1,0,0,0]
[38,5,0,0,0,0,0,0,0]
[38,6,0,0,0,0,0,0,0]
[39,0,0.952380952380952,4.5112781954887202E-2,2.5062656641604E-3,0,0,0,0]
[39,1,0.13157894736842099,0.73684210526315796,7.8947368421052599E-2,5.2631578947368397E-2,0,0,0]
[39,2,0,0.33333333333333298,0.66666666666666696,0,0,0,0]
[39,3,0,0,1,0,0,0,0]
[39,4,0,0,0,0,0,0,0]
[39,5,0,0,0,0,0,0,0]
[39,6,0,0,0,0,0,0,0]
[40,0,0.97142857142857097,2.5974025974026E-2,2.5974025974026E-3,0,0,0,0]
[40,1,0.125,0.83333333333333304,4.1666666666666699E-2,0,0,0,0]
[40,2,0,0.11111111111111099,0.88888888888888895,0,0,0,0]
[40,3,0,0,0,1,0,0,0]
[40,4,0,0,0,0,0,0,0]
[40,5,0,0,0,0,0,0,0]
[40,6,0,0,0,0,0,0,0]
[41,0,0.95,4.7368421052631601E-2,2.6315789473684201E-3,0,0,0,0]
[41,1,7.8431372549019607E-2,0.82352941176470595,9.8039215686274495E-2,0,0,0,0]
[41,2,0,9.0909090909090898E-2,0.72727272727272696,9.0909090909090898E-2,9.0909090909090898E-2,0,0]
[41,3,0.5,0,0.5,0,0,0,0]
[41,4,0,0,0,0,0,0,0]
[41,5,0,0,0,0,0,0,0]
[41,6,0,0,0,0,0,0,0]
[42,0,0.81420765027322395,0.14754098360655701,3.0054644808743199E-2,8.1967213114754103E-3,0,0,0]
[42,1,9.8360655737704902E-2,0.55737704918032804,0.29508196721311503,4.91803278688525E-2,0,0,0]
[42,2,0.133333333333333,0.33333333333333298,0.4,0.133333333333333,0,0,0]
[42,3,0,0,0,1,0,0,0]
[42,4,0,0,0,0,1,0,0]
[42,5,0,0,0,0,0,0,0]
[42,6,0,0,0,0,0,0,0]
[43,0,0.95751633986928097,3.9215686274509803E-2,3.26797385620915E-3,0,0,0,0]
[43,1,6.4516129032258104E-2,0.75268817204301097,0.16129032258064499,2.1505376344085999E-2,0,0,0]
[43,2,2.8571428571428598E-2,2.8571428571428598E-2,0.8,8.5714285714285701E-2,5.7142857142857099E-2,0,0]
[43,3,0.11111111111111099,0,0.11111111111111099,0.55555555555555602,0.22222222222222199,0,0]
[43,4,0,0,0,0,1,0,0]
[43,5,0,0,0,0,0,0,0]
[43,6,0,0,0,0,0,0,0]
[44,0,0.926910299003322,6.6445182724252497E-2,6.6445182724252502E-3,0,0,0,0]
[44,1,8.4337349397590397E-2,0.80722891566265098,9.6385542168674704E-2,1.20481927710843E-2,0,0,0]
[44,2,4.4444444444444398E-2,6.6666666666666693E-2,0.73333333333333295,0.133333333333333,2.2222222222222199E-2,0,0]
[44,3,0,0.1,0,0.9,0,0,0]
[44,4,0,0,0,0.2,0.8,0,0]
[44,5,0,0,0,0,0,0,0]
[44,6,0,0,0,0,0,0,0]
[45,0,0.85069444444444398,0.118055555555556,2.7777777777777801E-2,0,3.4722222222222199E-3,0,0]
[45,1,3.2967032967033003E-2,0.82417582417582402,0.14285714285714299,0,0,0,0]
[45,2,2.32558139534884E-2,6.9767441860465101E-2,0.86046511627906996,4.6511627906976702E-2,0,0,0]
[45,3,0,5.8823529411764698E-2,0.23529411764705899,0.64705882352941202,5.8823529411764698E-2,0,0]
[45,4,0,0,0,0,1,0,0]
[45,5,0,0,0,0,0,0,0]
[45,6,0,0,0,0,0,0,0]
[46,0,0.93574297188754996,5.62248995983936E-2,8.0321285140562207E-3,0,0,0,0]
[46,1,7.0796460176991094E-2,0.79646017699115002,0.123893805309735,8.8495575221238902E-3,0,0,0]
[46,2,0,0.12903225806451599,0.77419354838709697,9.6774193548387094E-2,0,0,0]
[46,3,0,0,0,1,0,0,0]
[46,4,0,0,0.14285714285714299,0.14285714285714299,0.71428571428571397,0,0]
[46,5,0,0,0,0,0,0,0]
[46,6,0,0,0,0,0,0,0]
[47,0,0.89211618257261405,9.9585062240663894E-2,8.29875518672199E-3,0,0,0,0]
[47,1,2.6785714285714302E-2,0.80357142857142905,0.151785714285714,1.7857142857142901E-2,0,0,0]
[47,2,3.0769230769230799E-2,0.123076923076923,0.73846153846153895,0.107692307692308,0,0,0]
[47,3,0,4.7619047619047603E-2,0,0.85714285714285698,9.5238095238095205E-2,0,0]
[47,4,0,0.2,0,0,0.8,0,0]
[47,5,0,0,0,0,0,0,0]
[47,6,0,0,0,0,0,0,0]
[48,0,0.80454545454545501,0.15909090909090901,3.6363636363636397E-2,0,0,0,0]
[48,1,8.8709677419354802E-2,0.62903225806451601,0.217741935483871,4.8387096774193498E-2,1.6129032258064498E-2,0,0]
[48,2,1.49253731343284E-2,4.47761194029851E-2,0.70149253731343297,0.20895522388059701,2.9850746268656699E-2,0,0]
[48,3,0,0,0.18518518518518501,0.51851851851851805,0.296296296296296,0,0]
[48,4,0,0,0,0.16666666666666699,0.83333333333333304,0,0]
[48,5,0,0,0,0,0,0,0]
[48,6,0,0,0,0,0,0,0]
[49,0,0.89417989417989396,0.100529100529101,5.2910052910052898E-3,0,0,0,0]
[49,1,3.4482758620689703E-2,0.75862068965517204,0.163793103448276,3.4482758620689703E-2,8.6206896551724102E-3,0,0]
[49,2,1.1494252873563199E-2,6.8965517241379296E-2,0.74712643678160895,0.160919540229885,1.1494252873563199E-2,0,0]
[49,3,0,0,0.14285714285714299,0.71428571428571397,0.14285714285714299,0,0]
[49,4,0,0,0,0,1,0,0]
[49,5,0,0,0,0,0,0,0]
[49,6,0,0,0,0,0,0,0]
[50,0,0.89655172413793105,8.6206896551724102E-2,1.1494252873563199E-2,5.74712643678161E-3,0,0,0]
[50,1,5.3097345132743397E-2,0.787610619469027,0.132743362831858,1.7699115044247801E-2,8.8495575221238902E-3,0,0]
[50,2,1.1111111111111099E-2,0.11111111111111099,0.72222222222222199,0.133333333333333,2.2222222222222199E-2,0,0]
[50,3,0,0,0.162790697674419,0.72093023255813904,0.116279069767442,0,0]
[50,4,0,0,4.1666666666666699E-2,0.125,0.83333333333333304,0,0]
[50,5,0,0,0,0,0,0,0]
[50,6,0,0,0,0,0,0,0]
[51,0,0.80368098159509205,0.159509202453988,3.0674846625766899E-2,6.13496932515337E-3,0,0,0]
[51,1,2.6315789473684199E-2,0.77192982456140302,0.18421052631578899,1.7543859649122799E-2,0,0,0]
[51,2,1.1111111111111099E-2,0.1,0.68888888888888899,0.18888888888888899,1.1111111111111099E-2,0,0]
[51,3,0,4.08163265306122E-2,2.04081632653061E-2,0.75510204081632604,0.183673469387755,0,0]
[51,4,0,0,3.5714285714285698E-2,7.1428571428571397E-2,0.89285714285714302,0,0]
[51,5,0,0,0,0,0,0,0]
[51,6,0,0,0,0,0,0,0]
[52,0,0.85185185185185197,0.140740740740741,7.4074074074074103E-3,0,0,0,0]
[52,1,3.2000000000000001E-2,0.86399999999999999,0.104,0,0,0,0]
[52,2,2.2222222222222199E-2,6.6666666666666693E-2,0.77777777777777801,0.122222222222222,1.1111111111111099E-2,0,0]
[52,3,0,3.3898305084745797E-2,0.152542372881356,0.677966101694915,0.13559322033898299,0,0]
[52,4,0,0,2.8571428571428598E-2,0.114285714285714,0.85714285714285698,0,0]
[52,5,0,0,0,0,0,0,0]
[52,6,0,0,0,0,0,0,0]
[53,0,0.86776859504132198,0.107438016528926,2.4793388429752101E-2,0,0,0,0]
[53,1,6.6666666666666693E-2,0.72592592592592597,0.17777777777777801,2.96296296296296E-2,0,0,0]
[53,2,1.0638297872340399E-2,9.5744680851063801E-2,0.82978723404255295,5.31914893617021E-2,1.0638297872340399E-2,0,0]
[53,3,1.8181818181818198E-2,1.8181818181818198E-2,5.4545454545454501E-2,0.81818181818181801,9.0909090909090898E-2,0,0]
[53,4,0,0,5.1282051282051301E-2,0.128205128205128,0.82051282051282004,0,0]
[53,5,0,0,0,0,0,0,0]
[53,6,0,0,0,0,0,0,0]
[54,0,0.71551724137931005,0.17241379310344801,9.4827586206896505E-2,1.72413793103448E-2,0,0,0]
[54,1,4.9586776859504099E-2,0.65289256198347101,0.23966942148760301,4.1322314049586799E-2,1.6528925619834701E-2,0,0]
[54,2,1.8181818181818198E-2,0.12727272727272701,0.67272727272727295,0.15454545454545501,2.7272727272727299E-2,0,0]
[54,3,1.6949152542372899E-2,1.6949152542372899E-2,6.7796610169491497E-2,0.74576271186440701,0.152542372881356,0,0]
[54,4,0,0,0,0.18421052631578899,0.81578947368421095,0,0]
[54,5,0,0,0,0,0,0,0]
[54,6,0,0,0,0,0,0,0]
[55,0,0.85869565217391297,0.13043478260869601,1.0869565217391301E-2,0,0,0,0]
[55,1,4.3859649122807001E-2,0.78070175438596501,0.157894736842105,1.7543859649122799E-2,0,0,0]
[55,2,8.4745762711864406E-3,3.3898305084745797E-2,0.86440677966101698,9.3220338983050793E-2,0,0,0]
[55,3,0,2.66666666666667E-2,0.10666666666666701,0.77333333333333298,9.3333333333333296E-2,0,0]
[55,4,0,0,0,6.6666666666666693E-2,0.93333333333333302,0,0]
[55,5,0,0,0,0,0,0,0]
[55,6,0,0,0,0,0,0,0]
[56,0,0.8,0.16470588235294101,3.5294117647058802E-2,0,0,0,0]
[56,1,1.86915887850467E-2,0.85046728971962604,0.11214953271028,1.86915887850467E-2,0,0,0]
[56,2,1.5503875968992199E-2,3.1007751937984499E-2,0.82945736434108497,0.108527131782946,1.5503875968992199E-2,0,0]
[56,3,1.35135135135135E-2,1.35135135135135E-2,6.7567567567567599E-2,0.86486486486486502,4.0540540540540501E-2,0,0]
[56,4,0,0,6.1224489795918401E-2,0.102040816326531,0.83673469387755095,0,0]
[56,5,0,0,0,0,0,0,0]
[56,6,0,0,0,0,0,0,0]
[57,0,0.931506849315068,4.1095890410958902E-2,2.7397260273972601E-2,0,0,0,0]
[57,1,5.4545454545454501E-2,0.71818181818181803,0.190909090909091,2.7272727272727299E-2,9.0909090909090905E-3,0,0]
[57,2,1.5384615384615399E-2,4.6153846153846198E-2,0.86923076923076903,6.9230769230769207E-2,0,0,0]
[57,3,0,2.3529411764705899E-2,0.105882352941176,0.72941176470588198,0.14117647058823499,0,0]
[57,4,0,0,2.1739130434782601E-2,6.5217391304347797E-2,0.91304347826086996,0,0]
[57,5,0,0,0,0,0,0,0]
[57,6,0,0,0,0,0,0,0]
[58,0,0.93421052631578905,5.2631578947368397E-2,1.3157894736842099E-2,0,0,0,0]
[58,1,6.6666666666666693E-2,0.78888888888888897,0.1,4.4444444444444398E-2,0,0,0]
[58,2,2.7397260273972601E-2,8.2191780821917804E-2,0.82191780821917804,6.8493150684931503E-2,0,0,0]
[58,3,0,1.2987012987013E-2,0.11688311688311701,0.77922077922077904,9.0909090909090898E-2,0,0]
[58,4,3.6363636363636397E-2,0,3.6363636363636397E-2,0.12727272727272701,0.8,0,0]
[58,5,0,0,0,0,0,0,0]
[58,6,0,0,0,0,0,0,0]
[59,0,0.87951807228915702,0.120481927710843,0,0,0,0,0]
[59,1,7.9545454545454503E-2,0.77272727272727304,0.11363636363636399,3.4090909090909102E-2,0,0,0]
[59,2,0,9.2198581560283696E-2,0.81560283687943302,9.2198581560283696E-2,0,0,0]
[59,3,1.2345679012345699E-2,3.7037037037037E-2,6.1728395061728399E-2,0.82716049382716095,6.1728395061728399E-2,0,0]
[59,4,1.9607843137254902E-2,0,3.9215686274509803E-2,7.8431372549019607E-2,0.86274509803921595,0,0]
[59,5,0,0,0,0,0,0,0]
[59,6,0,0,0,0,0,0,0]
[60,0,0.68292682926829296,0.19512195121951201,9.7560975609756101E-2,2.4390243902439001E-2,0,0,0]
[60,1,8.5106382978723402E-2,0.60638297872340396,0.25531914893617003,5.31914893617021E-2,0,0,0]
[60,2,5.3030303030302997E-2,0.11363636363636399,0.65151515151515105,0.18181818181818199,0,0,0]
[60,3,3.4482758620689703E-2,1.1494252873563199E-2,0.18390804597701099,0.65517241379310298,0.114942528735632,0,0]
[60,4,0,2.04081632653061E-2,6.1224489795918401E-2,0.22448979591836701,0.69387755102040805,0,0]
[60,5,0,0,0,0,0,0,0]
[60,6,0,0,0,0,0,0,0]
[61,0,0.891891891891892,9.45945945945946E-2,1.35135135135135E-2,0,0,0,0]
[61,1,5.5555555555555601E-2,0.86666666666666703,6.6666666666666693E-2,1.1111111111111099E-2,0,0,0]
[61,2,0,5.8394160583941597E-2,0.82481751824817495,0.116788321167883,0,0,0]
[61,3,1.01010101010101E-2,1.01010101010101E-2,9.0909090909090898E-2,0.81818181818181801,7.0707070707070704E-2,0,0]
[61,4,0,0,0,9.0909090909090898E-2,0.90909090909090895,0,0]
[61,5,0,0,0,0,0,0,0]
[61,6,0,0,0,0,0,0,0]
[62,0,0.93055555555555602,5.5555555555555601E-2,1.38888888888889E-2,0,0,0,0]
[62,1,3.1914893617021302E-2,0.89361702127659604,5.31914893617021E-2,2.1276595744680899E-2,0,0,0]
[62,2,2.32558139534884E-2,6.2015503875968998E-2,0.84496124031007702,6.9767441860465101E-2,0,0,0]
[62,3,0,0,6.8627450980392204E-2,0.88235294117647101,4.9019607843137303E-2,0,0]
[62,4,0,0,2.1276595744680899E-2,8.5106382978723402E-2,0.89361702127659604,0,0]
[62,5,0,0,0,0,0,0,0]
[62,6,0,0,0,0,0,0,0]
[63,0,0.91780821917808197,4.1095890410958902E-2,4.1095890410958902E-2,0,0,0,0]
[63,1,5.2083333333333301E-2,0.80208333333333304,0.14583333333333301,0,0,0,0]
[63,2,1.6260162601626001E-2,8.9430894308943104E-2,0.79674796747967502,9.7560975609756101E-2,0,0,0]
[63,3,0,3.8095238095238099E-2,8.5714285714285701E-2,0.78095238095238095,9.5238095238095205E-2,0,0]
[63,4,2.1276595744680899E-2,0,2.1276595744680899E-2,0.12765957446808501,0.82978723404255295,0,0]
[63,5,0,0,0,0,0,0,0]
[63,6,0,0,0,0,0,0,0]
[64,0,0.96,0.04,0,0,0,0,0]
[64,1,0.105263157894737,0.84210526315789502,4.2105263157894701E-2,1.05263157894737E-2,0,0,0]
[64,2,0,3.2000000000000001E-2,0.872,8.7999999999999995E-2,8.0000000000000002E-3,0,0]
[64,3,0.01,0.02,0.08,0.84,0.05,0,0]
[64,4,2.04081632653061E-2,2.04081632653061E-2,0,0.122448979591837,0.83673469387755095,0,0]
[64,5,0,0,0,0,0,0,0]
[64,6,0,0,0,0,0,0,0]
[65,0,0.94047619047619002,5.95238095238095E-2,0,0,0,0,0]
[65,1,7.7777777777777807E-2,0.82222222222222197,8.8888888888888906E-2,1.1111111111111099E-2,0,0,0]
[65,2,4.1322314049586799E-2,0.11570247933884301,0.76859504132231404,5.7851239669421503E-2,1.6528925619834701E-2,0,0]
[65,3,0,3.9215686274509803E-2,0.11764705882352899,0.79411764705882304,4.9019607843137303E-2,0,0]
[65,4,0,0,0.14893617021276601,8.5106382978723402E-2,0.76595744680851097,0,0]
[65,5,0,0,0,0,0,0,0]
[65,6,0,0,0,0,0,0,0]
[66,0,0.92307692307692302,7.69230769230769E-2,0,0,0,0,0]
[66,1,7.2164948453608199E-2,0.78350515463917503,0.14432989690721601,0,0,0,0]
[66,2,3.3333333333333298E-2,0.1,0.79166666666666696,6.6666666666666693E-2,8.3333333333333297E-3,0,0]
[66,3,0,4.3010752688171998E-2,0.13978494623655899,0.76344086021505397,5.3763440860215103E-2,0,0]
[66,4,4.6511627906976702E-2,0,0,0.186046511627907,0.76744186046511598,0,0]
[66,5,0,0,0,0,0,0,0]
[66,6,0,0,0,0,0,0,0]
[67,0,0.87628865979381398,8.2474226804123696E-2,4.1237113402061903E-2,0,0,0,0]
[67,1,8.0808080808080801E-2,0.80808080808080796,0.10101010101010099,1.01010101010101E-2,0,0,0]
[67,2,1.63934426229508E-2,8.1967213114754106E-2,0.79508196721311497,0.10655737704918,0,0,0]
[67,3,0,0,9.1954022988505704E-2,0.85057471264367801,5.7471264367816098E-2,0,0]
[67,4,0,0,0,0.230769230769231,0.76923076923076905,0,0]
[67,5,0,0,0,0,0,0,0]
[67,6,0,0,0,0,0,0,0]
[68,0,0.94736842105263197,4.2105263157894701E-2,0,1.05263157894737E-2,0,0,0]
[68,1,3.06122448979592E-2,0.85714285714285698,9.1836734693877597E-2,2.04081632653061E-2,0,0,0]
[68,2,3.3613445378151301E-2,9.2436974789915999E-2,0.80672268907563005,5.0420168067226899E-2,1.6806722689075598E-2,0,0]
[68,3,0,0,0.123711340206186,0.83505154639175305,4.1237113402061903E-2,0,0]
[68,4,0,0,8.5714285714285701E-2,8.5714285714285701E-2,0.82857142857142896,0,0]
[68,5,0,0,0,0,0,0,0]
[68,6,0,0,0,0,0,0,0]
[69,0,0.90721649484536104,6.18556701030928E-2,2.06185567010309E-2,1.03092783505155E-2,0,0,0]
[69,1,4.0404040404040401E-2,0.82828282828282795,0.13131313131313099,0,0,0,0]
[69,2,3.3333333333333298E-2,9.1666666666666702E-2,0.76666666666666705,9.1666666666666702E-2,1.6666666666666701E-2,0,0]
[69,3,1.0752688172042999E-2,4.3010752688171998E-2,0.10752688172043,0.79569892473118298,4.3010752688171998E-2,0,0]
[69,4,5.7142857142857099E-2,0,2.8571428571428598E-2,0.14285714285714299,0.77142857142857102,0,0]
[69,5,0,0,0,0,0,0,0]
[69,6,0,0,0,0,0,0,0]
[70,0,0.89898989898989901,7.0707070707070704E-2,3.03030303030303E-2,0,0,0,0]
[70,1,7.7669902912621394E-2,0.86407766990291301,5.8252427184466E-2,0,0,0,0]
[70,2,2.5423728813559299E-2,6.7796610169491497E-2,0.83050847457627097,7.6271186440677999E-2,0,0,0]
[70,3,1.0989010989011E-2,1.0989010989011E-2,6.5934065934065894E-2,0.83516483516483497,7.69230769230769E-2,0,0]
[70,4,0,0,3.03030303030303E-2,9.0909090909090898E-2,0.87878787878787901,0,0]
[70,5,0,0,0,0,0,0,0]
[70,6,0,0,0,0,0,0,0]
[71,0,0.91089108910891103,7.9207920792079195E-2,0,9.9009900990098994E-3,0,0,0]
[71,1,5.7142857142857099E-2,0.85714285714285698,6.6666666666666693E-2,1.9047619047619001E-2,0,0,0]
[71,2,1.7543859649122799E-2,0.12280701754386,0.71052631578947401,0.140350877192982,8.7719298245613996E-3,0,0]
[71,3,0,1.13636363636364E-2,0.102272727272727,0.84090909090909105,4.5454545454545497E-2,0,0]
[71,4,2.7777777777777801E-2,0,0,0.16666666666666699,0.80555555555555602,0,0]
[71,5,0,0,0,0,0,0,0]
[71,6,0,0,0,0,0,0,0]
[72,0,0.841584158415842,0.118811881188119,2.9702970297029702E-2,0,9.9009900990098994E-3,0,0]
[72,1,7.9646017699115002E-2,0.76106194690265505,0.123893805309735,3.5398230088495602E-2,0,0,0]
[72,2,2.06185567010309E-2,6.18556701030928E-2,0.76288659793814395,0.14432989690721601,1.03092783505155E-2,0,0]
[72,3,0,1.01010101010101E-2,0.12121212121212099,0.79797979797979801,7.0707070707070704E-2,0,0]
[72,4,0,0,0,0.14705882352941199,0.85294117647058798,0,0]
[72,5,0,0,0,0,0,0,0]
[72,6,0,0,0,0,0,0,0]
[73,0,0.89583333333333304,8.3333333333333301E-2,2.0833333333333301E-2,0,0,0,0]
[73,1,4.7619047619047603E-2,0.79047619047619,0.161904761904762,0,0,0,0]
[73,2,9.7087378640776708E-3,4.85436893203883E-2,0.83495145631068002,9.7087378640776698E-2,9.7087378640776708E-3,0,0]
[73,3,0,9.8039215686274508E-3,7.8431372549019607E-2,0.84313725490196101,6.8627450980392204E-2,0,0]
[73,4,0,0,2.6315789473684199E-2,5.2631578947368397E-2,0.92105263157894701,0,0]
[73,5,0,0,0,0,0,0,0]
[73,6,0,0,0,0,0,0,0]
[74,0,0.91304347826086996,7.6086956521739094E-2,1.0869565217391301E-2,0,0,0,0]
[74,1,6.18556701030928E-2,0.79381443298969101,0.134020618556701,1.03092783505155E-2,0,0,0]
[74,2,8.7719298245613996E-3,7.0175438596491196E-2,0.85087719298245601,6.14035087719298E-2,8.7719298245613996E-3,0,0]
[74,3,0,2.04081632653061E-2,5.10204081632653E-2,0.86734693877550995,6.1224489795918401E-2,0,0]
[74,4,0,0,2.32558139534884E-2,0.13953488372093001,0.837209302325581,0,0]
[74,5,0,0,0,0,0,0,0]
[74,6,0,0,0,0,0,0,0]
[75,0,0.86813186813186805,8.7912087912087905E-2,2.1978021978022001E-2,2.1978021978022001E-2,0,0,0]
[75,1,3.1914893617021302E-2,0.82978723404255295,9.5744680851063801E-2,3.1914893617021302E-2,1.0638297872340399E-2,0,0]
[75,2,8.5470085470085496E-3,7.69230769230769E-2,0.829059829059829,7.69230769230769E-2,8.5470085470085496E-3,0,0]
[75,3,0,2.02020202020202E-2,4.0404040404040401E-2,0.82828282828282795,0.11111111111111099,0,0]
[75,4,2.32558139534884E-2,0,2.32558139534884E-2,4.6511627906976702E-2,0.90697674418604601,0,0]
[75,5,0,0,0,0,0,0,0]
[75,6,0,0,0,0,0,0,0]
[76,0,0.96428571428571397,3.5714285714285698E-2,0,0,0,0,0]
[76,1,5.1546391752577303E-2,0.87628865979381398,4.1237113402061903E-2,3.09278350515464E-2,0,0,0]
[76,2,8.8495575221238902E-3,0.11504424778761101,0.77876106194690298,9.7345132743362803E-2,0,0,0]
[76,3,0,0,6.1224489795918401E-2,0.86734693877550995,7.1428571428571397E-2,0,0]
[76,4,1.9230769230769201E-2,0,0,0.115384615384615,0.86538461538461497,0,0]
[76,5,0,0,0,0,0,0,0]
[76,6,0,0,0,0,0,0,0]
[77,0,0.92045454545454497,5.6818181818181802E-2,2.27272727272727E-2,0,0,0,0]
[77,1,6.9306930693069299E-2,0.83168316831683198,6.9306930693069299E-2,2.9702970297029702E-2,0,0,0]
[77,2,4.08163265306122E-2,4.08163265306122E-2,0.85714285714285698,6.1224489795918401E-2,0,0,0]
[77,3,1.9047619047619001E-2,9.5238095238095195E-3,0.133333333333333,0.80952380952380998,2.8571428571428598E-2,0,0]
[77,4,0,0,3.8461538461538498E-2,9.6153846153846201E-2,0.86538461538461497,0,0]
[77,5,0,0,0,0,0,0,0]
[77,6,0,0,0,0,0,0,0]
[78,0,0.82978723404255295,0.12765957446808501,3.1914893617021302E-2,0,1.0638297872340399E-2,0,0]
[78,1,0.10638297872340401,0.67021276595744705,0.180851063829787,3.1914893617021302E-2,1.0638297872340399E-2,0,0]
[78,2,3.6697247706422E-2,0.12844036697247699,0.69724770642201805,0.119266055045872,1.8348623853211E-2,0,0]
[78,3,4.0404040404040401E-2,4.0404040404040401E-2,0.12121212121212099,0.71717171717171702,8.0808080808080801E-2,0,0]
[78,4,2.0833333333333301E-2,0,0.125,0.125,0.72916666666666696,0,0]
[78,5,0,0,0,0,0,0,0]
[78,6,0,0,0,0,0,0,0]
[79,0,0.92783505154639201,5.1546391752577303E-2,2.06185567010309E-2,0,0,0,0]
[79,1,5.3763440860215103E-2,0.83870967741935498,0.10752688172043,0,0,0,0]
[79,2,1.7543859649122799E-2,7.8947368421052599E-2,0.80701754385964897,8.7719298245614002E-2,8.7719298245613996E-3,0,0]
[79,3,0,3.2258064516128997E-2,5.3763440860215103E-2,0.89247311827956999,2.1505376344085999E-2,0,0]
[79,4,0,0,0,8.5106382978723402E-2,0.91489361702127703,0,0]
[79,5,0,0,0,0,0,0,0]
[79,6,0,0,0,0,0,0,0]
[80,0,0.92783505154639201,4.1237113402061903E-2,1.03092783505155E-2,0,2.06185567010309E-2,0,0]
[80,1,9.4736842105263203E-2,0.81052631578947398,6.3157894736842093E-2,3.1578947368421102E-2,0,0,0]
[80,2,1.8348623853211E-2,6.4220183486238494E-2,0.85321100917431203,5.5045871559633003E-2,9.1743119266055103E-3,0,0]
[80,3,1.03092783505155E-2,0,0.15463917525773199,0.81443298969072198,2.06185567010309E-2,0,0]
[80,4,0,2.1739130434782601E-2,4.3478260869565202E-2,6.5217391304347797E-2,0.86956521739130399,0,0]
[80,5,0,0,0,0,0,0,0]
[80,6,0,0,0,0,0,0,0]
[81,0,0.90196078431372595,7.8431372549019607E-2,9.8039215686274508E-3,9.8039215686274508E-3,0,0,0]
[81,1,0.14606741573033699,0.73033707865168496,0.112359550561798,1.1235955056179799E-2,0,0,0]
[81,2,1.7094017094017099E-2,7.69230769230769E-2,0.84615384615384603,5.9829059829059797E-2,0,0,0]
[81,3,2.1978021978022001E-2,3.2967032967033003E-2,0.10989010989011,0.75824175824175799,7.69230769230769E-2,0,0]
[81,4,2.2222222222222199E-2,0,4.4444444444444398E-2,0.2,0.73333333333333295,0,0]
[81,5,0,0,0,0,0,0,0]
[81,6,0,0,0,0,0,0,0]
[82,0,0.98181818181818203,9.0909090909090905E-3,9.0909090909090905E-3,0,0,0,0]
[82,1,5.8823529411764698E-2,0.83529411764705896,7.0588235294117604E-2,2.3529411764705899E-2,1.1764705882352899E-2,0,0]
[82,2,0,9.8360655737704902E-2,0.81967213114754101,6.5573770491803296E-2,1.63934426229508E-2,0,0]
[82,3,1.1494252873563199E-2,0,8.04597701149425E-2,0.85057471264367801,5.7471264367816098E-2,0,0]
[82,4,0,0,2.5000000000000001E-2,2.5000000000000001E-2,0.95,0,0]
[82,5,0,0,0,0,0,0,0]
[82,6,0,0,0,0,0,0,0]
[83,0,0.89473684210526305,0.105263157894737,0,0,0,0,0]
[83,1,2.3809523809523801E-2,0.84523809523809501,0.119047619047619,1.1904761904761901E-2,0,0,0]
[83,2,2.6086956521739101E-2,0.104347826086957,0.74782608695652197,9.5652173913043495E-2,2.6086956521739101E-2,0,0]
[83,3,0,1.1764705882352899E-2,7.0588235294117604E-2,0.85882352941176499,5.8823529411764698E-2,0,0]
[83,4,2.1739130434782601E-2,2.1739130434782601E-2,4.3478260869565202E-2,0.173913043478261,0.73913043478260898,0,0]
[83,5,0,0,0,0,0,0,0]
[83,6,0,0,0,0,0,0,0]
[84,0,0.907407407407407,7.4074074074074098E-2,9.2592592592592605E-3,0,9.2592592592592605E-3,0,0]
[84,1,8.2474226804123696E-2,0.74226804123711299,0.15463917525773199,2.06185567010309E-2,0,0,0]
[84,2,1.9230769230769201E-2,9.6153846153846201E-2,0.77884615384615397,0.105769230769231,0,0,0]
[84,3,2.1505376344085999E-2,4.3010752688171998E-2,0.10752688172043,0.77419354838709697,5.3763440860215103E-2,0,0]
[84,4,2.3809523809523801E-2,2.3809523809523801E-2,0,0.14285714285714299,0.80952380952380998,0,0]
[84,5,0,0,0,0,0,0,0]
[84,6,0,0,0,0,0,0,0]
[85,0,0.90990990990991005,5.4054054054054099E-2,1.8018018018018001E-2,1.8018018018018001E-2,0,0,0]
[85,1,6.3157894736842093E-2,0.81052631578947398,0.12631578947368399,0,0,0,0]
[85,2,0,6.5420560747663503E-2,0.85981308411214996,4.67289719626168E-2,2.80373831775701E-2,0,0]
[85,3,1.0989010989011E-2,1.0989010989011E-2,0.13186813186813201,0.78021978021978,6.5934065934065894E-2,0,0]
[85,4,0,0,0,0.1,0.9,0,0]
[85,5,0,0,0,0,0,0,0]
[85,6,0,0,0,0,0,0,0]
[86,0,0.94444444444444398,4.6296296296296301E-2,9.2592592592592605E-3,0,0,0,0]
[86,1,8.7912087912087905E-2,0.83516483516483497,6.5934065934065894E-2,1.0989010989011E-2,0,0,0]
[86,2,8.4745762711864406E-3,3.3898305084745797E-2,0.90677966101694896,5.0847457627118599E-2,0,0,0]
[86,3,0,2.4390243902439001E-2,0.109756097560976,0.85365853658536595,1.21951219512195E-2,0,0]
[86,4,0,0,0,0.11111111111111099,0.88888888888888895,0,0]
[86,5,0,0,0,0,0,0,0]
[86,6,0,0,0,0,0,0,0]
[87,0,0.88288288288288297,0.108108108108108,0,0,9.0090090090090107E-3,0,0]
[87,1,3.4482758620689703E-2,0.87356321839080497,6.8965517241379296E-2,1.1494252873563199E-2,1.1494252873563199E-2,0,0]
[87,2,1.6260162601626001E-2,6.50406504065041E-2,0.80487804878048796,0.113821138211382,0,0,0]
[87,3,1.21951219512195E-2,1.21951219512195E-2,0.109756097560976,0.82926829268292701,3.65853658536585E-2,0,0]
[87,4,4.8780487804878099E-2,0,4.8780487804878099E-2,2.4390243902439001E-2,0.87804878048780499,0,0]
[87,5,0,0,0,0,0,0,0]
[87,6,0,0,0,0,0,0,0]
[88,0,0.95283018867924496,4.71698113207547E-2,0,0,0,0,0]
[88,1,3.09278350515464E-2,0.87628865979381398,5.1546391752577303E-2,3.09278350515464E-2,1.03092783505155E-2,0,0]
[88,2,1.72413793103448E-2,6.0344827586206899E-2,0.87068965517241403,4.31034482758621E-2,8.6206896551724102E-3,0,0]
[88,3,0,2.3809523809523801E-2,8.3333333333333301E-2,0.797619047619048,9.5238095238095205E-2,0,0]
[88,4,2.4390243902439001E-2,0,2.4390243902439001E-2,0.17073170731707299,0.78048780487804903,0,0]
[88,5,0,0,0,0,0,0,0]
[88,6,0,0,0,0,0,0,0]
[89,0,0.96261682242990698,3.7383177570093497E-2,0,0,0,0,0]
[89,1,5.0505050505050497E-2,0.88888888888888895,6.0606060606060601E-2,0,0,0,0]
[89,2,3.5087719298245598E-2,5.2631578947368397E-2,0.79824561403508798,0.114035087719298,0,0,0]
[89,3,1.21951219512195E-2,1.21951219512195E-2,8.5365853658536606E-2,0.87804878048780499,1.21951219512195E-2,0,0]
[89,4,0,2.3809523809523801E-2,2.3809523809523801E-2,9.5238095238095205E-2,0.85714285714285698,0,0]
[89,5,0,0,0,0,0,0,0]
[89,6,0,0,0,0,0,0,0]
[90,0,0.92035398230088505,7.0796460176991094E-2,8.8495575221238902E-3,0,0,0,0]
[90,1,0.11,0.76,0.11,0.02,0,0,0]
[90,2,3.8095238095238099E-2,9.5238095238095205E-2,0.77142857142857102,6.6666666666666693E-2,2.8571428571428598E-2,0,0]
[90,3,0,2.2471910112359599E-2,0.13483146067415699,0.76404494382022503,7.8651685393258397E-2,0,0]
[90,4,0,2.7027027027027001E-2,2.7027027027027001E-2,2.7027027027027001E-2,0.91891891891891897,0,0]
[90,5,0,0,0,0,0,0,0]
[90,6,0,0,0,0,0,0,0]
[91,0,0.94957983193277296,5.0420168067226899E-2,0,0,0,0,0]
[91,1,7.2164948453608199E-2,0.83505154639175305,4.1237113402061903E-2,4.1237113402061903E-2,1.03092783505155E-2,0,0]
[91,2,0,2.83018867924528E-2,0.92452830188679203,3.77358490566038E-2,9.4339622641509396E-3,0,0]
[91,3,0,0,5.1282051282051301E-2,0.88461538461538503,6.4102564102564097E-2,0,0]
[91,4,0,0,0,9.0909090909090898E-2,0.90909090909090895,0,0]
[91,5,0,0,0,0,0,0,0]
[91,6,0,0,0,0,0,0,0]
[92,0,0.9,8.3333333333333301E-2,1.6666666666666701E-2,0,0,0,0]
[92,1,2.2222222222222199E-2,0.91111111111111098,5.5555555555555601E-2,0,1.1111111111111099E-2,0,0]
[92,2,1.88679245283019E-2,6.6037735849056603E-2,0.86792452830188704,4.71698113207547E-2,0,0,0]
[92,3,0,2.4691358024691398E-2,9.8765432098765399E-2,0.83950617283950602,3.7037037037037E-2,0,0]
[92,4,0,0,0,6.3829787234042507E-2,0.93617021276595702,0,0]
[92,5,0,0,0,0,0,0,0]
[92,6,0,0,0,0,0,0,0]
[93,0,0.90178571428571397,8.0357142857142905E-2,1.7857142857142901E-2,0,0,0,0]
[93,1,3.9603960396039598E-2,0.83168316831683198,0.10891089108910899,9.9009900990098994E-3,9.9009900990098994E-3,0,0]
[93,2,9.3457943925233603E-3,6.5420560747663503E-2,0.82242990654205606,9.34579439252336E-2,9.3457943925233603E-3,0,0]
[93,3,0,2.6315789473684199E-2,7.8947368421052599E-2,0.84210526315789502,5.2631578947368397E-2,0,0]
[93,4,0,0,2.0833333333333301E-2,2.0833333333333301E-2,0.95833333333333304,0,0]
[93,5,0,0,0,0,0,0,0]
[93,6,0,0,0,0,0,0,0]
[94,0,0.91509433962264197,8.4905660377358499E-2,0,0,0,0,0]
[94,1,3.9215686274509803E-2,0.84313725490196101,6.8627450980392204E-2,4.9019607843137303E-2,0,0,0]
[94,2,9.2592592592592605E-3,4.6296296296296301E-2,0.87037037037037002,5.5555555555555601E-2,1.85185185185185E-2,0,0]
[94,3,3.94736842105263E-2,0,6.5789473684210495E-2,0.88157894736842102,1.3157894736842099E-2,0,0]
[94,4,0,1.9230769230769201E-2,1.9230769230769201E-2,5.7692307692307702E-2,0.90384615384615397,0,0]
[94,5,0,0,0,0,0,0,0]
[94,6,0,0,0,0,0,0,0]
[95,0,0.91428571428571404,4.7619047619047603E-2,1.9047619047619001E-2,9.5238095238095195E-3,9.5238095238095195E-3,0,0]
[95,1,5.9405940594059403E-2,0.89108910891089099,4.95049504950495E-2,0,0,0,0]
[95,2,0,4.67289719626168E-2,0.88785046728971995,5.60747663551402E-2,9.3457943925233603E-3,0,0]
[95,3,0,0,9.8765432098765399E-2,0.86419753086419704,3.7037037037037E-2,0,0]
[95,4,0,0,0.02,0.04,0.94,0,0]
[95,5,0,0,0,0,0,0,0]
[95,6,0,0,0,0,0,0,0]
[96,0,0.78431372549019596,0.13725490196078399,1.9607843137254902E-2,2.9411764705882401E-2,2.9411764705882401E-2,0,0]
[96,1,0.08,0.67,0.2,0.03,0.02,0,0]
[96,2,1.8018018018018001E-2,0.144144144144144,0.68468468468468502,0.153153153153153,0,0,0]
[96,3,1.26582278481013E-2,3.7974683544303799E-2,0.164556962025316,0.746835443037975,3.7974683544303799E-2,0,0]
[96,4,0,3.8461538461538498E-2,0,9.6153846153846201E-2,0.86538461538461497,0,0]
[96,5,0,0,0,0,0,0,0]
[96,6,0,0,0,0,0,0,0]
[97,0,0.90109890109890101,6.5934065934065894E-2,1.0989010989011E-2,2.1978021978022001E-2,0,0,0]
[97,1,1.9607843137254902E-2,0.82352941176470595,0.11764705882352899,2.9411764705882401E-2,9.8039215686274508E-3,0,0]
[97,2,0,3.6036036036036001E-2,0.891891891891892,7.2072072072072099E-2,0,0,0]
[97,3,0,1.1494252873563199E-2,3.4482758620689703E-2,0.87356321839080497,8.04597701149425E-2,0,0]
[97,4,0,0,0,7.5471698113207503E-2,0.92452830188679203,0,0]
[97,5,0,0,0,0,0,0,0]
[97,6,0,0,0,0,0,0,0]
[98,0,0.88095238095238104,5.95238095238095E-2,2.3809523809523801E-2,2.3809523809523801E-2,1.1904761904761901E-2,0,0]
[98,1,2.1052631578947399E-2,0.87368421052631595,6.3157894736842093E-2,3.1578947368421102E-2,1.05263157894737E-2,0,0]
[98,2,0,8.6956521739130405E-2,0.86956521739130399,4.3478260869565202E-2,0,0,0]
[98,3,1.0752688172042999E-2,0,6.4516129032258104E-2,0.90322580645161299,2.1505376344085999E-2,0,0]
[98,4,1.7543859649122799E-2,0,0,8.7719298245614002E-2,0.89473684210526305,0,0]
[98,5,0,0,0,0,0,0,0]
[98,6,0,0,0,0,0,0,0]
[99,0,0.87179487179487203,7.69230769230769E-2,5.1282051282051301E-2,0,0,0,0]
[99,1,1.02040816326531E-2,0.86734693877550995,0.102040816326531,2.04081632653061E-2,0,0,0]
[99,2,0,7.8947368421052599E-2,0.82456140350877205,9.6491228070175405E-2,0,0,0]
[99,3,1.01010101010101E-2,1.01010101010101E-2,4.0404040404040401E-2,0.88888888888888895,5.0505050505050497E-2,0,0]
[99,4,0,0,1.8181818181818198E-2,9.0909090909090898E-2,0.89090909090909098,0,0]
[99,5,0,0,0,0,0,0,0]
[99,6,0,0,0,0,0,0,0]
[100,0,0.92857142857142905,2.8571428571428598E-2,2.8571428571428598E-2,1.4285714285714299E-2,0,0,0]
[100,1,1.9801980198019799E-2,0.87128712871287095,8.9108910891089105E-2,1.9801980198019799E-2,0,0,0]
[100,2,8.8495575221238902E-3,4.4247787610619503E-2,0.86725663716814205,5.3097345132743397E-2,2.6548672566371698E-2,0,0]
[100,3,0,9.4339622641509396E-3,2.83018867924528E-2,0.89622641509433998,6.6037735849056603E-2,0,0]
[100,4,0,0,0,7.4074074074074098E-2,0.92592592592592604,0,0]
[100,5,0,0,0,0,0,0,0]
[100,6,0,0,0,0,0,0,0]
[101,0,0.92647058823529405,4.4117647058823498E-2,2.9411764705882401E-2,0,0,0,0]
[101,1,2.0833333333333301E-2,0.875,9.375E-2,1.0416666666666701E-2,0,0,0]
[101,2,8.9285714285714298E-3,8.0357142857142905E-2,0.79464285714285698,0.11607142857142901,0,0,0]
[101,3,0,9.2592592592592605E-3,5.5555555555555601E-2,0.85185185185185197,8.3333333333333301E-2,0,0]
[101,4,0,0,3.3333333333333298E-2,3.3333333333333298E-2,0.93333333333333302,0,0]
[101,5,0,0,0,0,0,0,0]
[101,6,0,0,0,0,0,0,0]
[102,0,0.92424242424242398,1.5151515151515201E-2,4.5454545454545497E-2,0,1.5151515151515201E-2,0,0]
[102,1,5.1546391752577303E-2,0.731958762886598,0.164948453608247,4.1237113402061903E-2,1.03092783505155E-2,0,0]
[102,2,1.85185185185185E-2,7.4074074074074098E-2,0.73148148148148195,0.13888888888888901,3.7037037037037E-2,0,0]
[102,3,0,0,0.101851851851852,0.76851851851851805,0.12962962962963001,0,0]
[102,4,0,0,3.0769230769230799E-2,9.2307692307692299E-2,0.87692307692307703,0,0]
[102,5,0,0,0,0,0,0,0]
[102,6,0,0,0,0,0,0,0]
[103,0,0.92647058823529405,7.3529411764705899E-2,0,0,0,0,0]
[103,1,0,0.88749999999999996,8.7499999999999994E-2,2.5000000000000001E-2,0,0,0]
[103,2,9.0090090090090107E-3,4.5045045045045001E-2,0.82882882882882902,9.00900900900901E-2,2.7027027027027001E-2,0,0]
[103,3,0,0,6.4814814814814797E-2,0.81481481481481499,0.12037037037037,0,0]
[103,4,1.2987012987013E-2,0,1.2987012987013E-2,3.8961038961039002E-2,0.93506493506493504,0,0]
[103,5,0,0,0,0,0,0,0]
[103,6,0,0,0,0,0,0,0]
[104,0,0.89230769230769202,6.15384615384615E-2,1.5384615384615399E-2,1.5384615384615399E-2,1.5384615384615399E-2,0,0]
[104,1,3.7037037037037E-2,0.85185185185185197,0.11111111111111099,0,0,0,0]
[104,2,9.3457943925233603E-3,2.80373831775701E-2,0.86915887850467299,8.4112149532710304E-2,9.3457943925233603E-3,0,0]
[104,3,9.7087378640776708E-3,9.7087378640776708E-3,3.8834951456310697E-2,0.87378640776699001,6.7961165048543701E-2,0,0]
[104,4,0,1.13636363636364E-2,1.13636363636364E-2,7.9545454545454503E-2,0.89772727272727304,0,0]
[104,5,0,0,0,0,0,0,0]
[104,6,0,0,0,0,0,0,0]
[105,0,0.92063492063492103,4.7619047619047603E-2,1.58730158730159E-2,1.58730158730159E-2,0,0,0]
[105,1,2.5641025641025599E-2,0.75641025641025605,0.19230769230769201,1.2820512820512799E-2,1.2820512820512799E-2,0,0]
[105,2,0,8.3333333333333301E-2,0.76851851851851805,0.12037037037037,2.7777777777777801E-2,0,0]
[105,3,0,9.3457943925233603E-3,0.11214953271028,0.79439252336448596,8.4112149532710304E-2,0,0]
[105,4,0,0,2.27272727272727E-2,6.8181818181818205E-2,0.90909090909090895,0,0]
[105,5,0,0,0,0,0,0,0]
[105,6,0,0,0,0,0,0,0]
[106,0,0.86666666666666703,8.3333333333333301E-2,0,0,0.05,0,0]
[106,1,4.1666666666666699E-2,0.80555555555555602,0.15277777777777801,0,0,0,0]
[106,2,0,1.7699115044247801E-2,0.86725663716814205,9.7345132743362803E-2,1.7699115044247801E-2,0,0]
[106,3,0,2.83018867924528E-2,8.4905660377358499E-2,0.839622641509434,4.71698113207547E-2,0,0]
[106,4,0,0,1.0752688172042999E-2,7.5268817204301106E-2,0.91397849462365599,0,0]
[106,5,0,0,0,0,0,0,0]
[106,6,0,0,0,0,0,0,0]
[107,0,0.94545454545454499,3.6363636363636397E-2,1.8181818181818198E-2,0,0,0,0]
[107,1,2.9411764705882401E-2,0.79411764705882304,0.13235294117647101,4.4117647058823498E-2,0,0,0]
[107,2,8.4033613445378096E-3,3.3613445378151301E-2,0.84873949579831898,8.40336134453782E-2,2.5210084033613401E-2,0,0]
[107,3,0,9.3457943925233603E-3,0.10280373831775701,0.82242990654205606,6.5420560747663503E-2,0,0]
[107,4,0,1.05263157894737E-2,2.1052631578947399E-2,9.4736842105263203E-2,0.87368421052631595,0,0]
[107,5,0,0,0,0,0,0,0]
[107,6,0,0,0,0,0,0,0]
[108,0,0.74545454545454504,9.0909090909090898E-2,9.0909090909090898E-2,5.4545454545454501E-2,1.8181818181818198E-2,0,0]
[108,1,8.0645161290322606E-2,0.67741935483870996,0.17741935483870999,4.8387096774193498E-2,1.6129032258064498E-2,0,0]
[108,2,8.0645161290322596E-3,4.0322580645161303E-2,0.76612903225806495,0.13709677419354799,4.8387096774193498E-2,0,0]
[108,3,9.0909090909090905E-3,1.8181818181818198E-2,7.2727272727272696E-2,0.81818181818181801,8.1818181818181804E-2,0,0]
[108,4,0,2.1505376344085999E-2,3.2258064516128997E-2,7.5268817204301106E-2,0.87096774193548399,0,0]
[108,5,0,0,0,0,0,0,0]
[108,6,0,0,0,0,0,0,0]
[109,0,0.89583333333333304,6.25E-2,2.0833333333333301E-2,2.0833333333333301E-2,0,0,0]
[109,1,3.5714285714285698E-2,0.78571428571428603,7.1428571428571397E-2,7.1428571428571397E-2,3.5714285714285698E-2,0,0]
[109,2,0,2.4590163934426201E-2,0.85245901639344301,9.0163934426229497E-2,3.2786885245901599E-2,0,0]
[109,3,0,0,2.5000000000000001E-2,0.86666666666666703,0.108333333333333,0,0]
[109,4,0,0,1.02040816326531E-2,9.1836734693877597E-2,0.89795918367346905,0,0]
[109,5,0,0,0,0,0,0,0]
[109,6,0,0,0,0,0,0,0]
[110,0,0.97777777777777797,0,0,2.2222222222222199E-2,0,0,0]
[110,1,0,0.9,0.08,0.02,0,0,0]
[110,2,0,2.6548672566371698E-2,0.81415929203539805,0.14159292035398199,1.7699115044247801E-2,0,0]
[110,3,0,1.5503875968992199E-2,4.6511627906976702E-2,0.85271317829457405,8.5271317829457405E-2,0,0]
[110,4,9.3457943925233603E-3,0,9.3457943925233603E-3,4.67289719626168E-2,0.934579439252336,0,0]
[110,5,0,0,0,0,0,0,0]
[110,6,0,0,0,0,0,0,0]
[111,0,0.93333333333333302,6.6666666666666693E-2,0,0,0,0,0]
[111,1,0.08,0.72,0.16,0.04,0,0,0]
[111,2,0,5.8252427184466E-2,0.77669902912621402,0.12621359223301001,3.8834951456310697E-2,0,0]
[111,3,7.5187969924812E-3,3.00751879699248E-2,6.01503759398496E-2,0.81954887218045103,8.2706766917293201E-2,0,0]
[111,4,0,1.7699115044247801E-2,0,4.4247787610619503E-2,0.93805309734513298,0,0]
[111,5,0,0,0,0,0,0,0]
[111,6,0,0,0,0,0,0,0]
[112,0,0.95744680851063801,4.2553191489361701E-2,0,0,0,0,0]
[112,1,1.9607843137254902E-2,0.86274509803921595,9.8039215686274495E-2,1.9607843137254902E-2,0,0,0]
[112,2,0,3.125E-2,0.875,8.3333333333333301E-2,1.0416666666666701E-2,0,0]
[112,3,0,0,4.6511627906976702E-2,0.90697674418604601,4.6511627906976702E-2,0,0]
[112,4,8.2644628099173608E-3,0,1.6528925619834701E-2,6.6115702479338803E-2,0.90909090909090895,0,0]
[112,5,0,0,0,0,0,0,0]
[112,6,0,0,0,0,0,0,0]
[113,0,0.97872340425531901,2.1276595744680899E-2,0,0,0,0,0]
[113,1,6.1224489795918401E-2,0.71428571428571397,0.183673469387755,4.08163265306122E-2,0,0,0]
[113,2,0,6.18556701030928E-2,0.87628865979381398,5.1546391752577303E-2,1.03092783505155E-2,0,0]
[113,3,0,2.2388059701492501E-2,2.9850746268656699E-2,0.85074626865671599,9.7014925373134303E-2,0,0]
[113,4,8.5470085470085496E-3,8.5470085470085496E-3,0,6.8376068376068397E-2,0.91452991452991494,0,0]
[113,5,0,0,0,0,0,0,0]
[113,6,0,0,0,0,0,0,0]
[114,0,0.86,0.14000000000000001,0,0,0,0,0]
[114,1,0.15217391304347799,0.54347826086956497,0.173913043478261,8.6956521739130405E-2,4.3478260869565202E-2,0,0]
[114,2,2.04081632653061E-2,0.14285714285714299,0.67346938775510201,0.122448979591837,4.08163265306122E-2,0,0]
[114,3,0,0,0.10077519379845,0.75193798449612403,0.14728682170542601,0,0]
[114,4,8.2644628099173608E-3,1.6528925619834701E-2,8.2644628099173608E-3,0.14876033057851201,0.81818181818181801,0,0]
[114,5,0,0,0,0,0,0,0]
[114,6,0,0,0,0,0,0,0]
[115,0,0.92452830188679203,7.5471698113207503E-2,0,0,0,0,0]
[115,1,6.25E-2,0.75,0.125,2.0833333333333301E-2,4.1666666666666699E-2,0,0]
[115,2,0,3.4090909090909102E-2,0.89772727272727304,5.6818181818181802E-2,1.13636363636364E-2,0,0]
[115,3,7.63358778625954E-3,7.63358778625954E-3,3.0534351145038201E-2,0.89312977099236601,6.1068702290076299E-2,0,0]
[115,4,0,0,1.6129032258064498E-2,4.0322580645161303E-2,0.94354838709677402,0,0]
[115,5,0,0,0,0,0,0,0]
[115,6,0,0,0,0,0,0,0]
[116,0,0.96226415094339601,1.88679245283019E-2,1.88679245283019E-2,0,0,0,0]
[116,1,6.8181818181818205E-2,0.75,0.13636363636363599,2.27272727272727E-2,2.27272727272727E-2,0,0]
[116,2,2.1978021978022001E-2,3.2967032967033003E-2,0.83516483516483497,0.10989010989011,0,0,0]
[116,3,7.8125E-3,0,4.6875E-2,0.890625,5.46875E-2,0,0]
[116,4,0,0,0,6.25E-2,0.9375,0,0]
[116,5,0,0,0,0,0,0,0]
[116,6,0,0,0,0,0,0,0]
[117,0,0.96491228070175405,1.7543859649122799E-2,0,0,1.7543859649122799E-2,0,0]
[117,1,5.4054054054054099E-2,0.75675675675675702,0.162162162162162,2.7027027027027001E-2,0,0,0]
[117,2,2.2471910112359599E-2,6.7415730337078705E-2,0.82022471910112404,7.8651685393258397E-2,1.1235955056179799E-2,0,0]
[117,3,0,1.50375939849624E-2,9.0225563909774403E-2,0.82706766917293195,6.7669172932330796E-2,0,0]
[117,4,0,0,1.5625E-2,7.03125E-2,0.9140625,0,0]
[117,5,0,0,0,0,0,0,0]
[117,6,0,0,0,0,0,0,0]
[118,0,0.96610169491525399,1.6949152542372899E-2,1.6949152542372899E-2,0,0,0,0]
[118,1,2.7027027027027001E-2,0.83783783783783805,0.108108108108108,2.7027027027027001E-2,0,0,0]
[118,2,2.1505376344085999E-2,1.0752688172042999E-2,0.90322580645161299,6.4516129032258104E-2,0,0,0]
[118,3,0,7.8740157480314994E-3,7.8740157480315001E-2,0.89763779527559096,1.5748031496062999E-2,0,0]
[118,4,0,0,0,7.03125E-2,0.9296875,0,0]
[118,5,0,0,0,0,0,0,0]
[118,6,0,0,0,0,0,0,0]
[119,0,0.93333333333333302,0.05,1.6666666666666701E-2,0,0,0,0]
[119,1,8.8235294117647106E-2,0.73529411764705899,0.11764705882352899,5.8823529411764698E-2,0,0,0]
[119,2,1.01010101010101E-2,4.0404040404040401E-2,0.81818181818181801,0.13131313131313099,0,0,0]
[119,3,0,1.5384615384615399E-2,9.2307692307692299E-2,0.83846153846153804,5.3846153846153801E-2,0,0]
[119,4,0,0,8.2644628099173608E-3,9.9173553719008295E-2,0.89256198347107396,0,0]
[119,5,0,0,0,0,0,0,0]
[119,6,0,0,0,0,0,0,0]
[120,0,0.95,0.05,0,0,0,0,0]
[120,1,0.11764705882352899,0.73529411764705899,8.8235294117647106E-2,5.8823529411764698E-2,0,0,0]
[120,2,3.03030303030303E-2,6.0606060606060601E-2,0.75757575757575801,0.13131313131313099,2.02020202020202E-2,0,0]
[120,3,0,1.4705882352941201E-2,0.161764705882353,0.73529411764705899,8.8235294117647106E-2,0,0]
[120,4,0,8.6956521739130401E-3,2.6086956521739101E-2,8.6956521739130405E-2,0.87826086956521698,0,0]
[120,5,0,0,0,0,0,0,0]
[120,6,0,0,0,0,0,0,0]
[121,0,0.90625,3.125E-2,0,3.125E-2,3.125E-2,0,0]
[121,1,5.4054054054054099E-2,0.86486486486486502,8.1081081081081099E-2,0,0,0,0]
[121,2,9.7087378640776708E-3,3.8834951456310697E-2,0.87378640776699001,7.7669902912621394E-2,0,0,0]
[121,3,0,0,3.2000000000000001E-2,0.91200000000000003,5.6000000000000001E-2,0,0]
[121,4,0,0,0,6.08695652173913E-2,0.93913043478260905,0,0]
[121,5,0,0,0,0,0,0,0]
[121,6,0,0,0,0,0,0,0]
[122,0,1,0,0,0,0,0,0]
[122,1,2.6315789473684199E-2,0.78947368421052599,0.157894736842105,0,2.6315789473684199E-2,0,0]
[122,2,1.03092783505155E-2,7.2164948453608199E-2,0.80412371134020599,0.11340206185567001,0,0,0]
[122,3,0,1.5267175572519101E-2,5.34351145038168E-2,0.90839694656488501,2.2900763358778602E-2,0,0]
[122,4,0,0,1.7094017094017099E-2,6.8376068376068397E-2,0.91452991452991494,0,0]
[122,5,0,0,0,0,0,0,0]
[122,6,0,0,0,0,0,0,0]
[123,0,0.952380952380952,3.1746031746031703E-2,0,0,1.58730158730159E-2,0,0]
[123,1,5.1282051282051301E-2,0.92307692307692302,2.5641025641025599E-2,0,0,0,0]
[123,2,0,5.3763440860215103E-2,0.87096774193548399,6.4516129032258104E-2,1.0752688172042999E-2,0,0]
[123,3,0,1.4492753623188401E-2,9.4202898550724598E-2,0.84057971014492705,5.0724637681159403E-2,0,0]
[123,4,0,0,9.0090090090090107E-3,6.3063063063063099E-2,0.927927927927928,0,0]
[123,5,0,0,0,0,0,0,0]
[123,6,0,0,0,0,0,0,0]
[124,0,0.967741935483871,1.6129032258064498E-2,1.6129032258064498E-2,0,0,0,0]
[124,1,4.4444444444444398E-2,0.91111111111111098,4.4444444444444398E-2,0,0,0,0]
[124,2,2.0833333333333301E-2,3.125E-2,0.90625,4.1666666666666699E-2,0,0,0]
[124,3,0,7.7519379844961196E-3,3.1007751937984499E-2,0.89922480620154999,6.2015503875968998E-2,0,0]
[124,4,0,8.9285714285714298E-3,0,3.5714285714285698E-2,0.95535714285714302,0,0]
[124,5,0,0,0,0,0,0,0]
[124,6,0,0,0,0,0,0,0]
[125,0,0.921875,4.6875E-2,1.5625E-2,0,1.5625E-2,0,0]
[125,1,6.3829787234042507E-2,0.78723404255319196,0.10638297872340401,2.1276595744680899E-2,2.1276595744680899E-2,0,0]
[125,2,1.0638297872340399E-2,3.1914893617021302E-2,0.87234042553191504,8.5106382978723402E-2,0,0,0]
[125,3,0,8.0645161290322596E-3,0.112903225806452,0.81451612903225801,6.4516129032258104E-2,0,0]
[125,4,0,0,8.6956521739130401E-3,9.5652173913043495E-2,0.89565217391304397,0,0]
[125,5,0,0,0,0,0,0,0]
[125,6,0,0,0,0,0,0,0]
[126,0,0.93650793650793696,3.1746031746031703E-2,1.58730158730159E-2,1.58730158730159E-2,0,0,0]
[126,1,0.11363636363636399,0.70454545454545503,0.15909090909090901,2.27272727272727E-2,0,0,0]
[126,2,9.7087378640776708E-3,0.12621359223301001,0.78640776699029102,6.7961165048543701E-2,9.7087378640776708E-3,0,0]
[126,3,0,8.2644628099173608E-3,9.0909090909090898E-2,0.79338842975206603,0.107438016528926,0,0]
[126,4,0,0,2.6548672566371698E-2,0.11504424778761101,0.85840707964601803,0,0]
[126,5,0,0,0,0,0,0,0]
[126,6,0,0,0,0,0,0,0]
[127,0,0.89230769230769202,9.2307692307692299E-2,1.5384615384615399E-2,0,0,0,0]
[127,1,2.1276595744680899E-2,0.87234042553191504,0.10638297872340401,0,0,0,0]
[127,2,0,5.8252427184466E-2,0.89320388349514601,4.85436893203883E-2,0,0,0]
[127,3,0,8.4745762711864406E-3,7.6271186440677999E-2,0.84745762711864403,6.7796610169491497E-2,0,0]
[127,4,0,0,9.0090090090090107E-3,8.1081081081081099E-2,0.90990990990991005,0,0]
[127,5,0,0,0,0,0,0,0]
[127,6,0,0,0,0,0,0,0]
[128,0,0.96610169491525399,3.3898305084745797E-2,0,0,0,0,0]
[128,1,1.85185185185185E-2,0.83333333333333304,9.2592592592592601E-2,1.85185185185185E-2,3.7037037037037E-2,0,0]
[128,2,0,3.7037037037037E-2,0.907407407407407,5.5555555555555601E-2,0,0,0]
[128,3,0,0,0.140350877192982,0.82456140350877205,3.5087719298245598E-2,0,0]
[128,4,0,0,1.8348623853211E-2,8.2568807339449504E-2,0.89908256880734005,0,0]
[128,5,0,0,0,0,0,0,0]
[128,6,0,0,0,0,0,0,0]
[129,0,0.96551724137931005,3.4482758620689703E-2,0,0,0,0,0]
[129,1,9.8039215686274495E-2,0.82352941176470595,7.8431372549019607E-2,0,0,0,0]
[129,2,8.2644628099173608E-3,4.9586776859504099E-2,0.88429752066115697,4.9586776859504099E-2,8.2644628099173608E-3,0,0]
[129,3,9.0909090909090905E-3,9.0909090909090905E-3,0.118181818181818,0.79090909090909101,7.2727272727272696E-2,0,0]
[129,4,0,0,1.9230769230769201E-2,0.18269230769230799,0.79807692307692302,0,0]
[129,5,0,0,0,0,0,0,0]
[129,6,0,0,0,0,0,0,0]
[130,0,0.952380952380952,1.58730158730159E-2,1.58730158730159E-2,1.58730158730159E-2,0,0,0]
[130,1,0,0.92156862745098,7.8431372549019607E-2,0,0,0,0]
[130,2,7.9365079365079395E-3,6.3492063492063502E-2,0.90476190476190499,2.3809523809523801E-2,0,0,0]
[130,3,0,2.6785714285714302E-2,8.9285714285714302E-2,0.84821428571428603,3.5714285714285698E-2,0,0]
[130,4,0,0,4.3478260869565202E-2,6.5217391304347797E-2,0.89130434782608703,0,0]
[130,5,0,0,0,0,0,0,0]
[130,6,0,0,0,0,0,0,0]
[131,0,0.91803278688524603,3.2786885245901599E-2,0,3.2786885245901599E-2,1.63934426229508E-2,0,0]
[131,1,5.0847457627118599E-2,0.88135593220339004,6.7796610169491497E-2,0,0,0,0]
[131,2,2.2556390977443601E-2,0.13533834586466201,0.78195488721804496,6.01503759398496E-2,0,0,0]
[131,3,0,2.8571428571428598E-2,0.22857142857142901,0.72380952380952401,1.9047619047619001E-2,0,0]
[131,4,0,2.32558139534884E-2,6.9767441860465101E-2,0.232558139534884,0.67441860465116299,0,0]
[131,5,0,0,0,0,0,0,0]
[131,6,0,0,0,0,0,0,0]
[132,0,0.90322580645161299,8.0645161290322606E-2,1.6129032258064498E-2,0,0,0,0]
[132,1,0.15584415584415601,0.67532467532467499,0.14285714285714299,2.5974025974026E-2,0,0,0]
[132,2,5.7971014492753603E-2,0.123188405797101,0.76086956521739102,5.0724637681159403E-2,7.2463768115942004E-3,0,0]
[132,3,2.83018867924528E-2,6.6037735849056603E-2,0.30188679245283001,0.53773584905660399,6.6037735849056603E-2,0,0]
[132,4,3.2786885245901599E-2,1.63934426229508E-2,0.14754098360655701,0.19672131147541,0.60655737704918,0,0]
[132,5,0,0,0,0,0,0,0]
[132,6,0,0,0,0,0,0,0]
[133,0,0.96296296296296302,1.2345679012345699E-2,2.4691358024691398E-2,0,0,0,0]
[133,1,4.8780487804878099E-2,0.90243902439024404,3.65853658536585E-2,0,1.21951219512195E-2,0,0]
[133,2,0,6.9620253164557E-2,0.911392405063291,1.8987341772151899E-2,0,0,0]
[133,3,0,0,6.4102564102564097E-2,0.91025641025641002,2.5641025641025599E-2,0,0]
[133,4,0,0,0,8.8888888888888906E-2,0.91111111111111098,0,0]
[133,5,0,0,0,0,0,0,0]
[133,6,0,0,0,0,0,0,0]
[134,0,0.97560975609756095,2.4390243902439001E-2,0,0,0,0,0]
[134,1,8.1395348837209294E-2,0.89534883720930203,1.16279069767442E-2,1.16279069767442E-2,0,0,0]
[134,2,1.9480519480519501E-2,0.12987012987013,0.81168831168831201,3.8961038961039002E-2,0,0,0]
[134,3,0,1.2820512820512799E-2,0.17948717948717899,0.74358974358974395,6.4102564102564097E-2,0,0]
[134,4,0,0,4.5454545454545497E-2,0.18181818181818199,0.77272727272727304,0,0]
[134,5,0,0,0,0,0,0,0]
[134,6,0,0,0,0,0,0,0]
[135,0,0.95555555555555605,1.1111111111111099E-2,3.3333333333333298E-2,0,0,0,0]
[135,1,0.13,0.84,0.02,0.01,0,0,0]
[135,2,1.4084507042253501E-2,0.12676056338028199,0.84507042253521103,1.4084507042253501E-2,0,0,0]
[135,3,0,4.1095890410958902E-2,0.232876712328767,0.68493150684931503,4.1095890410958902E-2,0,0]
[135,4,0,2.5641025641025599E-2,2.5641025641025599E-2,0.17948717948717899,0.76923076923076905,0,0]
[135,5,0,0,0,0,0,0,0]
[135,6,0,0,0,0,0,0,0]
[136,0,0.94059405940594099,5.9405940594059403E-2,0,0,0,0,0]
[136,1,0.168224299065421,0.81308411214953302,1.86915887850467E-2,0,0,0,0]
[136,2,1.3986013986014E-2,9.0909090909090898E-2,0.86713286713286697,2.7972027972028E-2,0,0,0]
[136,3,0,3.3333333333333298E-2,0.133333333333333,0.83333333333333304,0,0,0]
[136,4,0,0,3.03030303030303E-2,0.12121212121212099,0.84848484848484895,0,0]
[136,5,0,0,0,0,0,0,0]
[136,6,0,0,0,0,0,0,0]
[137,0,0.94782608695652204,3.4782608695652202E-2,1.7391304347826101E-2,0,0,0,0]
[137,1,0.148148148148148,0.81481481481481499,2.7777777777777801E-2,9.2592592592592605E-3,0,0,0]
[137,2,4.4444444444444398E-2,0.125925925925926,0.82222222222222197,7.4074074074074103E-3,0,0,0]
[137,3,0,0,0.20689655172413801,0.77586206896551702,1.72413793103448E-2,0,0]
[137,4,0,0,3.5714285714285698E-2,0.14285714285714299,0.82142857142857095,0,0]
[137,5,0,0,0,0,0,0,0]
[137,6,0,0,0,0,0,0,0]
[138,0,0.93893129770992401,3.8167938931297697E-2,2.2900763358778602E-2,0,0,0,0]
[138,1,0.21100917431192701,0.75229357798165097,2.7522935779816501E-2,9.1743119266055103E-3,0,0,0]
[138,2,3.8759689922480599E-2,0.24806201550387599,0.68992248062015504,2.32558139534884E-2,0,0,0]
[138,3,0,0.11764705882352899,0.33333333333333298,0.52941176470588203,1.9607843137254902E-2,0,0]
[138,4,0,0,0.20833333333333301,0.25,0.54166666666666696,0,0]
[138,5,0,0,0,0,0,0,0]
[138,6,0,0,0,0,0,0,0]
[139,0,0.94701986754966905,3.3112582781456998E-2,1.9867549668874201E-2,0,0,0,0]
[139,1,0.16800000000000001,0.79200000000000004,0.04,0,0,0,0]
[139,2,4.2735042735042701E-2,0.15384615384615399,0.79487179487179505,8.5470085470085496E-3,0,0,0]
[139,3,0,2.7027027027027001E-2,0.29729729729729698,0.64864864864864902,2.7027027027027001E-2,0,0]
[139,4,0,0,0.14285714285714299,7.1428571428571397E-2,0.78571428571428603,0,0]
[139,5,0,0,0,0,0,0,0]
[139,6,0,0,0,0,0,0,0]
[140,0,0.96449704142011805,1.7751479289940801E-2,1.7751479289940801E-2,0,0,0,0]
[140,1,0.203252032520325,0.76422764227642304,3.2520325203252001E-2,0,0,0,0]
[140,2,5.2631578947368397E-2,0.23684210526315799,0.69298245614035103,1.7543859649122799E-2,0,0,0]
[140,3,0,7.69230769230769E-2,0.19230769230769201,0.69230769230769196,3.8461538461538498E-2,0,0]
[140,4,0,0,0.16666666666666699,0.25,0.58333333333333304,0,0]
[140,5,0,0,0,0,0,0,0]
[140,6,0,0,0,0,0,0,0]
[141,0,0.963917525773196,3.09278350515464E-2,5.1546391752577301E-3,0,0,0,0]
[141,1,0.19841269841269801,0.76190476190476197,3.9682539682539701E-2,0,0,0,0]
[141,2,4.3010752688171998E-2,0.225806451612903,0.73118279569892497,0,0,0,0]
[141,3,8.6956521739130405E-2,0.13043478260869601,0.26086956521739102,0.47826086956521702,4.3478260869565202E-2,0,0]
[141,4,0,0,0,0.125,0.875,0,0]
[141,5,0,0,0,0,0,0,0]
[141,6,0,0,0,0,0,0,0]
[142,0,0.97706422018348604,1.8348623853211E-2,4.5871559633027499E-3,0,0,0,0]
[142,1,0.19841269841269801,0.76190476190476197,3.1746031746031703E-2,7.9365079365079395E-3,0,0,0]
[142,2,7.4999999999999997E-2,0.15,0.75,2.5000000000000001E-2,0,0,0]
[142,3,8.3333333333333301E-2,8.3333333333333301E-2,0.16666666666666699,0.66666666666666696,0,0,0]
[142,4,0,0.25,0,0,0.75,0,0]
[142,5,0,0,0,0,0,0,0]
[142,6,0,0,0,0,0,0,0]
[143,0,0.97142857142857097,2.4489795918367301E-2,4.0816326530612197E-3,0,0,0,0]
[143,1,0.24347826086956501,0.73913043478260898,8.6956521739130401E-3,8.6956521739130401E-3,0,0,0]
[143,2,1.49253731343284E-2,0.164179104477612,0.82089552238805996,0,0,0,0]
[143,3,9.0909090909090898E-2,9.0909090909090898E-2,0.27272727272727298,0.54545454545454497,0,0,0]
[143,4,0,0,0,0.33333333333333298,0.66666666666666696,0,0]
[143,5,0,0,0,0,0,0,0]
[143,6,0,0,0,0,0,0,0]
[144,0,0.97388059701492502,2.2388059701492501E-2,3.7313432835820899E-3,0,0,0,0]
[144,1,0.34951456310679602,0.59223300970873805,3.8834951456310697E-2,1.94174757281553E-2,0,0,0]
[144,2,3.3333333333333298E-2,0.36666666666666697,0.58333333333333304,1.6666666666666701E-2,0,0,0]
[144,3,0.11111111111111099,0.33333333333333298,0.11111111111111099,0.44444444444444398,0,0,0]
[144,4,0,0,0,0,1,0,0]
[144,5,0,0,0,0,0,0,0]
[144,6,0,0,0,0,0,0,0]

{"sheet":"tpm5_wd","index":19,"n_rows":1018,"n_cols":9,"rows_kept":1018,"cut":false,"hidden":false,"merged":[]}
[{"$f":"tpm1_wd!A1","v":"Active Occupancy Model"}]
[]
[{"$f":"tpm1_wd!A3","v":"Transition Probability Matrix"}]
[]
["Five resident house"]
["Weekday"]
[]
[]
[]
[{"$f":"tpm1_wd!A10","v":"Ten minute period number"},{"$f":"tpm1_wd!B10","v":"Active occupant count in time period"},{"$f":"tpm1_wd!C10","v":"Probability of transition to zero active occupants in next time period"},{"$f":"tpm1_wd!D10","v":"Probability of transition to one active occupant in next time period"},{"$f":"tpm1_wd!E10","v":"Probability of transition to two active occupants in next time period"},{"$f":"tpm1_wd!F10","v":"Probability of transition to three active occupants in next time period"},{"$f":"tpm1_wd!G10","v":"Probability of transition to four active occupants in next time period"},{"$f":"tpm1_wd!H10","v":"Probability of transition to five active occupants in next time period"},{"$f":"tpm1_wd!I10","v":"Probability of transition to six active occupants in next time period"}]
[1,0,0.97647058823529398,2.3529411764705899E-2,0,0,0,0,0]
[1,1,0.18181818181818199,0.81818181818181801,0,0,0,0,0]
[1,2,0.266666666666667,0.133333333333333,0.53333333333333299,6.6666666666666693E-2,0,0,0]
[1,3,0,0,0,1,0,0,0]
[1,4,0,0,0,1,0,0,0]
[1,5,0,0,0,0,0,1,0]
[1,6,0,0,0,0,0,0,0]
[2,0,1,0,0,0,0,0,0]
[2,1,9.0909090909090898E-2,0.86363636363636398,4.5454545454545497E-2,0,0,0,0]
[2,2,0,0.25,0.75,0,0,0,0]
[2,3,0,0,0.33333333333333298,0.66666666666666696,0,0,0]
[2,4,0,0,0,0,0,0,0]
[2,5,0,0,0,0,0,1,0]
[2,6,0,0,0,0,0,0,0]
[3,0,1,0,0,0,0,0,0]
[3,1,0.38095238095238099,0.61904761904761896,0,0,0,0,0]
[3,2,0,0.25,0.75,0,0,0,0]
[3,3,0,0,0,1,0,0,0]
[3,4,0,0,0,0,0,0,0]
[3,5,0,0,0,0,0,1,0]
[3,6,0,0,0,0,0,0,0]
[4,0,0.99009900990098998,9.9009900990098994E-3,0,0,0,0,0]
[4,1,0.2,0.8,0,0,0,0,0]
[4,2,0,0.16666666666666699,0.83333333333333304,0,0,0,0]
[4,3,0,0,0.5,0.5,0,0,0]
[4,4,0,0,0,0,0,0,0]
[4,5,0,0,0,0,0,1,0]
[4,6,0,0,0,0,0,0,0]
[5,0,0.990291262135922,9.7087378640776708E-3,0,0,0,0,0]
[5,1,0.35714285714285698,0.64285714285714302,0,0,0,0,0]
[5,2,0.16666666666666699,0.33333333333333298,0.5,0,0,0,0]
[5,3,0,0,0,1,0,0,0]
[5,4,0,0,0,0,0,0,0]
[5,5,0,0,0,1,0,0,0]
[5,6,0,0,0,0,0,0,0]
[6,0,0.97222222222222199,1.85185185185185E-2,9.2592592592592605E-3,0,0,0,0]
[6,1,0.5,0.5,0,0,0,0,0]
[6,2,0,0,1,0,0,0,0]
[6,3,0,0,0.5,0.5,0,0,0]
[6,4,0,0,0,0,0,0,0]
[6,5,0,0,0,0,0,0,0]
[6,6,0,0,0,0,0,0,0]
[7,0,0.98198198198198205,1.8018018018018001E-2,0,0,0,0,0]
[7,1,0.25,0.75,0,0,0,0,0]
[7,2,0.2,0.2,0.6,0,0,0,0]
[7,3,0,0,1,0,0,0,0]
[7,4,0,0,0,0,0,0,0]
[7,5,0,0,0,0,0,0,0]
[7,6,0,0,0,0,0,0,0]
[8,0,1,0,0,0,0,0,0]
[8,1,0.22222222222222199,0.77777777777777801,0,0,0,0,0]
[8,2,0,0.25,0.75,0,0,0,0]
[8,3,0,0,0,0,0,0,0]
[8,4,0,0,0,0,0,0,0]
[8,5,0,0,0,0,0,0,0]
[8,6,0,0,0,0,0,0,0]
[9,0,0.99122807017543901,8.7719298245613996E-3,0,0,0,0,0]
[9,1,0.375,0.625,0,0,0,0,0]
[9,2,0,0.33333333333333298,0.66666666666666696,0,0,0,0]
[9,3,0,0,0,0,0,0,0]
[9,4,0,0,0,0,0,0,0]
[9,5,0,0,0,0,0,0,0]
[9,6,0,0,0,0,0,0,0]
[10,0,1,0,0,0,0,0,0]
[10,1,0.28571428571428598,0.71428571428571397,0,0,0,0,0]
[10,2,0.5,0,0.5,0,0,0,0]
[10,3,0,0,0,0,0,0,0]
[10,4,0,0,0,0,0,0,0]
[10,5,0,0,0,0,0,0,0]
[10,6,0,0,0,0,0,0,0]
[11,0,0.99159663865546199,8.4033613445378096E-3,0,0,0,0,0]
[11,1,0.4,0.6,0,0,0,0,0]
[11,2,0,0,1,0,0,0,0]
[11,3,0,0,0,0,0,0,0]
[11,4,0,0,0,0,0,0,0]
[11,5,0,0,0,0,0,0,0]
[11,6,0,0,0,0,0,0,0]
[12,0,0.97499999999999998,2.5000000000000001E-2,0,0,0,0,0]
[12,1,0,1,0,0,0,0,0]
[12,2,0,1,0,0,0,0,0]
[12,3,0,0,0,0,0,0,0]
[12,4,0,0,0,0,0,0,0]
[12,5,0,0,0,0,0,0,0]
[12,6,0,0,0,0,0,0,0]
[13,0,1,0,0,0,0,0,0]
[13,1,0.375,0.625,0,0,0,0,0]
[13,2,0,0,0,0,0,0,0]
[13,3,0,0,0,0,0,0,0]
[13,4,0,0,0,0,0,0,0]
[13,5,0,0,0,0,0,0,0]
[13,6,0,0,0,0,0,0,0]
[14,0,0.99166666666666703,8.3333333333333297E-3,0,0,0,0,0]
[14,1,0.2,0.8,0,0,0,0,0]
[14,2,0,0,0,0,0,0,0]
[14,3,0,0,0,0,0,0,0]
[14,4,0,0,0,0,0,0,0]
[14,5,0,0,0,0,0,0,0]
[14,6,0,0,0,0,0,0,0]
[15,0,1,0,0,0,0,0,0]
[15,1,0,1,0,0,0,0,0]
[15,2,0,0,0,0,0,0,0]
[15,3,0,0,0,0,0,0,0]
[15,4,0,0,0,0,0,0,0]
[15,5,0,0,0,0,0,0,0]
[15,6,0,0,0,0,0,0,0]
[16,0,1,0,0,0,0,0,0]
[16,1,0,1,0,0,0,0,0]
[16,2,0,0,0,0,0,0,0]
[16,3,0,0,0,0,0,0,0]
[16,4,0,0,0,0,0,0,0]
[16,5,0,0,0,0,0,0,0]
[16,6,0,0,0,0,0,0,0]
[17,0,0.98333333333333295,1.6666666666666701E-2,0,0,0,0,0]
[17,1,0,1,0,0,0,0,0]
[17,2,0,0,0,0,0,0,0]
[17,3,0,0,0,0,0,0,0]
[17,4,0,0,0,0,0,0,0]
[17,5,0,0,0,0,0,0,0]
[17,6,0,0,0,0,0,0,0]
[18,0,0.99152542372881403,8.4745762711864406E-3,0,0,0,0,0]
[18,1,0.28571428571428598,0.71428571428571397,0,0,0,0,0]
[18,2,0,0,0,0,0,0,0]
[18,3,0,0,0,0,0,0,0]
[18,4,0,0,0,0,0,0,0]
[18,5,0,0,0,0,0,0,0]
[18,6,0,0,0,0,0,0,0]
[19,0,0.97478991596638698,2.5210084033613401E-2,0,0,0,0,0]
[19,1,0.16666666666666699,0.83333333333333304,0,0,0,0,0]
[19,2,0,0,0,0,0,0,0]
[19,3,0,0,0,0,0,0,0]
[19,4,0,0,0,0,0,0,0]
[19,5,0,0,0,0,0,0,0]
[19,6,0,0,0,0,0,0,0]
[20,0,0.98290598290598297,1.7094017094017099E-2,0,0,0,0,0]
[20,1,0.25,0.75,0,0,0,0,0]
[20,2,0,0,0,0,0,0,0]
[20,3,0,0,0,0,0,0,0]
[20,4,0,0,0,0,0,0,0]
[20,5,0,0,0,0,0,0,0]
[20,6,0,0,0,0,0,0,0]
[21,0,1,0,0,0,0,0,0]
[21,1,0.375,0.625,0,0,0,0,0]
[21,2,0,0,0,0,0,0,0]
[21,3,0,0,0,0,0,0,0]
[21,4,0,0,0,0,0,0,0]
[21,5,0,0,0,0,0,0,0]
[21,6,0,0,0,0,0,0,0]
[22,0,0.99166666666666703,8.3333333333333297E-3,0,0,0,0,0]
[22,1,0,1,0,0,0,0,0]
[22,2,0,0,0,0,0,0,0]
[22,3,0,0,0,0,0,0,0]
[22,4,0,0,0,0,0,0,0]
[22,5,0,0,0,0,0,0,0]
[22,6,0,0,0,0,0,0,0]
[23,0,1,0,0,0,0,0,0]
[23,1,0.33333333333333298,0.66666666666666696,0,0,0,0,0]
[23,2,0,0,0,0,0,0,0]
[23,3,0,0,0,0,0,0,0]
[23,4,0,0,0,0,0,0,0]
[23,5,0,0,0,0,0,0,0]
[23,6,0,0,0,0,0,0,0]
[24,0,0.95041322314049603,4.9586776859504099E-2,0,0,0,0,0]
[24,1,0.75,0.25,0,0,0,0,0]
[24,2,0,0,0,0,0,0,0]
[24,3,0,0,0,0,0,0,0]
[24,4,0,0,0,0,0,0,0]
[24,5,0,0,0,0,0,0,0]
[24,6,0,0,0,0,0,0,0]
[25,0,1,0,0,0,0,0,0]
[25,1,0.28571428571428598,0.71428571428571397,0,0,0,0,0]
[25,2,0,0,0,0,0,0,0]
[25,3,0,0,0,0,0,0,0]
[25,4,0,0,0,0,0,0,0]
[25,5,0,0,0,0,0,0,0]
[25,6,0,0,0,0,0,0,0]
[26,0,0.98333333333333295,1.6666666666666701E-2,0,0,0,0,0]
[26,1,0.2,0.8,0,0,0,0,0]
[26,2,0,0,0,0,0,0,0]
[26,3,0,0,0,0,0,0,0]
[26,4,0,0,0,0,0,0,0]
[26,5,0,0,0,0,0,0,0]
[26,6,0,0,0,0,0,0,0]
[27,0,0.99159663865546199,8.4033613445378096E-3,0,0,0,0,0]
[27,1,0.33333333333333298,0.66666666666666696,0,0,0,0,0]
[27,2,0,0,0,0,0,0,0]
[27,3,0,0,0,0,0,0,0]
[27,4,0,0,0,0,0,0,0]
[27,5,0,0,0,0,0,0,0]
[27,6,0,0,0,0,0,0,0]
[28,0,0.97499999999999998,2.5000000000000001E-2,0,0,0,0,0]
[28,1,0.2,0.8,0,0,0,0,0]
[28,2,0,0,0,0,0,0,0]
[28,3,0,0,0,0,0,0,0]
[28,4,0,0,0,0,0,0,0]
[28,5,0,0,0,0,0,0,0]
[28,6,0,0,0,0,0,0,0]
[29,0,0.99152542372881403,8.4745762711864406E-3,0,0,0,0,0]
[29,1,0.28571428571428598,0.71428571428571397,0,0,0,0,0]
[29,2,0,0,0,0,0,0,0]
[29,3,0,0,0,0,0,0,0]
[29,4,0,0,0,0,0,0,0]
[29,5,0,0,0,0,0,0,0]
[29,6,0,0,0,0,0,0,0]
[30,0,0.96638655462184897,2.5210084033613401E-2,8.4033613445378096E-3,0,0,0,0]
[30,1,0.5,0.5,0,0,0,0,0]
[30,2,0,0,0,0,0,0,0]
[30,3,0,0,0,0,0,0,0]
[30,4,0,0,0,0,0,0,0]
[30,5,0,0,0,0,0,0,0]
[30,6,0,0,0,0,0,0,0]
[31,0,0.98305084745762705,1.6949152542372899E-2,0,0,0,0,0]
[31,1,0,1,0,0,0,0,0]
[31,2,1,0,0,0,0,0,0]
[31,3,0,0,0,0,0,0,0]
[31,4,0,0,0,0,0,0,0]
[31,5,0,0,0,0,0,0,0]
[31,6,0,0,0,0,0,0,0]
[32,0,0.99145299145299104,8.5470085470085496E-3,0,0,0,0,0]
[32,1,0.125,0.875,0,0,0,0,0]
[32,2,0,0,0,0,0,0,0]
[32,3,0,0,0,0,0,0,0]
[32,4,0,0,0,0,0,0,0]
[32,5,0,0,0,0,0,0,0]
[32,6,0,0,0,0,0,0,0]
[33,0,0.99145299145299104,8.5470085470085496E-3,0,0,0,0,0]
[33,1,0.25,0.75,0,0,0,0,0]
[33,2,0,0,0,0,0,0,0]
[33,3,0,0,0,0,0,0,0]
[33,4,0,0,0,0,0,0,0]
[33,5,0,0,0,0,0,0,0]
[33,6,0,0,0,0,0,0,0]
[34,0,0.95762711864406802,4.2372881355932202E-2,0,0,0,0,0]
[34,1,0.14285714285714299,0.85714285714285698,0,0,0,0,0]
[34,2,0,0,0,0,0,0,0]
[34,3,0,0,0,0,0,0,0]
[34,4,0,0,0,0,0,0,0]
[34,5,0,0,0,0,0,0,0]
[34,6,0,0,0,0,0,0,0]
[35,0,0.929824561403509,7.0175438596491196E-2,0,0,0,0,0]
[35,1,0.36363636363636398,0.63636363636363602,0,0,0,0,0]
[35,2,0,0,0,0,0,0,0]
[35,3,0,0,0,0,0,0,0]
[35,4,0,0,0,0,0,0,0]
[35,5,0,0,0,0,0,0,0]
[35,6,0,0,0,0,0,0,0]
[36,0,0.86363636363636398,0.118181818181818,1.8181818181818198E-2,0,0,0,0]
[36,1,0.133333333333333,0.8,6.6666666666666693E-2,0,0,0,0]
[36,2,0,0,0,0,0,0,0]
[36,3,0,0,0,0,0,0,0]
[36,4,0,0,0,0,0,0,0]
[36,5,0,0,0,0,0,0,0]
[36,6,0,0,0,0,0,0,0]
[37,0,0.95876288659793796,4.1237113402061903E-2,0,0,0,0,0]
[37,1,0.12,0.68,0.16,0.04,0,0,0]
[37,2,0,0,0.66666666666666696,0.33333333333333298,0,0,0]
[37,3,0,0,0,0,0,0,0]
[37,4,0,0,0,0,0,0,0]
[37,5,0,0,0,0,0,0,0]
[37,6,0,0,0,0,0,0,0]
[38,0,0.95833333333333304,4.1666666666666699E-2,0,0,0,0,0]
[38,1,0.14285714285714299,0.80952380952380998,4.7619047619047603E-2,0,0,0,0]
[38,2,0,0.16666666666666699,0.83333333333333304,0,0,0,0]
[38,3,0,0,0,1,0,0,0]
[38,4,0,0,0,0,0,0,0]
[38,5,0,0,0,0,0,0,0]
[38,6,0,0,0,0,0,0,0]
[39,0,0.82105263157894703,0.14736842105263201,2.1052631578947399E-2,1.05263157894737E-2,0,0,0]
[39,1,0.27272727272727298,0.5,0.13636363636363599,4.5454545454545497E-2,4.5454545454545497E-2,0,0]
[39,2,0,0.16666666666666699,0.83333333333333304,0,0,0,0]
[39,3,0,0,0,0.5,0.5,0,0]
[39,4,0,0,0,0,0,0,0]
[39,5,0,0,0,0,0,0,0]
[39,6,0,0,0,0,0,0,0]
[40,0,0.85714285714285698,0.119047619047619,2.3809523809523801E-2,0,0,0,0]
[40,1,7.69230769230769E-2,0.73076923076923095,0.19230769230769201,0,0,0,0]
[40,2,0,0.1,0.6,0.2,0.1,0,0]
[40,3,0,0,0.33333333333333298,0.66666666666666696,0,0,0]
[40,4,0,0,0.5,0,0.5,0,0]
[40,5,0,0,0,0,0,0,0]
[40,6,0,0,0,0,0,0,0]
[41,0,0.79729729729729704,0.18918918918918901,0,1.35135135135135E-2,0,0,0]
[41,1,0.233333333333333,0.56666666666666698,0.133333333333333,6.6666666666666693E-2,0,0,0]
[41,2,6.6666666666666693E-2,0.2,0.73333333333333295,0,0,0,0]
[41,3,0,0,0.25,0.5,0.25,0,0]
[41,4,0,0,0,0,0.5,0.5,0]
[41,5,0,0,0,0,0,0,0]
[41,6,0,0,0,0,0,0,0]
[42,0,0.61194029850746301,0.238805970149254,0.104477611940299,4.47761194029851E-2,0,0,0]
[42,1,5.8823529411764698E-2,0.52941176470588203,0.29411764705882398,0.11764705882352899,0,0,0]
[42,2,6.25E-2,0.25,6.25E-2,0.4375,0.125,6.25E-2,0]
[42,3,0,0,0,0.8,0.2,0,0]
[42,4,0,0,0,0,0.5,0.5,0]
[42,5,0,0,0,0,0,1,0]
[42,6,0,0,0,0,0,0,0]
[43,0,0.81818181818181801,0.15909090909090901,2.27272727272727E-2,0,0,0,0]
[43,1,5.2631578947368397E-2,0.68421052631578905,0.157894736842105,0.105263157894737,0,0,0]
[43,2,0,5.5555555555555601E-2,0.5,0.38888888888888901,5.5555555555555601E-2,0,0]
[43,3,0,0,5.5555555555555601E-2,0.66666666666666696,0.22222222222222199,5.5555555555555601E-2,0]
[43,4,0,0,0.25,0,0.75,0,0]
[43,5,0,0,0,0,0.33333333333333298,0.66666666666666696,0]
[43,6,0,0,0,0,0,0,0]
[44,0,0.76315789473684204,0.18421052631578899,2.6315789473684199E-2,2.6315789473684199E-2,0,0,0]
[44,1,8.8235294117647106E-2,0.76470588235294101,0.11764705882352899,2.9411764705882401E-2,0,0,0]
[44,2,0,0.22222222222222199,0.61111111111111105,0.11111111111111099,5.5555555555555601E-2,0,0]
[44,3,0,4.3478260869565202E-2,8.6956521739130405E-2,0.60869565217391297,0.217391304347826,4.3478260869565202E-2,0]
[44,4,0,0,0,0,0.77777777777777801,0.22222222222222199,0]
[44,5,0,0,0,0,0.33333333333333298,0.66666666666666696,0]
[44,6,0,0,0,0,0,0,0]
[45,0,0.59375,0.34375,0,6.25E-2,0,0,0]
[45,1,2.6315789473684199E-2,0.55263157894736803,0.26315789473684198,0.13157894736842099,2.6315789473684199E-2,0,0]
[45,2,0,0.11111111111111099,0.5,0.22222222222222199,0.11111111111111099,5.5555555555555601E-2,0]
[45,3,0,0,5.5555555555555601E-2,0.44444444444444398,0.44444444444444398,5.5555555555555601E-2,0]
[45,4,0,0,0,0.214285714285714,0.64285714285714302,0.14285714285714299,0]
[45,5,0,0,0,0,0.6,0.4,0]
[45,6,0,0,0,0,0,0,0]
[46,0,0.8,0.15,0.05,0,0,0,0]
[46,1,8.8235294117647106E-2,0.73529411764705899,0.14705882352941199,2.9411764705882401E-2,0,0,0]
[46,2,0,0.15,0.7,0.15,0,0,0]
[46,3,0,9.0909090909090898E-2,0.18181818181818199,0.54545454545454497,0.18181818181818199,0,0]
[46,4,0,8.6956521739130405E-2,8.6956521739130405E-2,0.13043478260869601,0.65217391304347805,4.3478260869565202E-2,0]
[46,5,0,0,0,0,0,1,0]
[46,6,0,0,0,0,0,0,0]
[47,0,0.84210526315789502,0.157894736842105,0,0,0,0,0]
[47,1,0.2,0.65714285714285703,0.114285714285714,0,2.8571428571428598E-2,0,0]
[47,2,3.8461538461538498E-2,0.15384615384615399,0.53846153846153799,0.269230769230769,0,0,0]
[47,3,0,5.2631578947368397E-2,0.31578947368421101,0.57894736842105299,5.2631578947368397E-2,0,0]
[47,4,0,0,0.105263157894737,0.157894736842105,0.68421052631578905,5.2631578947368397E-2,0]
[47,5,0,0,0,0.14285714285714299,0.57142857142857095,0.28571428571428598,0]
[47,6,0,0,0,0,0,0,0]
[48,0,0.625,0.29166666666666702,8.3333333333333301E-2,0,0,0,0]
[48,1,9.6774193548387094E-2,0.61290322580645196,0.25806451612903197,0,3.2258064516128997E-2,0,0]
[48,2,0,0.230769230769231,0.61538461538461497,7.69230769230769E-2,7.69230769230769E-2,0,0]
[48,3,4.5454545454545497E-2,9.0909090909090898E-2,9.0909090909090898E-2,0.59090909090909105,0.13636363636363599,4.5454545454545497E-2,0]
[48,4,0,0,0.21052631578947401,0.157894736842105,0.57894736842105299,5.2631578947368397E-2,0]
[48,5,0,0,0,0.33333333333333298,0.33333333333333298,0.33333333333333298,0]
[48,6,0,0,0,0,0,0,0]
[49,0,0.78947368421052599,0.21052631578947401,0,0,0,0,0]
[49,1,8.8235294117647106E-2,0.64705882352941202,0.26470588235294101,0,0,0,0]
[49,2,6.25E-2,0.1875,0.59375,0.125,3.125E-2,0,0]
[49,3,0,0.157894736842105,0.157894736842105,0.57894736842105299,0.105263157894737,0,0]
[49,4,0,0,0.11111111111111099,0.27777777777777801,0.61111111111111105,0,0]
[49,5,0,0,0,0,0,1,0]
[49,6,0,0,0,0,0,0,0]
[50,0,0.85,0.1,0.05,0,0,0,0]
[50,1,5.7142857142857099E-2,0.88571428571428601,5.7142857142857099E-2,0,0,0,0]
[50,2,9.0909090909090898E-2,0.30303030303030298,0.54545454545454497,6.0606060606060601E-2,0,0,0]
[50,3,0.05,0.1,0.25,0.5,0.1,0,0]
[50,4,0,0.214285714285714,7.1428571428571397E-2,0.5,0.214285714285714,0,0]
[50,5,0,0,0,0,0.33333333333333298,0.66666666666666696,0]
[50,6,0,0,0,0,0,0,0]
[51,0,0.95652173913043503,4.3478260869565202E-2,0,0,0,0,0]
[51,1,0.29166666666666702,0.5625,0.125,2.0833333333333301E-2,0,0,0]
[51,2,0.148148148148148,0.22222222222222199,0.48148148148148101,0.11111111111111099,3.7037037037037E-2,0,0]
[51,3,0.105263157894737,0.26315789473684198,0.157894736842105,0.36842105263157898,0.105263157894737,0,0]
[51,4,0.16666666666666699,0.16666666666666699,0.16666666666666699,0.5,0,0,0]
[51,5,0,0.5,0,0.5,0,0,0]
[51,6,0,0,0,0,0,0,0]
[52,0,0.93023255813953498,6.9767441860465101E-2,0,0,0,0,0]
[52,1,0.292682926829268,0.65853658536585402,4.8780487804878099E-2,0,0,0,0]
[52,2,0,0.30434782608695699,0.65217391304347805,4.3478260869565202E-2,0,0,0]
[52,3,0,6.6666666666666693E-2,0.2,0.73333333333333295,0,0,0]
[52,4,0,0,0.33333333333333298,0,0.66666666666666696,0,0]
[52,5,0,0,0,0,0,0,0]
[52,6,0,0,0,0,0,0,0]
[53,0,0.94230769230769196,3.8461538461538498E-2,1.9230769230769201E-2,0,0,0,0]
[53,1,0.157894736842105,0.78947368421052599,5.2631578947368397E-2,0,0,0,0]
[53,2,4.7619047619047603E-2,0.33333333333333298,0.52380952380952395,4.7619047619047603E-2,4.7619047619047603E-2,0,0]
[53,3,8.3333333333333301E-2,8.3333333333333301E-2,0.16666666666666699,0.66666666666666696,0,0,0]
[53,4,0,0,0,0,1,0,0]
[53,5,0,0,0,0,0,0,0]
[53,6,0,0,0,0,0,0,0]
[54,0,0.89473684210526305,7.0175438596491196E-2,3.5087719298245598E-2,0,0,0,0]
[54,1,0.1,0.82499999999999996,7.4999999999999997E-2,0,0,0,0]
[54,2,0,0.3125,0.4375,0.1875,6.25E-2,0,0]
[54,3,0,0.11111111111111099,0.11111111111111099,0.44444444444444398,0.22222222222222199,0.11111111111111099,0]
[54,4,0,0,0,0,0.66666666666666696,0.33333333333333298,0]
[54,5,0,0,0,0,0,0,0]
[54,6,0,0,0,0,0,0,0]
[55,0,0.89090909090909098,9.0909090909090898E-2,1.8181818181818198E-2,0,0,0,0]
[55,1,6.9767441860465101E-2,0.837209302325581,9.3023255813953501E-2,0,0,0,0]
[55,2,0,7.69230769230769E-2,0.84615384615384603,7.69230769230769E-2,0,0,0]
[55,3,0,0,0,1,0,0,0]
[55,4,0,0,0,0.2,0.8,0,0]
[55,5,0,0,0,0,0,1,0]
[55,6,0,0,0,0,0,0,0]
[56,0,0.92307692307692302,7.69230769230769E-2,0,0,0,0,0]
[56,1,0.119047619047619,0.80952380952380998,4.7619047619047603E-2,2.3809523809523801E-2,0,0,0]
[56,2,0,6.25E-2,0.875,6.25E-2,0,0,0]
[56,3,0,0.11111111111111099,0.11111111111111099,0.77777777777777801,0,0,0]
[56,4,0,0,0,0,1,0,0]
[56,5,0,0,0,0,0.5,0.5,0]
[56,6,0,0,0,0,0,0,0]
[57,0,0.84905660377358505,0.15094339622641501,0,0,0,0,0]
[57,1,7.4999999999999997E-2,0.8,0.1,2.5000000000000001E-2,0,0,0]
[57,2,0,0.11764705882352899,0.88235294117647101,0,0,0,0]
[57,3,0.11111111111111099,0,0.11111111111111099,0.77777777777777801,0,0,0]
[57,4,0,0,0,0.2,0.8,0,0]
[57,5,0,0,0,0,1,0,0]
[57,6,0,0,0,0,0,0,0]
[58,0,0.93877551020408201,6.1224489795918401E-2,0,0,0,0,0]
[58,1,2.3809523809523801E-2,0.92857142857142905,2.3809523809523801E-2,0,2.3809523809523801E-2,0,0]
[58,2,0,0.15,0.85,0,0,0,0]
[58,3,0,0.22222222222222199,0.22222222222222199,0.33333333333333298,0.22222222222222199,0,0]
[58,4,0,0,0,0.6,0.4,0,0]
[58,5,0,0,0,0,0,0,0]
[58,6,0,0,0,0,0,0,0]
[59,0,0.97872340425531901,2.1276595744680899E-2,0,0,0,0,0]
[59,1,6.3829787234042507E-2,0.87234042553191504,6.3829787234042507E-2,0,0,0,0]
[59,2,0,0.1,0.9,0,0,0,0]
[59,3,0,0.16666666666666699,0,0.83333333333333304,0,0,0]
[59,4,0,0,0,0,1,0,0]
[59,5,0,0,0,0,0,0,0]
[59,6,0,0,0,0,0,0,0]
[60,0,0.89795918367346905,0.102040816326531,0,0,0,0,0]
[60,1,6.6666666666666693E-2,0.77777777777777801,0.155555555555556,0,0,0,0]
[60,2,0,9.5238095238095205E-2,0.85714285714285698,4.7619047619047603E-2,0,0,0]
[60,3,0,0,0.2,0.8,0,0,0]
[60,4,0,0,0,0,0.8,0.2,0]
[60,5,0,0,0,0,0,0,0]
[60,6,0,0,0,0,0,0,0]
[61,0,0.95744680851063801,4.2553191489361701E-2,0,0,0,0,0]
[61,1,2.3809523809523801E-2,0.92857142857142905,4.7619047619047603E-2,0,0,0,0]
[61,2,0,3.8461538461538498E-2,0.96153846153846201,0,0,0,0]
[61,3,0,0,0,1,0,0,0]
[61,4,0,0,0,0,0.75,0.25,0]
[61,5,0,0,0,0,0,1,0]
[61,6,0,0,0,0,0,0,0]
[62,0,0.91304347826086996,8.6956521739130405E-2,0,0,0,0,0]
[62,1,2.3809523809523801E-2,0.97619047619047605,0,0,0,0,0]
[62,2,3.7037037037037E-2,3.7037037037037E-2,0.81481481481481499,0.11111111111111099,0,0,0]
[62,3,0,0,0,1,0,0,0]
[62,4,0,0,0,0,1,0,0]
[62,5,0,0,0,0,0,1,0]
[62,6,0,0,0,0,0,0,0]
[63,0,0.93181818181818199,6.8181818181818205E-2,0,0,0,0,0]
[63,1,2.1739130434782601E-2,0.95652173913043503,2.1739130434782601E-2,0,0,0,0]
[63,2,9.0909090909090898E-2,0.22727272727272699,0.68181818181818199,0,0,0,0]
[63,3,0,0,0.125,0.875,0,0,0]
[63,4,0,0,0,0.66666666666666696,0.33333333333333298,0,0]
[63,5,0,0,0,0,0,1,0]
[63,6,0,0,0,0,0,0,0]
[64,0,0.97727272727272696,2.27272727272727E-2,0,0,0,0,0]
[64,1,3.8461538461538498E-2,0.90384615384615397,3.8461538461538498E-2,1.9230769230769201E-2,0,0,0]
[64,2,0,0,0.94117647058823495,5.8823529411764698E-2,0,0,0]
[64,3,0,0.11111111111111099,0.11111111111111099,0.55555555555555602,0.22222222222222199,0,0]
[64,4,0,0,0,0,1,0,0]
[64,5,0,0,0,0,0,1,0]
[64,6,0,0,0,0,0,0,0]
[65,0,0.95555555555555605,4.4444444444444398E-2,0,0,0,0,0]
[65,1,6.1224489795918401E-2,0.87755102040816302,6.1224489795918401E-2,0,0,0,0]
[65,2,0,0.21052631578947401,0.73684210526315796,5.2631578947368397E-2,0,0,0]
[65,3,0,0.14285714285714299,0,0.85714285714285698,0,0,0]
[65,4,0,0,0,0,1,0,0]
[65,5,0,0,0,0,0,1,0]
[65,6,0,0,0,0,0,0,0]
[66,0,0.91304347826086996,8.6956521739130405E-2,0,0,0,0,0]
[66,1,0.06,0.82,0.12,0,0,0,0]
[66,2,0,5.8823529411764698E-2,0.64705882352941202,0.29411764705882398,0,0,0]
[66,3,0,0.14285714285714299,0,0.57142857142857095,0.28571428571428598,0,0]
[66,4,0,0,0,0.33333333333333298,0.66666666666666696,0,0]
[66,5,0,0,0,0,0,1,0]
[66,6,0,0,0,0,0,0,0]
[67,0,0.95555555555555605,4.4444444444444398E-2,0,0,0,0,0]
[67,1,0.12765957446808501,0.78723404255319196,8.5106382978723402E-2,0,0,0,0]
[67,2,0,5.8823529411764698E-2,0.94117647058823495,0,0,0,0]
[67,3,0,0,0,0.7,0.3,0,0]
[67,4,0,0,0.25,0,0.75,0,0]
[67,5,0,0,0,0,0.5,0.5,0]
[67,6,0,0,0,0,0,0,0]
[68,0,0.93877551020408201,6.1224489795918401E-2,0,0,0,0,0]
[68,1,0,0.97499999999999998,2.5000000000000001E-2,0,0,0,0]
[68,2,0,4.7619047619047603E-2,0.90476190476190499,4.7619047619047603E-2,0,0,0]
[68,3,0,0.14285714285714299,0.14285714285714299,0.57142857142857095,0.14285714285714299,0,0]
[68,4,0,0,0,0.14285714285714299,0.85714285714285698,0,0]
[68,5,0,0,0,0,0,1,0]
[68,6,0,0,0,0,0,0,0]
[69,0,0.934782608695652,6.5217391304347797E-2,0,0,0,0,0]
[69,1,0.11363636363636399,0.84090909090909105,2.27272727272727E-2,2.27272727272727E-2,0,0,0]
[69,2,0,0.14285714285714299,0.80952380952380998,4.7619047619047603E-2,0,0,0]
[69,3,0,0,0,1,0,0,0]
[69,4,0,0,0,0,1,0,0]
[69,5,0,0,0,0,0,1,0]
[69,6,0,0,0,0,0,0,0]
[70,0,1,0,0,0,0,0,0]
[70,1,0.13953488372093001,0.79069767441860495,6.9767441860465101E-2,0,0,0,0]
[70,2,0,5.5555555555555601E-2,0.77777777777777801,0.11111111111111099,5.5555555555555601E-2,0,0]
[70,3,0,0,0.125,0.75,0.125,0,0]
[70,4,0,0,0,0.28571428571428598,0.71428571428571397,0,0]
[70,5,0,0,0,0,0,1,0]
[70,6,0,0,0,0,0,0,0]
[71,0,0.98148148148148195,1.85185185185185E-2,0,0,0,0,0]
[71,1,0.14285714285714299,0.82857142857142896,2.8571428571428598E-2,0,0,0,0]
[71,2,0,0,0.94444444444444398,5.5555555555555601E-2,0,0,0]
[71,3,0,0,0.1,0.9,0,0,0]
[71,4,0,0,0,0,1,0,0]
[71,5,0,0,0,0,0,1,0]
[71,6,0,0,0,0,0,0,0]
[72,0,0.91379310344827602,8.6206896551724102E-2,0,0,0,0,0]
[72,1,6.6666666666666693E-2,0.93333333333333302,0,0,0,0,0]
[72,2,0,0.105263157894737,0.73684210526315796,0.157894736842105,0,0,0]
[72,3,0,0.1,0.1,0.8,0,0,0]
[72,4,0,0,0,0.28571428571428598,0.71428571428571397,0,0]
[72,5,0,0,0,0,0,1,0]
[72,6,0,0,0,0,0,0,0]
[73,0,0.98181818181818203,1.8181818181818198E-2,0,0,0,0,0]
[73,1,0.13888888888888901,0.80555555555555602,5.5555555555555601E-2,0,0,0,0]
[73,2,0,0,1,0,0,0,0]
[73,3,0,0,7.69230769230769E-2,0.92307692307692302,0,0,0]
[73,4,0,0,0,0,1,0,0]
[73,5,0,0,0,0,0,1,0]
[73,6,0,0,0,0,0,0,0]
[74,0,0.94915254237288105,5.0847457627118599E-2,0,0,0,0,0]
[74,1,0,0.96666666666666701,3.3333333333333298E-2,0,0,0,0]
[74,2,0,0.16666666666666699,0.77777777777777801,5.5555555555555601E-2,0,0,0]
[74,3,0,0,0,1,0,0,0]
[74,4,0,0,0,0.4,0.6,0,0]
[74,5,0,0,0,0,0,1,0]
[74,6,0,0,0,0,0,0,0]
[75,0,0.92857142857142905,5.3571428571428603E-2,1.7857142857142901E-2,0,0,0,0]
[75,1,8.5714285714285701E-2,0.8,0.114285714285714,0,0,0,0]
[75,2,0,6.6666666666666693E-2,0.93333333333333302,0,0,0,0]
[75,3,0,0,0.133333333333333,0.86666666666666703,0,0,0]
[75,4,0,0,0,0.33333333333333298,0.33333333333333298,0.33333333333333298,0]
[75,5,0,0,0,0,0,1,0]
[75,6,0,0,0,0,0,0,0]
[76,0,0.98181818181818203,1.8181818181818198E-2,0,0,0,0,0]
[76,1,3.125E-2,0.875,9.375E-2,0,0,0,0]
[76,2,0,0,1,0,0,0,0]
[76,3,0,0,7.1428571428571397E-2,0.85714285714285698,7.1428571428571397E-2,0,0]
[76,4,0,0,0,0,1,0,0]
[76,5,0,0,0,0,0,1,0]
[76,6,0,0,0,0,0,0,0]
[77,0,0.85454545454545505,0.12727272727272701,1.8181818181818198E-2,0,0,0,0]
[77,1,3.4482758620689703E-2,0.931034482758621,3.4482758620689703E-2,0,0,0,0]
[77,2,0,0.08,0.92,0,0,0,0]
[77,3,0,0.16666666666666699,0.16666666666666699,0.58333333333333304,8.3333333333333301E-2,0,0]
[77,4,0,0.5,0,0,0.5,0,0]
[77,5,0,0,0,0,0,1,0]
[77,6,0,0,0,0,0,0,0]
[78,0,0.8125,0.1875,0,0,0,0,0]
[78,1,0.102564102564103,0.84615384615384603,5.1282051282051301E-2,0,0,0,0]
[78,2,0,0.22222222222222199,0.62962962962962998,0.11111111111111099,3.7037037037037E-2,0,0]
[78,3,0,0,0.28571428571428598,0.57142857142857095,0.14285714285714299,0,0]
[78,4,0,0,0,0,0.5,0.5,0]
[78,5,0,0,0,0.5,0,0.5,0]
[78,6,0,0,0,0,0,0,0]
[79,0,0.95348837209302295,4.6511627906976702E-2,0,0,0,0,0]
[79,1,4.1666666666666699E-2,0.91666666666666696,2.0833333333333301E-2,2.0833333333333301E-2,0,0,0]
[79,2,0,9.5238095238095205E-2,0.85714285714285698,4.7619047619047603E-2,0,0,0]
[79,3,0,0,0.125,0.625,0.25,0,0]
[79,4,0,0,0,0,1,0,0]
[79,5,0,0,0,0,0.5,0.5,0]
[79,6,0,0,0,0,0,0,0]
[80,0,0.97674418604651203,2.32558139534884E-2,0,0,0,0,0]
[80,1,8.3333333333333301E-2,0.875,4.1666666666666699E-2,0,0,0,0]
[80,2,0.15,0.15,0.65,0.05,0,0,0]
[80,3,0,0,0,0.57142857142857095,0.28571428571428598,0.14285714285714299,0]
[80,4,0,0,0,0,1,0,0]
[80,5,0,0,1,0,0,0,0]
[80,6,0,0,0,0,0,0,0]
[81,0,0.91836734693877597,8.1632653061224497E-2,0,0,0,0,0]
[81,1,8.6956521739130405E-2,0.89130434782608703,2.1739130434782601E-2,0,0,0,0]
[81,2,0,0,0.8125,0.1875,0,0,0]
[81,3,0,0,0.2,0.8,0,0,0]
[81,4,0.125,0,0.125,0.125,0.625,0,0]
[81,5,0,0,0,0,0,1,0]
[81,6,0,0,0,0,0,0,0]
[82,0,0.96,0.04,0,0,0,0,0]
[82,1,6.6666666666666693E-2,0.91111111111111098,2.2222222222222199E-2,0,0,0,0]
[82,2,6.25E-2,6.25E-2,0.8125,6.25E-2,0,0,0]
[82,3,0,0,0.125,0.875,0,0,0]
[82,4,0,0,0,0.4,0.6,0,0]
[82,5,0,0,0,1,0,0,0]
[82,6,0,0,0,0,0,0,0]
[83,0,0.98076923076923095,1.9230769230769201E-2,0,0,0,0,0]
[83,1,0.13636363636363599,0.81818181818181801,4.5454545454545497E-2,0,0,0,0]
[83,2,0,6.6666666666666693E-2,0.86666666666666703,6.6666666666666693E-2,0,0,0]
[83,3,0,0,0,1,0,0,0]
[83,4,0,0,0,0.33333333333333298,0.66666666666666696,0,0]
[83,5,0,0,0,0,0,0,0]
[83,6,0,0,0,0,0,0,0]
[84,0,0.89473684210526305,8.7719298245614002E-2,1.7543859649122799E-2,0,0,0,0]
[84,1,0.13157894736842099,0.84210526315789502,2.6315789473684199E-2,0,0,0,0]
[84,2,0,0,0.86666666666666703,0.133333333333333,0,0,0]
[84,3,7.69230769230769E-2,0,0.30769230769230799,0.38461538461538503,0.230769230769231,0,0]
[84,4,0,0,0,0,1,0,0]
[84,5,0,0,0,0,0,0,0]
[84,6,0,0,0,0,0,0,0]
[85,0,0.96491228070175405,3.5087719298245598E-2,0,0,0,0,0]
[85,1,0,0.97297297297297303,2.7027027027027001E-2,0,0,0,0]
[85,2,0,5.2631578947368397E-2,0.89473684210526305,5.2631578947368397E-2,0,0,0]
[85,3,0,0,0.28571428571428598,0.71428571428571397,0,0,0]
[85,4,0,0,0,0.2,0.8,0,0]
[85,5,0,0,0,0,0,0,0]
[85,6,0,0,0,0,0,0,0]
[86,0,0.94545454545454499,3.6363636363636397E-2,1.8181818181818198E-2,0,0,0,0]
[86,1,2.5641025641025599E-2,0.97435897435897401,0,0,0,0,0]
[86,2,0,0.15,0.8,0.05,0,0,0]
[86,3,0,0,0,1,0,0,0]
[86,4,0,0,0,0,1,0,0]
[86,5,0,0,0,0,0,0,0]
[86,6,0,0,0,0,0,0,0]
[87,0,0.96226415094339601,3.77358490566038E-2,0,0,0,0,0]
[87,1,0.186046511627907,0.79069767441860495,0,2.32558139534884E-2,0,0,0]
[87,2,0,5.8823529411764698E-2,0.82352941176470595,0.11764705882352899,0,0,0]
[87,3,0,0,0.25,0.375,0.25,0.125,0]
[87,4,0,0,0,0,1,0,0]
[87,5,0,0,0,0,0,0,0]
[87,6,0,0,0,0,0,0,0]
[88,0,0.94915254237288105,5.0847457627118599E-2,0,0,0,0,0]
[88,1,2.7027027027027001E-2,0.91891891891891897,5.4054054054054099E-2,0,0,0,0]
[88,2,0,0,1,0,0,0,0]
[88,3,0,0,0,1,0,0,0]
[88,4,0,0,0,0.16666666666666699,0.83333333333333304,0,0]
[88,5,0,0,0,0,0,1,0]
[88,6,0,0,0,0,0,0,0]
[89,0,0.96491228070175405,3.5087719298245598E-2,0,0,0,0,0]
[89,1,0.135135135135135,0.83783783783783805,2.7027027027027001E-2,0,0,0,0]
[89,2,0,0,0.88888888888888895,0.11111111111111099,0,0,0]
[89,3,0,0,0.28571428571428598,0.57142857142857095,0,0.14285714285714299,0]
[89,4,0,0,0,0,1,0,0]
[89,5,0,0,0,0,0,1,0]
[89,6,0,0,0,0,0,0,0]
[90,0,0.93333333333333302,6.6666666666666693E-2,0,0,0,0,0]
[90,1,0.15151515151515199,0.78787878787878796,6.0606060606060601E-2,0,0,0,0]
[90,2,0,0.105263157894737,0.78947368421052599,0.105263157894737,0,0,0]
[90,3,0,0.16666666666666699,0.5,0.33333333333333298,0,0,0]
[90,4,0,0,0,0,1,0,0]
[90,5,0,0,0,0.5,0.5,0,0]
[90,6,0,0,0,0,0,0,0]
[91,0,0.86885245901639296,9.8360655737704902E-2,3.2786885245901599E-2,0,0,0,0]
[91,1,6.0606060606060601E-2,0.84848484848484895,9.0909090909090898E-2,0,0,0,0]
[91,2,0,0.05,0.8,0.15,0,0,0]
[91,3,0,0,0.2,0.6,0.2,0,0]
[91,4,0,0,0,0,0.83333333333333304,0.16666666666666699,0]
[91,5,0,0,0,0,0,0,0]
[91,6,0,0,0,0,0,0,0]
[92,0,0.85454545454545505,0.12727272727272701,1.8181818181818198E-2,0,0,0,0]
[92,1,0,0.74285714285714299,0.2,5.7142857142857099E-2,0,0,0]
[92,2,0,9.0909090909090898E-2,0.72727272727272696,0.18181818181818199,0,0,0]
[92,3,0,0,0,0.83333333333333304,0.16666666666666699,0,0]
[92,4,0,0,0,0.16666666666666699,0.83333333333333304,0,0]
[92,5,0,0,0,1,0,0,0]
[92,6,0,0,0,0,0,0,0]
[93,0,0.78723404255319196,0.14893617021276601,4.2553191489361701E-2,0,2.1276595744680899E-2,0,0]
[93,1,2.8571428571428598E-2,0.74285714285714299,0.14285714285714299,8.5714285714285701E-2,0,0,0]
[93,2,0,0,0.79166666666666696,0.20833333333333301,0,0,0]
[93,3,0,0,0.15384615384615399,0.69230769230769196,0.15384615384615399,0,0]
[93,4,0,0,0.16666666666666699,0,0.83333333333333304,0,0]
[93,5,0,0,0,0,0,0,0]
[93,6,0,0,0,0,0,0,0]
[94,0,0.81578947368421095,0.13157894736842099,5.2631578947368397E-2,0,0,0,0]
[94,1,9.0909090909090898E-2,0.75757575757575801,9.0909090909090898E-2,6.0606060606060601E-2,0,0,0]
[94,2,3.4482758620689703E-2,6.8965517241379296E-2,0.72413793103448298,0.17241379310344801,0,0,0]
[94,3,0,0,5.8823529411764698E-2,0.82352941176470595,0.11764705882352899,0,0]
[94,4,0,0,0,0.125,0.875,0,0]
[94,5,0,0,0,0,0,0,0]
[94,6,0,0,0,0,0,0,0]
[95,0,0.8,0.17142857142857101,2.8571428571428598E-2,0,0,0,0]
[95,1,9.375E-2,0.5625,0.21875,9.375E-2,3.125E-2,0,0]
[95,2,0,0.11111111111111099,0.66666666666666696,0.18518518518518501,3.7037037037037E-2,0,0]
[95,3,0,9.0909090909090898E-2,0.13636363636363599,0.63636363636363602,9.0909090909090898E-2,4.5454545454545497E-2,0]
[95,4,0,0,0.11111111111111099,0.11111111111111099,0.77777777777777801,0,0]
[95,5,0,0,0,0,0,0,0]
[95,6,0,0,0,0,0,0,0]
[96,0,0.54838709677419395,0.25806451612903197,0.16129032258064499,0,3.2258064516128997E-2,0,0]
[96,1,0.10344827586206901,0.48275862068965503,0.24137931034482801,0.13793103448275901,3.4482758620689703E-2,0,0]
[96,2,0,0.2,0.46666666666666701,0.2,0.1,3.3333333333333298E-2,0]
[96,3,4.3478260869565202E-2,0,0.30434782608695699,0.39130434782608697,0.217391304347826,4.3478260869565202E-2,0]
[96,4,0,0,0,9.0909090909090898E-2,0.90909090909090895,0,0]
[96,5,0,0,0,0,0,1,0]
[96,6,0,0,0,0,0,0,0]
[97,0,0.80952380952380998,9.5238095238095205E-2,9.5238095238095205E-2,0,0,0,0]
[97,1,7.1428571428571397E-2,0.78571428571428603,0.14285714285714299,0,0,0,0]
[97,2,0,9.0909090909090898E-2,0.69696969696969702,0.15151515151515199,6.0606060606060601E-2,0,0]
[97,3,0,0,0.05,0.95,0,0,0]
[97,4,0,0,0.05,0.1,0.85,0,0]
[97,5,0,0,0,0,0,1,0]
[97,6,0,0,0,0,0,0,0]
[98,0,0.94736842105263197,5.2631578947368397E-2,0,0,0,0,0]
[98,1,7.4074074074074098E-2,0.74074074074074103,0.18518518518518501,0,0,0,0]
[98,2,0,0.12903225806451599,0.80645161290322598,6.4516129032258104E-2,0,0,0]
[98,3,0,0,0.15384615384615399,0.80769230769230804,3.8461538461538498E-2,0,0]
[98,4,0,0,0,0.105263157894737,0.84210526315789502,5.2631578947368397E-2,0]
[98,5,0,0,0,0,0.33333333333333298,0.66666666666666696,0]
[98,6,0,0,0,0,0,0,0]
[99,0,0.7,0.3,0,0,0,0,0]
[99,1,0.04,0.8,0.16,0,0,0,0]
[99,2,2.9411764705882401E-2,0.11764705882352899,0.76470588235294101,5.8823529411764698E-2,2.9411764705882401E-2,0,0]
[99,3,0,0,0.08,0.8,0.12,0,0]
[99,4,0,0,0,0.16666666666666699,0.83333333333333304,0,0]
[99,5,0,0,0,0,0,1,0]
[99,6,0,0,0,0,0,0,0]
[100,0,0.8125,0.125,6.25E-2,0,0,0,0]
[100,1,3.3333333333333298E-2,0.76666666666666705,0.16666666666666699,3.3333333333333298E-2,0,0,0]
[100,2,0,6.25E-2,0.8125,0.125,0,0,0]
[100,3,0,0,0,0.88,0.04,0.08,0]
[100,4,0,0,0,5.2631578947368397E-2,0.84210526315789502,0.105263157894737,0]
[100,5,0,0,0,0,0,1,0]
[100,6,0,0,0,0,0,0,0]
[101,0,0.64285714285714302,0.14285714285714299,0.14285714285714299,7.1428571428571397E-2,0,0,0]
[101,1,3.7037037037037E-2,0.85185185185185197,7.4074074074074098E-2,3.7037037037037E-2,0,0,0]
[101,2,0,9.375E-2,0.75,0.125,3.125E-2,0,0]
[101,3,0,0,3.5714285714285698E-2,0.92857142857142905,3.5714285714285698E-2,0,0]
[101,4,0,0,0,0.11764705882352899,0.82352941176470595,5.8823529411764698E-2,0]
[101,5,0,0,0,0,0.14285714285714299,0.85714285714285698,0]
[101,6,0,0,0,0,0,0,0]
[102,0,0.8,0.1,0.1,0,0,0,0]
[102,1,3.5714285714285698E-2,0.67857142857142905,0.25,3.5714285714285698E-2,0,0,0]
[102,2,0,0.13793103448275901,0.51724137931034497,0.17241379310344801,0.17241379310344801,0,0]
[102,3,0,2.9411764705882401E-2,0.14705882352941199,0.67647058823529405,0.11764705882352899,2.9411764705882401E-2,0]
[102,4,0,0,0,0.17647058823529399,0.82352941176470595,0,0]
[102,5,0,0,0,0,0.14285714285714299,0.85714285714285698,0]
[102,6,0,0,0,0,0,0,0]
[103,0,0.33333333333333298,0.55555555555555602,0.11111111111111099,0,0,0,0]
[103,1,0.04,0.76,0.16,0.04,0,0,0]
[103,2,0,3.5714285714285698E-2,0.75,0.214285714285714,0,0,0]
[103,3,0,0,0.125,0.53125,0.3125,3.125E-2,0]
[103,4,0,0,0,0.16666666666666699,0.79166666666666696,4.1666666666666699E-2,0]
[103,5,0,0,0,0,0,1,0]
[103,6,0,0,0,0,0,0,0]
[104,0,1,0,0,0,0,0,0]
[104,1,0.04,0.68,0.12,0.08,0.08,0,0]
[104,2,0,0.1,0.7,0.2,0,0,0]
[104,3,0,0,0.17857142857142899,0.75,7.1428571428571397E-2,0,0]
[104,4,0,0,0,0.13793103448275901,0.79310344827586199,6.8965517241379296E-2,0]
[104,5,0,0,0,0,0.11111111111111099,0.88888888888888895,0]
[104,6,0,0,0,0,0,0,0]
[105,0,0.4,0.4,0.2,0,0,0,0]
[105,1,0,0.8,0.2,0,0,0,0]
[105,2,0,0,0.72413793103448298,0.27586206896551702,0,0,0]
[105,3,0,0,9.0909090909090898E-2,0.78787878787878796,0.12121212121212099,0,0]
[105,4,0,0,0,0.17857142857142899,0.75,7.1428571428571397E-2,0]
[105,5,0,0,0,0,0,1,0]
[105,6,0,0,0,0,0,0,0]
[106,0,0,0.5,0.5,0,0,0,0]
[106,1,5.5555555555555601E-2,0.83333333333333304,0.11111111111111099,0,0,0,0]
[106,2,0,0,0.75862068965517204,0.20689655172413801,3.4482758620689703E-2,0,0]
[106,3,0,0,0.102564102564103,0.74358974358974395,0.102564102564103,5.1282051282051301E-2,0]
[106,4,0,0,0.04,0.04,0.8,0.12,0]
[106,5,0,0,0,0,8.3333333333333301E-2,0.91666666666666696,0]
[106,6,0,0,0,0,0,0,0]
[107,0,1,0,0,0,0,0,0]
[107,1,6.25E-2,0.75,0.1875,0,0,0,0]
[107,2,3.3333333333333298E-2,3.3333333333333298E-2,0.6,0.33333333333333298,0,0,0]
[107,3,0,0,8.3333333333333301E-2,0.77777777777777801,0.11111111111111099,2.7777777777777801E-2,0]
[107,4,0,0,3.8461538461538498E-2,7.69230769230769E-2,0.88461538461538503,0,0]
[107,5,0,0,0,6.25E-2,0.125,0.8125,0]
[107,6,0,0,0,0,0,0,0]
[108,0,1,0,0,0,0,0,0]
[108,1,0,0.61538461538461497,7.69230769230769E-2,0.230769230769231,0,7.69230769230769E-2,0]
[108,2,0,0,0.64,0.24,0.12,0,0]
[108,3,0,2.4390243902439001E-2,0.146341463414634,0.68292682926829296,0.12195121951219499,2.4390243902439001E-2,0]
[108,4,0,3.4482758620689703E-2,0.10344827586206901,0.27586206896551702,0.51724137931034497,6.8965517241379296E-2,0]
[108,5,0,0,0,0,7.1428571428571397E-2,0.92857142857142905,0]
[108,6,0,0,0,0,0,0,0]
[109,0,0.66666666666666696,0.33333333333333298,0,0,0,0,0]
[109,1,0.1,0.6,0.1,0.2,0,0,0]
[109,2,0,7.69230769230769E-2,0.84615384615384603,7.69230769230769E-2,0,0,0]
[109,3,0,0,6.6666666666666693E-2,0.844444444444444,8.8888888888888906E-2,0,0]
[109,4,0,0,0,8.3333333333333301E-2,0.91666666666666696,0,0]
[109,5,0,0,0,5.8823529411764698E-2,0,0.94117647058823495,0]
[109,6,0,0,0,0,0,0,0]
[110,0,1,0,0,0,0,0,0]
[110,1,0,0.77777777777777801,0.22222222222222199,0,0,0,0]
[110,2,0,3.8461538461538498E-2,0.80769230769230804,0.15384615384615399,0,0,0]
[110,3,0,0,8.8888888888888906E-2,0.71111111111111103,0.2,0,0]
[110,4,0,3.8461538461538498E-2,3.8461538461538498E-2,0.115384615384615,0.73076923076923095,7.69230769230769E-2,0]
[110,5,0,0,0,6.25E-2,0.125,0.8125,0]
[110,6,0,0,0,0,0,0,0]
[111,0,1,0,0,0,0,0,0]
[111,1,0,0.66666666666666696,0.11111111111111099,0.11111111111111099,0.11111111111111099,0,0]
[111,2,3.5714285714285698E-2,0.107142857142857,0.71428571428571397,0.14285714285714299,0,0,0]
[111,3,0,0,0.125,0.67500000000000004,0.17499999999999999,2.5000000000000001E-2,0]
[111,4,0,0,0,0.1,0.8,0.1,0]
[111,5,0,0,0,0,6.6666666666666693E-2,0.93333333333333302,0]
[111,6,0,0,0,0,0,0,0]
[112,0,0.75,0.25,0,0,0,0,0]
[112,1,0.11111111111111099,0.77777777777777801,0,0.11111111111111099,0,0,0]
[112,2,0,7.69230769230769E-2,0.80769230769230804,0.115384615384615,0,0,0]
[112,3,0,2.8571428571428598E-2,0.14285714285714299,0.65714285714285703,0.17142857142857101,0,0]
[112,4,6.0606060606060601E-2,0,0,6.0606060606060601E-2,0.81818181818181801,6.0606060606060601E-2,0]
[112,5,0,0,0,0,0.11111111111111099,0.88888888888888895,0]
[112,6,0,0,0,0,0,0,0]
[113,0,1,0,0,0,0,0,0]
[113,1,0,0.90909090909090895,9.0909090909090898E-2,0,0,0,0]
[113,2,0,7.69230769230769E-2,0.88461538461538503,3.8461538461538498E-2,0,0,0]
[113,3,0,0,0.10344827586206901,0.79310344827586199,0.10344827586206901,0,0]
[113,4,0,0,5.7142857142857099E-2,5.7142857142857099E-2,0.85714285714285698,2.8571428571428598E-2,0]
[113,5,0,0,0,0,0.11111111111111099,0.88888888888888895,0]
[113,6,0,0,0,0,0,0,0]
[114,0,1,0,0,0,0,0,0]
[114,1,0,0.66666666666666696,0.25,8.3333333333333301E-2,0,0,0]
[114,2,0,0.10344827586206901,0.72413793103448298,0.17241379310344801,0,0,0]
[114,3,0,0,0.269230769230769,0.57692307692307698,0.15384615384615399,0,0]
[114,4,5.7142857142857099E-2,0,2.8571428571428598E-2,0.34285714285714303,0.51428571428571401,5.7142857142857099E-2,0]
[114,5,0,0,0,0.17647058823529399,0.29411764705882398,0.52941176470588203,0]
[114,6,0,0,0,0,0,0,0]
[115,0,1,0,0,0,0,0,0]
[115,1,9.0909090909090898E-2,0.81818181818181801,9.0909090909090898E-2,0,0,0,0]
[115,2,6.25E-2,0,0.75,0.1875,0,0,0]
[115,3,0,8.3333333333333301E-2,5.5555555555555601E-2,0.80555555555555602,2.7777777777777801E-2,2.7777777777777801E-2,0]
[115,4,0,0,0,7.4074074074074098E-2,0.88888888888888895,3.7037037037037E-2,0]
[115,5,0,0,0,0,0,1,0]
[115,6,0,0,0,0,0,0,0]
[116,0,0.90909090909090895,9.0909090909090898E-2,0,0,0,0,0]
[116,1,8.3333333333333301E-2,0.75,0.16666666666666699,0,0,0,0]
[116,2,0,7.4074074074074098E-2,0.81481481481481499,7.4074074074074098E-2,3.7037037037037E-2,0,0]
[116,3,0,5.4054054054054099E-2,0.135135135135135,0.72972972972973005,8.1081081081081099E-2,0,0]
[116,4,0,0,0.04,0.16,0.8,0,0]
[116,5,0,0,0,7.69230769230769E-2,0,0.92307692307692302,0]
[116,6,0,0,0,0,0,0,0]
[117,0,0.90909090909090895,9.0909090909090898E-2,0,0,0,0,0]
[117,1,0,0.78571428571428603,0.14285714285714299,7.1428571428571397E-2,0,0,0]
[117,2,0,0.133333333333333,0.76666666666666705,6.6666666666666693E-2,3.3333333333333298E-2,0,0]
[117,3,0,0,0.11764705882352899,0.76470588235294101,8.8235294117647106E-2,2.9411764705882401E-2,0]
[117,4,0,0,8.3333333333333301E-2,0.20833333333333301,0.66666666666666696,4.1666666666666699E-2,0]
[117,5,0,0,8.3333333333333301E-2,0,0.25,0.66666666666666696,0]
[117,6,0,0,0,0,0,0,0]
[118,0,0.9,0,0.1,0,0,0,0]
[118,1,0.125,0.875,0,0,0,0,0]
[118,2,0,6.25E-2,0.90625,3.125E-2,0,0,0]
[118,3,0,0,2.9411764705882401E-2,0.85294117647058798,0.11764705882352899,0,0]
[118,4,0,0,0,8.6956521739130405E-2,0.86956521739130399,4.3478260869565202E-2,0]
[118,5,0,0,0,0,0.2,0.8,0]
[118,6,0,0,0,0,0,0,0]
[119,0,1,0,0,0,0,0,0]
[119,1,0,0.9375,6.25E-2,0,0,0,0]
[119,2,3.2258064516128997E-2,6.4516129032258104E-2,0.83870967741935498,3.2258064516128997E-2,3.2258064516128997E-2,0,0]
[119,3,0,0,0,0.90625,9.375E-2,0,0]
[119,4,0,0,0,7.69230769230769E-2,0.88461538461538503,3.8461538461538498E-2,0]
[119,5,0,0,0,0,0,1,0]
[119,6,0,0,0,0,0,0,0]
[120,0,0.83333333333333304,8.3333333333333301E-2,8.3333333333333301E-2,0,0,0,0]
[120,1,0.11764705882352899,0.76470588235294101,5.8823529411764698E-2,0,5.8823529411764698E-2,0,0]
[120,2,0,3.7037037037037E-2,0.77777777777777801,0.148148148148148,3.7037037037037E-2,0,0]
[120,3,0,6.25E-2,0.125,0.6875,0.125,0,0]
[120,4,0,0,0,0.18518518518518501,0.74074074074074103,7.4074074074074098E-2,0]
[120,5,0,0,0,0,0.1,0.9,0]
[120,6,0,0,0,0,0,0,0]
[121,0,0.83333333333333304,8.3333333333333301E-2,0,8.3333333333333301E-2,0,0,0]
[121,1,0,0.70588235294117696,0.17647058823529399,5.8823529411764698E-2,5.8823529411764698E-2,0,0]
[121,2,3.7037037037037E-2,3.7037037037037E-2,0.77777777777777801,0.11111111111111099,3.7037037037037E-2,0,0]
[121,3,0,0,3.2258064516128997E-2,0.77419354838709697,0.19354838709677399,0,0]
[121,4,0,0,0,3.7037037037037E-2,0.96296296296296302,0,0]
[121,5,0,0,0,0,0,1,0]
[121,6,0,0,0,0,0,0,0]
[122,0,1,0,0,0,0,0,0]
[122,1,0.14285714285714299,0.85714285714285698,0,0,0,0,0]
[122,2,0,0.04,0.88,0.08,0,0,0]
[122,3,0,0,0.133333333333333,0.8,6.6666666666666693E-2,0,0]
[122,4,0,0,0,0.11764705882352899,0.76470588235294101,0.11764705882352899,0]
[122,5,0,0,0,0,9.0909090909090898E-2,0.90909090909090895,0]
[122,6,0,0,0,0,0,0,0]
[123,0,0.84615384615384603,0,7.69230769230769E-2,7.69230769230769E-2,0,0,0]
[123,1,0,0.92307692307692302,7.69230769230769E-2,0,0,0,0]
[123,2,0,0,0.88461538461538503,7.69230769230769E-2,0,3.8461538461538498E-2,0]
[123,3,0,0,0.16666666666666699,0.76666666666666705,6.6666666666666693E-2,0,0]
[123,4,0,0,0,0.17241379310344801,0.72413793103448298,0.10344827586206901,0]
[123,5,0,0,0,0,7.1428571428571397E-2,0.92857142857142905,0]
[123,6,0,0,0,0,0,0,0]
[124,0,1,0,0,0,0,0,0]
[124,1,0,0.83333333333333304,0.16666666666666699,0,0,0,0]
[124,2,0,0,0.86666666666666703,0.133333333333333,0,0,0]
[124,3,0,0,3.2258064516128997E-2,0.83870967741935498,9.6774193548387094E-2,3.2258064516128997E-2,0]
[124,4,0,0,0,4.1666666666666699E-2,0.91666666666666696,4.1666666666666699E-2,0]
[124,5,0,0,0,0,0,1,0]
[124,6,0,0,0,0,0,0,0]
[125,0,0.72727272727272696,0.18181818181818199,9.0909090909090898E-2,0,0,0,0]
[125,1,0.1,0.8,0,0,0.1,0,0]
[125,2,0,0.10344827586206901,0.79310344827586199,0.10344827586206901,0,0,0]
[125,3,0,0,6.4516129032258104E-2,0.83870967741935498,9.6774193548387094E-2,0,0]
[125,4,0,0,0,0.16,0.8,0.04,0]
[125,5,0,0,5.2631578947368397E-2,0.105263157894737,0.21052631578947401,0.63157894736842102,0]
[125,6,0,0,0,0,0,0,0]
[126,0,0.88888888888888895,0.11111111111111099,0,0,0,0,0]
[126,1,7.69230769230769E-2,0.69230769230769196,0.15384615384615399,7.69230769230769E-2,0,0,0]
[126,2,0,7.4074074074074098E-2,0.74074074074074103,0.18518518518518501,0,0,0]
[126,3,0,0,0.114285714285714,0.77142857142857102,0.114285714285714,0,0]
[126,4,0,0,3.5714285714285698E-2,0.14285714285714299,0.71428571428571397,0.107142857142857,0]
[126,5,0,0,0,0,0.30769230769230799,0.69230769230769196,0]
[126,6,0,0,0,0,0,0,0]
[127,0,0.66666666666666696,0.22222222222222199,0.11111111111111099,0,0,0,0]
[127,1,0,0.83333333333333304,0.16666666666666699,0,0,0,0]
[127,2,0,0.11111111111111099,0.81481481481481499,7.4074074074074098E-2,0,0,0]
[127,3,0,0,0.135135135135135,0.70270270270270296,0.162162162162162,0,0]
[127,4,0,0,3.5714285714285698E-2,0.107142857142857,0.82142857142857095,3.5714285714285698E-2,0]
[127,5,0,0,0,0,0.16666666666666699,0.83333333333333304,0]
[127,6,0,0,0,0,0,0,0]
[128,0,1,0,0,0,0,0,0]
[128,1,0,1,0,0,0,0,0]
[128,2,0,3.2258064516128997E-2,0.83870967741935498,9.6774193548387094E-2,3.2258064516128997E-2,0,0]
[128,3,0,3.2258064516128997E-2,6.4516129032258104E-2,0.77419354838709697,0.12903225806451599,0,0]
[128,4,0,0,0,0.25806451612903197,0.70967741935483897,3.2258064516128997E-2,0]
[128,5,0,0,0,0,0.18181818181818199,0.81818181818181801,0]
[128,6,0,0,0,0,0,0,0]
[129,0,1,0,0,0,0,0,0]
[129,1,0,0.76470588235294101,0.17647058823529399,5.8823529411764698E-2,0,0,0]
[129,2,0,0.107142857142857,0.82142857142857095,3.5714285714285698E-2,3.5714285714285698E-2,0,0]
[129,3,0,0,0.114285714285714,0.8,8.5714285714285701E-2,0,0]
[129,4,0,3.4482758620689703E-2,3.4482758620689703E-2,0.13793103448275901,0.75862068965517204,3.4482758620689703E-2,0]
[129,5,0,0,0,0,0.5,0.5,0]
[129,6,0,0,0,0,0,0,0]
[130,0,0.83333333333333304,0.16666666666666699,0,0,0,0,0]
[130,1,0,0.76470588235294101,0.17647058823529399,5.8823529411764698E-2,0,0,0]
[130,2,0,9.6774193548387094E-2,0.90322580645161299,0,0,0,0]
[130,3,0,2.9411764705882401E-2,5.8823529411764698E-2,0.79411764705882304,0.11764705882352899,0,0]
[130,4,0,0,0,0.225806451612903,0.74193548387096797,3.2258064516128997E-2,0]
[130,5,0,0,0,0.16666666666666699,0.33333333333333298,0.5,0]
[130,6,0,0,0,0,0,0,0]
[131,0,1,0,0,0,0,0,0]
[131,1,0.16666666666666699,0.77777777777777801,5.5555555555555601E-2,0,0,0,0]
[131,2,3.03030303030303E-2,3.03030303030303E-2,0.78787878787878796,0.15151515151515199,0,0,0]
[131,3,0,0,0.194444444444444,0.75,5.5555555555555601E-2,0,0]
[131,4,0,3.4482758620689703E-2,6.8965517241379296E-2,0.24137931034482801,0.55172413793103403,0.10344827586206901,0]
[131,5,0,0,0.25,0,0,0.75,0]
[131,6,0,0,0,0,0,0,0]
[132,0,1,0,0,0,0,0,0]
[132,1,0.125,0.625,0.25,0,0,0,0]
[132,2,0,0.35135135135135098,0.51351351351351304,0.108108108108108,2.7027027027027001E-2,0,0]
[132,3,2.5641025641025599E-2,0.128205128205128,0.17948717948717899,0.487179487179487,0.17948717948717899,0,0]
[132,4,5.5555555555555601E-2,5.5555555555555601E-2,5.5555555555555601E-2,0.33333333333333298,0.44444444444444398,5.5555555555555601E-2,0]
[132,5,0,0,0.33333333333333298,0,0.16666666666666699,0.5,0]
[132,6,0,0,0,0,0,0,0]
[133,0,0.92307692307692302,0,7.69230769230769E-2,0,0,0,0]
[133,1,3.4482758620689703E-2,0.86206896551724099,6.8965517241379296E-2,0,3.4482758620689703E-2,0,0]
[133,2,3.03030303030303E-2,0.12121212121212099,0.75757575757575801,9.0909090909090898E-2,0,0,0]
[133,3,0,0,0.24137931034482801,0.72413793103448298,3.4482758620689703E-2,0,0]
[133,4,0,0,0,5.8823529411764698E-2,0.88235294117647101,5.8823529411764698E-2,0]
[133,5,0,0,0,0,0.25,0.75,0]
[133,6,0,0,0,0,0,0,0]
[134,0,1,0,0,0,0,0,0]
[134,1,0.13793103448275901,0.86206896551724099,0,0,0,0,0]
[134,2,5.7142857142857099E-2,5.7142857142857099E-2,0.85714285714285698,2.8571428571428598E-2,0,0,0]
[134,3,0,0,0.08,0.92,0,0,0]
[134,4,0,0,0.11111111111111099,0.33333333333333298,0.5,5.5555555555555601E-2,0]
[134,5,0,0,0,0,0.25,0.75,0]
[134,6,0,0,0,0,0,0,0]
[135,0,0.95,0.05,0,0,0,0,0]
[135,1,7.4074074074074098E-2,0.88888888888888895,3.7037037037037E-2,0,0,0,0]
[135,2,2.9411764705882401E-2,0.17647058823529399,0.73529411764705899,2.9411764705882401E-2,2.9411764705882401E-2,0,0]
[135,3,0,3.3333333333333298E-2,0.2,0.7,6.6666666666666693E-2,0,0]
[135,4,0,0,0.2,0.3,0.5,0,0]
[135,5,0,0,0,0,0.5,0.5,0]
[135,6,0,0,0,0,0,0,0]
[136,0,1,0,0,0,0,0,0]
[136,1,9.375E-2,0.875,3.125E-2,0,0,0,0]
[136,2,0,0.17647058823529399,0.79411764705882304,2.9411764705882401E-2,0,0,0]
[136,3,0,0.04,0.12,0.8,0.04,0,0]
[136,4,0,0,0,0,0.9,0.1,0]
[136,5,0,0,0,0,0,1,0]
[136,6,0,0,0,0,0,0,0]
[137,0,0.92,0.08,0,0,0,0,0]
[137,1,0.14285714285714299,0.82857142857142896,2.8571428571428598E-2,0,0,0,0]
[137,2,3.2258064516128997E-2,0.16129032258064499,0.74193548387096797,6.4516129032258104E-2,0,0,0]
[137,3,0,4.7619047619047603E-2,0.28571428571428598,0.66666666666666696,0,0,0]
[137,4,0,0,0,0.2,0.8,0,0]
[137,5,0,0,0,0,0,1,0]
[137,6,0,0,0,0,0,0,0]
[138,0,0.931034482758621,3.4482758620689703E-2,3.4482758620689703E-2,0,0,0,0]
[138,1,0.24324324324324301,0.67567567567567599,8.1081081081081099E-2,0,0,0,0]
[138,2,0.133333333333333,0.4,0.46666666666666701,0,0,0,0]
[138,3,0,0.11111111111111099,0.16666666666666699,0.72222222222222199,0,0,0]
[138,4,0,0,0.25,0.5,0.25,0,0]
[138,5,0,0,0,0,0.33333333333333298,0.66666666666666696,0]
[138,6,0,0,0,0,0,0,0]
[139,0,0.97499999999999998,2.5000000000000001E-2,0,0,0,0,0]
[139,1,0.17499999999999999,0.77500000000000002,0.05,0,0,0,0]
[139,2,0,0.217391304347826,0.60869565217391297,0.173913043478261,0,0,0]
[139,3,0,0,0.29411764705882398,0.70588235294117696,0,0,0]
[139,4,0,0,0.33333333333333298,0.33333333333333298,0.33333333333333298,0,0]
[139,5,0,0,0,0,0.5,0.5,0]
[139,6,0,0,0,0,0,0,0]
[140,0,0.97826086956521696,2.1739130434782601E-2,0,0,0,0,0]
[140,1,0.21621621621621601,0.72972972972973005,5.4054054054054099E-2,0,0,0,0]
[140,2,4.5454545454545497E-2,0.27272727272727298,0.68181818181818199,0,0,0,0]
[140,3,0,5.8823529411764698E-2,0.47058823529411797,0.29411764705882398,0.17647058823529399,0,0]
[140,4,0,0.5,0,0.5,0,0,0]
[140,5,0,0,0,0,0,1,0]
[140,6,0,0,0,0,0,0,0]
[141,0,0.92592592592592604,7.4074074074074098E-2,0,0,0,0,0]
[141,1,0.22222222222222199,0.66666666666666696,8.3333333333333301E-2,2.7777777777777801E-2,0,0,0]
[141,2,0.08,0.24,0.56000000000000005,0.12,0,0,0]
[141,3,0,0,0.66666666666666696,0.33333333333333298,0,0,0]
[141,4,0,0,0,0.33333333333333298,0.66666666666666696,0,0]
[141,5,0,0,0,0,0,1,0]
[141,6,0,0,0,0,0,0,0]
[142,0,1,0,0,0,0,0,0]
[142,1,0.20588235294117599,0.76470588235294101,2.9411764705882401E-2,0,0,0,0]
[142,2,0,0.238095238095238,0.76190476190476197,0,0,0,0]
[142,3,0.14285714285714299,0,0.14285714285714299,0.71428571428571397,0,0,0]
[142,4,0,0.5,0,0,0.5,0,0]
[142,5,0,0,0,0,0,1,0]
[142,6,0,0,0,0,0,0,0]
[143,0,1,0,0,0,0,0,0]
[143,1,0.25,0.75,0,0,0,0,0]
[143,2,5.5555555555555601E-2,5.5555555555555601E-2,0.88888888888888895,0,0,0,0]
[143,3,0,0,0.6,0.4,0,0,0]
[143,4,0,0,0,0,1,0,0]
[143,5,0,0,0,0,0,1,0]
[143,6,0,0,0,0,0,0,0]
[144,0,0.97402597402597402,1.2987012987013E-2,1.2987012987013E-2,0,0,0,0]
[144,1,0.32,0.6,0.08,0,0,0,0]
[144,2,5.2631578947368397E-2,0.31578947368421101,0.57894736842105299,5.2631578947368397E-2,0,0,0]
[144,3,0.5,0,0.5,0,0,0,0]
[144,4,0,0,0,0,1,0,0]
[144,5,0,0,0,0,0,1,0]
[144,6,0,0,0,0,0,0,0]

{"sheet":"tpm5_we","index":20,"n_rows":1018,"n_cols":9,"rows_kept":1018,"cut":false,"hidden":false,"merged":[]}
[{"$f":"tpm1_wd!A1","v":"Active Occupancy Model"}]
[]
[{"$f":"tpm1_wd!A3","v":"Transition Probability Matrix"}]
[]
["Five resident house"]
["Weekend"]
[]
[]
[]
[{"$f":"tpm1_wd!A10","v":"Ten minute period number"},{"$f":"tpm1_wd!B10","v":"Active occupant count in time period"},{"$f":"tpm1_wd!C10","v":"Probability of transition to zero active occupants in next time period"},{"$f":"tpm1_wd!D10","v":"Probability of transition to one active occupant in next time period"},{"$f":"tpm1_wd!E10","v":"Probability of transition to two active occupants in next time period"},{"$f":"tpm1_wd!F10","v":"Probability of transition to three active occupants in next time period"},{"$f":"tpm1_wd!G10","v":"Probability of transition to four active occupants in next time period"},{"$f":"tpm1_wd!H10","v":"Probability of transition to five active occupants in next time period"},{"$f":"tpm1_wd!I10","v":"Probability of transition to six active occupants in next time period"}]
[1,0,0.97142857142857097,1.4285714285714299E-2,0,1.4285714285714299E-2,0,0,0]
[1,1,0.1875,0.71875,6.25E-2,3.125E-2,0,0,0]
[1,2,7.1428571428571397E-2,0.28571428571428598,0.57142857142857095,7.1428571428571397E-2,0,0,0]
[1,3,0,0.1,0.3,0.6,0,0,0]
[1,4,0,0,0,0,0,0,0]
[1,5,0,0,0,0,0.5,0.5,0]
[1,6,0,0,0,0,0,0,0]
[2,0,0.98666666666666702,1.3333333333333299E-2,0,0,0,0,0]
[2,1,0.13793103448275901,0.82758620689655205,3.4482758620689703E-2,0,0,0,0]
[2,2,0.230769230769231,7.69230769230769E-2,0.61538461538461497,7.69230769230769E-2,0,0,0]
[2,3,0,0.11111111111111099,0.11111111111111099,0.77777777777777801,0,0,0]
[2,4,0,0,0,0,1,0,0]
[2,5,0,0,0,0,0,1,0]
[2,6,0,0,0,0,0,0,0]
[3,0,1,0,0,0,0,0,0]
[3,1,0.148148148148148,0.77777777777777801,7.4074074074074098E-2,0,0,0,0]
[3,2,0.1,0.4,0.5,0,0,0,0]
[3,3,0,0.125,0.125,0.75,0,0,0]
[3,4,0,0,0,0,1,0,0]
[3,5,0,0,0,0,1,0,0]
[3,6,0,0,0,0,0,0,0]
[4,0,0.98837209302325602,0,1.16279069767442E-2,0,0,0,0]
[4,1,0.269230769230769,0.61538461538461497,0.115384615384615,0,0,0,0]
[4,2,0.25,0.25,0.5,0,0,0,0]
[4,3,0,0,0.16666666666666699,0.83333333333333304,0,0,0]
[4,4,0,0,0,0,1,0,0]
[4,5,0,0,0,0,0,0,0]
[4,6,0,0,0,0,0,0,0]
[5,0,0.97872340425531901,2.1276595744680899E-2,0,0,0,0,0]
[5,1,5.5555555555555601E-2,0.94444444444444398,0,0,0,0,0]
[5,2,0.11111111111111099,0.11111111111111099,0.77777777777777801,0,0,0,0]
[5,3,0,0,0,1,0,0,0]
[5,4,0,0,0,0,1,0,0]
[5,5,0,0,0,0,0,0,0]
[5,6,0,0,0,0,0,0,0]
[6,0,0.98936170212765995,1.0638297872340399E-2,0,0,0,0,0]
[6,1,0.2,0.75,0.05,0,0,0,0]
[6,2,0.14285714285714299,0.57142857142857095,0.28571428571428598,0,0,0,0]
[6,3,0,0,0.4,0.6,0,0,0]
[6,4,0,0.5,0,0,0.5,0,0]
[6,5,0,0,0,0,0,0,0]
[6,6,0,0,0,0,0,0,0]
[7,0,0.98979591836734704,1.02040816326531E-2,0,0,0,0,0]
[7,1,0.14285714285714299,0.85714285714285698,0,0,0,0,0]
[7,2,0,0,1,0,0,0,0]
[7,3,0,0,0,1,0,0,0]
[7,4,0,0,0,0,1,0,0]
[7,5,0,0,0,0,0,0,0]
[7,6,0,0,0,0,0,0,0]
[8,0,0.99,0.01,0,0,0,0,0]
[8,1,0.105263157894737,0.89473684210526305,0,0,0,0,0]
[8,2,0,0,1,0,0,0,0]
[8,3,0,0,0.33333333333333298,0.66666666666666696,0,0,0]
[8,4,0,0,0,0,1,0,0]
[8,5,0,0,0,0,0,0,0]
[8,6,0,0,0,0,0,0,0]
[9,0,0.99009900990098998,9.9009900990098994E-3,0,0,0,0,0]
[9,1,0.27777777777777801,0.72222222222222199,0,0,0,0,0]
[9,2,0,0.5,0.5,0,0,0,0]
[9,3,0,0,0.5,0.5,0,0,0]
[9,4,0,0,0,0,1,0,0]
[9,5,0,0,0,0,0,0,0]
[9,6,0,0,0,0,0,0,0]
[10,0,0.99047619047619095,9.5238095238095195E-3,0,0,0,0,0]
[10,1,0.17647058823529399,0.82352941176470595,0,0,0,0,0]
[10,2,0,0,1,0,0,0,0]
[10,3,0,0,0,0,1,0,0]
[10,4,0,0,0,0,1,0,0]
[10,5,0,0,0,0,0,0,0]
[10,6,0,0,0,0,0,0,0]
[11,0,0.96261682242990698,3.7383177570093497E-2,0,0,0,0,0]
[11,1,0.2,0.8,0,0,0,0,0]
[11,2,0,0.25,0.75,0,0,0,0]
[11,3,0,0,0,0,0,0,0]
[11,4,0,0,0,0.5,0.5,0,0]
[11,5,0,0,0,0,0,0,0]
[11,6,0,0,0,0,0,0,0]
[12,0,0.97169811320754695,2.83018867924528E-2,0,0,0,0,0]
[12,1,0.23529411764705899,0.76470588235294101,0,0,0,0,0]
[12,2,0,0,1,0,0,0,0]
[12,3,0,0,0,1,0,0,0]
[12,4,0,0,0,0,1,0,0]
[12,5,0,0,0,0,0,0,0]
[12,6,0,0,0,0,0,0,0]
[13,0,0.98130841121495305,1.86915887850467E-2,0,0,0,0,0]
[13,1,0.125,0.875,0,0,0,0,0]
[13,2,0.33333333333333298,0,0.66666666666666696,0,0,0,0]
[13,3,0,0,1,0,0,0,0]
[13,4,0,0,0,0,1,0,0]
[13,5,0,0,0,0,0,0,0]
[13,6,0,0,0,0,0,0,0]
[14,0,0.99074074074074103,9.2592592592592605E-3,0,0,0,0,0]
[14,1,0.3125,0.6875,0,0,0,0,0]
[14,2,0,0,1,0,0,0,0]
[14,3,0,0,0,0,0,0,0]
[14,4,0,0,0,0,1,0,0]
[14,5,0,0,0,0,0,0,0]
[14,6,0,0,0,0,0,0,0]
[15,0,0.99107142857142905,8.9285714285714298E-3,0,0,0,0,0]
[15,1,0.33333333333333298,0.58333333333333304,8.3333333333333301E-2,0,0,0,0]
[15,2,0,0.33333333333333298,0.66666666666666696,0,0,0,0]
[15,3,0,0,0,0,0,0,0]
[15,4,0,0,0,0,1,0,0]
[15,5,0,0,0,0,0,0,0]
[15,6,0,0,0,0,0,0,0]
[16,0,1,0,0,0,0,0,0]
[16,1,0.22222222222222199,0.77777777777777801,0,0,0,0,0]
[16,2,0,0.33333333333333298,0.66666666666666696,0,0,0,0]
[16,3,0,0,0,0,0,0,0]
[16,4,0,0,0,1,0,0,0]
[16,5,0,0,0,0,0,0,0]
[16,6,0,0,0,0,0,0,0]
[17,0,0.98290598290598297,8.5470085470085496E-3,8.5470085470085496E-3,0,0,0,0]
[17,1,0.125,0.875,0,0,0,0,0]
[17,2,0,0.5,0.5,0,0,0,0]
[17,3,0,0,1,0,0,0,0]
[17,4,0,0,0,0,0,0,0]
[17,5,0,0,0,0,0,0,0]
[17,6,0,0,0,0,0,0,0]
[18,0,0.99137931034482796,8.6206896551724102E-3,0,0,0,0,0]
[18,1,0.33333333333333298,0.66666666666666696,0,0,0,0,0]
[18,2,0.33333333333333298,0.33333333333333298,0.33333333333333298,0,0,0,0]
[18,3,0,0,0,0,0,0,0]
[18,4,0,0,0,0,0,0,0]
[18,5,0,0,0,0,0,0,0]
[18,6,0,0,0,0,0,0,0]
[19,0,1,0,0,0,0,0,0]
[19,1,0,0.875,0.125,0,0,0,0]
[19,2,0,1,0,0,0,0,0]
[19,3,0,0,0,0,0,0,0]
[19,4,0,0,0,0,0,0,0]
[19,5,0,0,0,0,0,0,0]
[19,6,0,0,0,0,0,0,0]
[20,0,1,0,0,0,0,0,0]
[20,1,0.125,0.875,0,0,0,0,0]
[20,2,0,1,0,0,0,0,0]
[20,3,0,0,0,0,0,0,0]
[20,4,0,0,0,0,0,0,0]
[20,5,0,0,0,0,0,0,0]
[20,6,0,0,0,0,0,0,0]
[21,0,0.96666666666666701,3.3333333333333298E-2,0,0,0,0,0]
[21,1,0.125,0.875,0,0,0,0,0]
[21,2,0,0,0,0,0,0,0]
[21,3,0,0,0,0,0,0,0]
[21,4,0,0,0,0,0,0,0]
[21,5,0,0,0,0,0,0,0]
[21,6,0,0,0,0,0,0,0]
[22,0,1,0,0,0,0,0,0]
[22,1,9.0909090909090898E-2,0.90909090909090895,0,0,0,0,0]
[22,2,0,0,0,0,0,0,0]
[22,3,0,0,0,0,0,0,0]
[22,4,0,0,0,0,0,0,0]
[22,5,0,0,0,0,0,0,0]
[22,6,0,0,0,0,0,0,0]
[23,0,0.98305084745762705,1.6949152542372899E-2,0,0,0,0,0]
[23,1,0.2,0.8,0,0,0,0,0]
[23,2,0,0,0,0,0,0,0]
[23,3,0,0,0,0,0,0,0]
[23,4,0,0,0,0,0,0,0]
[23,5,0,0,0,0,0,0,0]
[23,6,0,0,0,0,0,0,0]
[24,0,0.96610169491525399,1.6949152542372899E-2,0,8.4745762711864406E-3,8.4745762711864406E-3,0,0]
[24,1,1,0,0,0,0,0,0]
[24,2,0,0,0,0,0,0,0]
[24,3,0,0,0,0,0,0,0]
[24,4,0,0,0,0,0,0,0]
[24,5,0,0,0,0,0,0,0]
[24,6,0,0,0,0,0,0,0]
[25,0,0.98387096774193605,1.6129032258064498E-2,0,0,0,0,0]
[25,1,0,1,0,0,0,0,0]
[25,2,0,0,0,0,0,0,0]
[25,3,0,0,0,1,0,0,0]
[25,4,0,0,0,0,1,0,0]
[25,5,0,0,0,0,0,0,0]
[25,6,0,0,0,0,0,0,0]
[26,0,0.99180327868852503,8.1967213114754103E-3,0,0,0,0,0]
[26,1,0,1,0,0,0,0,0]
[26,2,0,0,0,0,0,0,0]
[26,3,0,0,1,0,0,0,0]
[26,4,0,0,0,0,1,0,0]
[26,5,0,0,0,0,0,0,0]
[26,6,0,0,0,0,0,0,0]
[27,0,1,0,0,0,0,0,0]
[27,1,0,1,0,0,0,0,0]
[27,2,0,0,1,0,0,0,0]
[27,3,0,0,0,0,0,0,0]
[27,4,0,0,0,0,1,0,0]
[27,5,0,0,0,0,0,0,0]
[27,6,0,0,0,0,0,0,0]
[28,0,1,0,0,0,0,0,0]
[28,1,0,1,0,0,0,0,0]
[28,2,0,0,1,0,0,0,0]
[28,3,0,0,0,0,0,0,0]
[28,4,0,0,0,0,1,0,0]
[28,5,0,0,0,0,0,0,0]
[28,6,0,0,0,0,0,0,0]
[29,0,1,0,0,0,0,0,0]
[29,1,0.4,0.6,0,0,0,0,0]
[29,2,0,1,0,0,0,0,0]
[29,3,0,0,0,0,0,0,0]
[29,4,0,0,0,0,1,0,0]
[29,5,0,0,0,0,0,0,0]
[29,6,0,0,0,0,0,0,0]
[30,0,0.99186991869918695,8.1300813008130107E-3,0,0,0,0,0]
[30,1,0.25,0.75,0,0,0,0,0]
[30,2,0,0,0,0,0,0,0]
[30,3,0,0,0,0,0,0,0]
[30,4,0,0,0,0,1,0,0]
[30,5,0,0,0,0,0,0,0]
[30,6,0,0,0,0,0,0,0]
[31,0,0.97560975609756095,2.4390243902439001E-2,0,0,0,0,0]
[31,1,0.25,0.75,0,0,0,0,0]
[31,2,0,0,0,0,0,0,0]
[31,3,0,0,0,0,0,0,0]
[31,4,0,0,0,1,0,0,0]
[31,5,0,0,0,0,0,0,0]
[31,6,0,0,0,0,0,0,0]
[32,0,1,0,0,0,0,0,0]
[32,1,0.33333333333333298,0.66666666666666696,0,0,0,0,0]
[32,2,0,0,0,0,0,0,0]
[32,3,0,0,0,1,0,0,0]
[32,4,0,0,0,0,0,0,0]
[32,5,0,0,0,0,0,0,0]
[32,6,0,0,0,0,0,0,0]
[33,0,0.97560975609756095,1.6260162601626001E-2,8.1300813008130107E-3,0,0,0,0]
[33,1,0,1,0,0,0,0,0]
[33,2,0,0,0,0,0,0,0]
[33,3,0,0,0,1,0,0,0]
[33,4,0,0,0,0,0,0,0]
[33,5,0,0,0,0,0,0,0]
[33,6,0,0,0,0,0,0,0]
[34,0,1,0,0,0,0,0,0]
[34,1,0.33333333333333298,0.66666666666666696,0,0,0,0,0]
[34,2,0,0,1,0,0,0,0]
[34,3,0,0,0,1,0,0,0]
[34,4,0,0,0,0,0,0,0]
[34,5,0,0,0,0,0,0,0]
[34,6,0,0,0,0,0,0,0]
[35,0,0.99180327868852503,8.1967213114754103E-3,0,0,0,0,0]
[35,1,0.75,0.25,0,0,0,0,0]
[35,2,0,0,1,0,0,0,0]
[35,3,0,0,0,1,0,0,0]
[35,4,0,0,0,0,0,0,0]
[35,5,0,0,0,0,0,0,0]
[35,6,0,0,0,0,0,0,0]
[36,0,0.967741935483871,2.4193548387096801E-2,8.0645161290322596E-3,0,0,0,0]
[36,1,0.5,0.5,0,0,0,0,0]
[36,2,0,0,1,0,0,0,0]
[36,3,0,1,0,0,0,0,0]
[36,4,0,0,0,0,0,0,0]
[36,5,0,0,0,0,0,0,0]
[36,6,0,0,0,0,0,0,0]
[37,0,0.97520661157024802,2.4793388429752101E-2,0,0,0,0,0]
[37,1,0,1,0,0,0,0,0]
[37,2,0,0,1,0,0,0,0]
[37,3,0,0,0,0,0,0,0]
[37,4,0,0,0,0,0,0,0]
[37,5,0,0,0,0,0,0,0]
[37,6,0,0,0,0,0,0,0]
[38,0,0.99152542372881403,8.4745762711864406E-3,0,0,0,0,0]
[38,1,0.125,0.875,0,0,0,0,0]
[38,2,0,0.5,0.5,0,0,0,0]
[38,3,0,0,0,0,0,0,0]
[38,4,0,0,0,0,0,0,0]
[38,5,0,0,0,0,0,0,0]
[38,6,0,0,0,0,0,0,0]
[39,0,0.96610169491525399,3.3898305084745797E-2,0,0,0,0,0]
[39,1,0.33333333333333298,0.44444444444444398,0.22222222222222199,0,0,0,0]
[39,2,0,0,1,0,0,0,0]
[39,3,0,0,0,0,0,0,0]
[39,4,0,0,0,0,0,0,0]
[39,5,0,0,0,0,0,0,0]
[39,6,0,0,0,0,0,0,0]
[40,0,0.94871794871794901,5.1282051282051301E-2,0,0,0,0,0]
[40,1,0,1,0,0,0,0,0]
[40,2,0.33333333333333298,0,0.66666666666666696,0,0,0,0]
[40,3,0,0,0,0,0,0,0]
[40,4,0,0,0,0,0,0,0]
[40,5,0,0,0,0,0,0,0]
[40,6,0,0,0,0,0,0,0]
[41,0,0.91071428571428603,8.9285714285714302E-2,0,0,0,0,0]
[41,1,0.28571428571428598,0.5,0.214285714285714,0,0,0,0]
[41,2,0.5,0,0.5,0,0,0,0]
[41,3,0,0,0,0,0,0,0]
[41,4,0,0,0,0,0,0,0]
[41,5,0,0,0,0,0,0,0]
[41,6,0,0,0,0,0,0,0]
[42,0,0.83177570093457898,0.14018691588785001,2.80373831775701E-2,0,0,0,0]
[42,1,0.17647058823529399,0.58823529411764697,0.17647058823529399,5.8823529411764698E-2,0,0,0]
[42,2,0.25,0.25,0.25,0,0.25,0,0]
[42,3,0,0,0,0,0,0,0]
[42,4,0,0,0,0,0,0,0]
[42,5,0,0,0,0,0,0,0]
[42,6,0,0,0,0,0,0,0]
[43,0,0.967741935483871,3.2258064516128997E-2,0,0,0,0,0]
[43,1,7.69230769230769E-2,0.88461538461538503,3.8461538461538498E-2,0,0,0,0]
[43,2,0,0.14285714285714299,0.71428571428571397,0.14285714285714299,0,0,0]
[43,3,0,0,0,1,0,0,0]
[43,4,0,0,0,0,1,0,0]
[43,5,0,0,0,0,0,0,0]
[43,6,0,0,0,0,0,0,0]
[44,0,0.96739130434782605,3.2608695652173898E-2,0,0,0,0,0]
[44,1,7.4074074074074098E-2,0.85185185185185197,7.4074074074074098E-2,0,0,0,0]
[44,2,0,0.16666666666666699,0.83333333333333304,0,0,0,0]
[44,3,0,0,0,1,0,0,0]
[44,4,0,0,0,0,1,0,0]
[44,5,0,0,0,0,0,0,0]
[44,6,0,0,0,0,0,0,0]
[45,0,0.89010989010988995,8.7912087912087905E-2,1.0989010989011E-2,1.0989010989011E-2,0,0,0]
[45,1,0.148148148148148,0.66666666666666696,0.18518518518518501,0,0,0,0]
[45,2,0.14285714285714299,0.14285714285714299,0.71428571428571397,0,0,0,0]
[45,3,0,0,0.5,0.5,0,0,0]
[45,4,0,0,0,0,0,1,0]
[45,5,0,0,0,0,0,0,0]
[45,6,0,0,0,0,0,0,0]
[46,0,0.90697674418604601,8.1395348837209294E-2,0,1.16279069767442E-2,0,0,0]
[46,1,7.4074074074074098E-2,0.81481481481481499,7.4074074074074098E-2,3.7037037037037E-2,0,0,0]
[46,2,0,0,1,0,0,0,0]
[46,3,0,0,0.5,0.5,0,0,0]
[46,4,0,0,0,0,0,0,0]
[46,5,0,0,0,0,0,1,0]
[46,6,0,0,0,0,0,0,0]
[47,0,0.875,0.1,2.5000000000000001E-2,0,0,0,0]
[47,1,6.8965517241379296E-2,0.72413793103448298,0.20689655172413801,0,0,0,0]
[47,2,6.6666666666666693E-2,0.133333333333333,0.66666666666666696,0.133333333333333,0,0,0]
[47,3,0,0,0.33333333333333298,0.66666666666666696,0,0,0]
[47,4,0,0,0,0,0,0,0]
[47,5,0,0,0,0,0,1,0]
[47,6,0,0,0,0,0,0,0]
[48,0,0.78082191780821897,0.123287671232877,5.4794520547945202E-2,2.7397260273972601E-2,1.3698630136986301E-2,0,0]
[48,1,0.16129032258064499,0.54838709677419395,0.225806451612903,6.4516129032258104E-2,0,0,0]
[48,2,5.2631578947368397E-2,0.105263157894737,0.57894736842105299,0.21052631578947401,5.2631578947368397E-2,0,0]
[48,3,0,0,0,1,0,0,0]
[48,4,0,0,0,0,0,0,0]
[48,5,0,0,0,0,0,1,0]
[48,6,0,0,0,0,0,0,0]
[49,0,0.93650793650793696,6.3492063492063502E-2,0,0,0,0,0]
[49,1,0,0.78571428571428603,0.214285714285714,0,0,0,0]
[49,2,0,4.5454545454545497E-2,0.68181818181818199,0.27272727272727298,0,0,0]
[49,3,0,8.3333333333333301E-2,8.3333333333333301E-2,0.66666666666666696,0.16666666666666699,0,0]
[49,4,0,0,0,0,1,0,0]
[49,5,0,0,0,0,0,1,0]
[49,6,0,0,0,0,0,0,0]
[50,0,0.91525423728813604,6.7796610169491497E-2,1.6949152542372899E-2,0,0,0,0]
[50,1,7.1428571428571397E-2,0.82142857142857095,3.5714285714285698E-2,7.1428571428571397E-2,0,0,0]
[50,2,0,9.0909090909090898E-2,0.77272727272727304,0.13636363636363599,0,0,0]
[50,3,0,7.1428571428571397E-2,0.14285714285714299,0.71428571428571397,0,7.1428571428571397E-2,0]
[50,4,0,0,0,0,1,0,0]
[50,5,0,0,0,0,0,1,0]
[50,6,0,0,0,0,0,0,0]
[51,0,0.82142857142857095,0.14285714285714299,3.5714285714285698E-2,0,0,0,0]
[51,1,0,0.66666666666666696,0.266666666666667,3.3333333333333298E-2,0,3.3333333333333298E-2,0]
[51,2,9.5238095238095205E-2,9.5238095238095205E-2,0.71428571428571397,4.7619047619047603E-2,4.7619047619047603E-2,0,0]
[51,3,0,0,0.133333333333333,0.53333333333333299,0.266666666666667,6.6666666666666693E-2,0]
[51,4,0,0,0,0,0.75,0.25,0]
[51,5,0,0,0,0.5,0,0.5,0]
[51,6,0,0,0,0,0,0,0]
[52,0,0.9375,6.25E-2,0,0,0,0,0]
[52,1,3.3333333333333298E-2,0.76666666666666705,0.16666666666666699,3.3333333333333298E-2,0,0,0]
[52,2,0,3.7037037037037E-2,0.81481481481481499,0.148148148148148,0,0,0]
[52,3,0,9.0909090909090898E-2,9.0909090909090898E-2,0.63636363636363602,0.18181818181818199,0,0]
[52,4,0,0,0,0,0.875,0.125,0]
[52,5,0,0,0,0,0,1,0]
[52,6,0,0,0,0,0,0,0]
[53,0,0.89130434782608703,0.108695652173913,0,0,0,0,0]
[53,1,3.5714285714285698E-2,0.89285714285714302,7.1428571428571397E-2,0,0,0,0]
[53,2,3.5714285714285698E-2,0.107142857142857,0.75,0.107142857142857,0,0,0]
[53,3,0,8.3333333333333301E-2,0,0.75,0.16666666666666699,0,0]
[53,4,0,0,0.11111111111111099,0,0.88888888888888895,0,0]
[53,5,0,0,0,0,0,1,0]
[53,6,0,0,0,0,0,0,0]
[54,0,0.72093023255813904,0.232558139534884,2.32558139534884E-2,2.32558139534884E-2,0,0,0]
[54,1,0.11764705882352899,0.64705882352941202,0.17647058823529399,5.8823529411764698E-2,0,0,0]
[54,2,0,4.1666666666666699E-2,0.66666666666666696,0.25,0,4.1666666666666699E-2,0]
[54,3,0,0,8.3333333333333301E-2,0.58333333333333304,0.16666666666666699,0.16666666666666699,0]
[54,4,0,0,0,0.1,0.9,0,0]
[54,5,0,0,0,0,0.2,0.8,0]
[54,6,0,0,0,0,0,0,0]
[55,0,0.82857142857142896,0.17142857142857101,0,0,0,0,0]
[55,1,0,0.87878787878787901,9.0909090909090898E-2,3.03030303030303E-2,0,0,0]
[55,2,0,4.1666666666666699E-2,0.79166666666666696,8.3333333333333301E-2,8.3333333333333301E-2,0,0]
[55,3,0,5.8823529411764698E-2,5.8823529411764698E-2,0.82352941176470595,5.8823529411764698E-2,0,0]
[55,4,0,0,0,0.5,0.5,0,0]
[55,5,0,0,0,0,0,1,0]
[55,6,0,0,0,0,0,0,0]
[56,0,0.86206896551724099,0.13793103448275901,0,0,0,0,0]
[56,1,0,0.78378378378378399,0.18918918918918901,2.7027027027027001E-2,0,0,0]
[56,2,4.3478260869565202E-2,0,0.78260869565217395,0.13043478260869601,4.3478260869565202E-2,0,0]
[56,3,0,4.3478260869565202E-2,4.3478260869565202E-2,0.73913043478260898,0.13043478260869601,4.3478260869565202E-2,0]
[56,4,0,0,0,0,0.88888888888888895,0.11111111111111099,0]
[56,5,0,0,0,0.14285714285714299,0.14285714285714299,0.71428571428571397,0]
[56,6,0,0,0,0,0,0,0]
[57,0,0.88461538461538503,7.69230769230769E-2,0,3.8461538461538498E-2,0,0,0]
[57,1,5.8823529411764698E-2,0.70588235294117696,0.17647058823529399,2.9411764705882401E-2,2.9411764705882401E-2,0,0]
[57,2,0,3.8461538461538498E-2,0.92307692307692302,0,0,3.8461538461538498E-2,0]
[57,3,4.5454545454545497E-2,9.0909090909090898E-2,4.5454545454545497E-2,0.68181818181818199,9.0909090909090898E-2,4.5454545454545497E-2,0]
[57,4,0,0,0,0,0.84615384615384603,0.15384615384615399,0]
[57,5,0,0,0,0,0.28571428571428598,0.71428571428571397,0]
[57,6,0,0,0,0,0,0,0]
[58,0,0.96153846153846201,3.8461538461538498E-2,0,0,0,0,0]
[58,1,3.4482758620689703E-2,0.89655172413793105,6.8965517241379296E-2,0,0,0,0]
[58,2,0,3.2258064516128997E-2,0.83870967741935498,0.12903225806451599,0,0,0]
[58,3,5.8823529411764698E-2,0,5.8823529411764698E-2,0.88235294117647101,0,0,0]
[58,4,0,0,0,6.25E-2,0.875,6.25E-2,0]
[58,5,0,0,0,0,0.22222222222222199,0.77777777777777801,0]
[58,6,0,0,0,0,0,0,0]
[59,0,0.85185185185185197,0.148148148148148,0,0,0,0,0]
[59,1,0.17857142857142899,0.53571428571428603,0.25,3.5714285714285698E-2,0,0,0]
[59,2,0,0.13793103448275901,0.75862068965517204,3.4482758620689703E-2,3.4482758620689703E-2,3.4482758620689703E-2,0]
[59,3,0,0,0.05,0.85,0.1,0,0]
[59,4,0,0,0,0.1875,0.8125,0,0]
[59,5,0,0,0,0.25,0.125,0.625,0]
[59,6,0,0,0,0,0,0,0]
[60,0,0.60714285714285698,0.28571428571428598,7.1428571428571397E-2,0,3.5714285714285698E-2,0,0]
[60,1,0.13043478260869601,0.47826086956521702,0.30434782608695699,8.6956521739130405E-2,0,0,0]
[60,2,0,3.3333333333333298E-2,0.53333333333333299,0.33333333333333298,0.1,0,0]
[60,3,4.1666666666666699E-2,0,8.3333333333333301E-2,0.66666666666666696,0.16666666666666699,4.1666666666666699E-2,0]
[60,4,0,0,0.11764705882352899,0.52941176470588203,0.29411764705882398,5.8823529411764698E-2,0]
[60,5,0,0,0,0.16666666666666699,0.33333333333333298,0.5,0]
[60,6,0,0,0,0,0,0,0]
[61,0,0.80952380952380998,0.19047619047618999,0,0,0,0,0]
[61,1,0,0.7,0.3,0,0,0,0]
[61,2,0,3.4482758620689703E-2,0.86206896551724099,0.10344827586206901,0,0,0]
[61,3,0,0,0.105263157894737,0.81578947368421095,7.8947368421052599E-2,0,0]
[61,4,0,0,0,0.2,0.73333333333333295,6.6666666666666693E-2,0]
[61,5,0,0,0,0,0,1,0]
[61,6,0,0,0,0,0,0,0]
[62,0,0.88235294117647101,0.11764705882352899,0,0,0,0,0]
[62,1,0,1,0,0,0,0,0]
[62,2,0,2.8571428571428598E-2,0.82857142857142896,0.14285714285714299,0,0,0]
[62,3,0,2.7027027027027001E-2,5.4054054054054099E-2,0.86486486486486502,5.4054054054054099E-2,0,0]
[62,4,0,0,0,0.28571428571428598,0.71428571428571397,0,0]
[62,5,0,0,0,0,0.16666666666666699,0.83333333333333304,0]
[62,6,0,0,0,0,0,0,0]
[63,0,0.86666666666666703,6.6666666666666693E-2,6.6666666666666693E-2,0,0,0,0]
[63,1,0,0.78260869565217395,0.173913043478261,4.3478260869565202E-2,0,0,0]
[63,2,6.4516129032258104E-2,0.12903225806451599,0.74193548387096797,6.4516129032258104E-2,0,0,0]
[63,3,0,2.4390243902439001E-2,0.17073170731707299,0.65853658536585402,0.146341463414634,0,0]
[63,4,0,7.69230769230769E-2,0,7.69230769230769E-2,0.84615384615384603,0,0]
[63,5,0,0,0,0,0.2,0.8,0]
[63,6,0,0,0,0,0,0,0]
[64,0,0.86666666666666703,0.133333333333333,0,0,0,0,0]
[64,1,0.04,0.88,0.08,0,0,0,0]
[64,2,0,0.14285714285714299,0.71428571428571397,0.14285714285714299,0,0,0]
[64,3,0,6.4516129032258104E-2,9.6774193548387094E-2,0.80645161290322598,3.2258064516128997E-2,0,0]
[64,4,5.5555555555555601E-2,0,5.5555555555555601E-2,5.5555555555555601E-2,0.77777777777777801,5.5555555555555601E-2,0]
[64,5,0,0,0,0,0.25,0.75,0]
[64,6,0,0,0,0,0,0,0]
[65,0,1,0,0,0,0,0,0]
[65,1,0,0.74193548387096797,0.225806451612903,3.2258064516128997E-2,0,0,0]
[65,2,0,3.2258064516128997E-2,0.74193548387096797,0.19354838709677399,3.2258064516128997E-2,0,0]
[65,3,0,9.6774193548387094E-2,0.19354838709677399,0.61290322580645196,9.6774193548387094E-2,0,0]
[65,4,0,6.25E-2,0,0,0.9375,0,0]
[65,5,0,0,0,0,0.25,0.75,0]
[65,6,0,0,0,0,0,0,0]
[66,0,0.8,0.2,0,0,0,0,0]
[66,1,0.14285714285714299,0.60714285714285698,0.214285714285714,3.5714285714285698E-2,0,0,0]
[66,2,0,8.3333333333333301E-2,0.77777777777777801,0.11111111111111099,2.7777777777777801E-2,0,0]
[66,3,3.8461538461538498E-2,3.8461538461538498E-2,0.269230769230769,0.53846153846153799,0.115384615384615,0,0]
[66,4,0.05,0,0.05,0.1,0.7,0.1,0]
[66,5,0,0,0,0,0.33333333333333298,0.66666666666666696,0]
[66,6,0,0,0,0,0,0,0]
[67,0,0.94444444444444398,5.5555555555555601E-2,0,0,0,0,0]
[67,1,4.1666666666666699E-2,0.75,0.20833333333333301,0,0,0,0]
[67,2,0,7.1428571428571397E-2,0.80952380952380998,0.119047619047619,0,0,0]
[67,3,0,0,4.7619047619047603E-2,0.85714285714285698,9.5238095238095205E-2,0,0]
[67,4,0,0,0,5.2631578947368397E-2,0.89473684210526305,5.2631578947368397E-2,0]
[67,5,0,0,0,0,0.5,0.5,0]
[67,6,0,0,0,0,0,0,0]
[68,0,1,0,0,0,0,0,0]
[68,1,0,0.86363636363636398,4.5454545454545497E-2,4.5454545454545497E-2,4.5454545454545497E-2,0,0]
[68,2,0,0.125,0.8,7.4999999999999997E-2,0,0,0]
[68,3,0,0,4.1666666666666699E-2,0.875,8.3333333333333301E-2,0,0]
[68,4,0,0,4.7619047619047603E-2,0,0.90476190476190499,4.7619047619047603E-2,0]
[68,5,0,0,0,0,0.33333333333333298,0.66666666666666696,0]
[68,6,0,0,0,0,0,0,0]
[69,0,0.77777777777777801,0.16666666666666699,5.5555555555555601E-2,0,0,0,0]
[69,1,8.3333333333333301E-2,0.70833333333333304,0.20833333333333301,0,0,0,0]
[69,2,0,0.14285714285714299,0.65714285714285703,0.17142857142857101,2.8571428571428598E-2,0,0]
[69,3,0,0.04,0,0.84,0.08,0.04,0]
[69,4,0,4.3478260869565202E-2,8.6956521739130405E-2,4.3478260869565202E-2,0.73913043478260898,8.6956521739130405E-2,0]
[69,5,0,0,0,0,0.33333333333333298,0.66666666666666696,0]
[69,6,0,0,0,0,0,0,0]
[70,0,1,0,0,0,0,0,0]
[70,1,3.7037037037037E-2,0.85185185185185197,0.11111111111111099,0,0,0,0]
[70,2,0,3.2258064516128997E-2,0.70967741935483897,0.19354838709677399,6.4516129032258104E-2,0,0]
[70,3,0,0,0.14285714285714299,0.67857142857142905,0.14285714285714299,3.5714285714285698E-2,0]
[70,4,0,4.7619047619047603E-2,0,9.5238095238095205E-2,0.80952380952380998,4.7619047619047603E-2,0]
[70,5,0,0,0,0,0.2,0.8,0]
[70,6,0,0,0,0,0,0,0]
[71,0,0.76470588235294101,0.17647058823529399,5.8823529411764698E-2,0,0,0,0]
[71,1,0.08,0.84,0.08,0,0,0,0]
[71,2,3.4482758620689703E-2,0.10344827586206901,0.75862068965517204,0.10344827586206901,0,0,0]
[71,3,0,0,7.4074074074074098E-2,0.92592592592592604,0,0,0]
[71,4,0,0,8.3333333333333301E-2,0.16666666666666699,0.70833333333333304,4.1666666666666699E-2,0]
[71,5,0,0,0,0.16666666666666699,0,0.83333333333333304,0]
[71,6,0,0,0,0,0,0,0]
[72,0,0.8125,0.125,0,0,6.25E-2,0,0]
[72,1,3.7037037037037E-2,0.81481481481481499,0.11111111111111099,3.7037037037037E-2,0,0,0]
[72,2,0,0.13793103448275901,0.62068965517241403,0.20689655172413801,3.4482758620689703E-2,0,0]
[72,3,0,3.03030303030303E-2,0.21212121212121199,0.72727272727272696,0,3.03030303030303E-2,0]
[72,4,0,0,0,0.35294117647058798,0.52941176470588203,0.11764705882352899,0]
[72,5,0,0,0,0,0.16666666666666699,0.83333333333333304,0]
[72,6,0,0,0,0,0,0,0]
[73,0,1,0,0,0,0,0,0]
[73,1,3.4482758620689703E-2,0.79310344827586199,0.13793103448275901,3.4482758620689703E-2,0,0,0]
[73,2,0,7.1428571428571397E-2,0.78571428571428603,0.107142857142857,3.5714285714285698E-2,0,0]
[73,3,0,5.4054054054054099E-2,0.135135135135135,0.72972972972973005,8.1081081081081099E-2,0,0]
[73,4,0,0,0,8.3333333333333301E-2,0.83333333333333304,8.3333333333333301E-2,0]
[73,5,0,0,0,0,0.25,0.75,0]
[73,6,0,0,0,0,0,0,0]
[74,0,0.8,0.2,0,0,0,0,0]
[74,1,3.7037037037037E-2,0.81481481481481499,0.148148148148148,0,0,0,0]
[74,2,0,6.4516129032258104E-2,0.77419354838709697,0.12903225806451599,3.2258064516128997E-2,0,0]
[74,3,0,0,0.15625,0.8125,3.125E-2,0,0]
[74,4,0,6.25E-2,0,0.25,0.625,6.25E-2,0]
[74,5,0,0,0,0,0.14285714285714299,0.85714285714285698,0]
[74,6,0,0,0,0,0,0,0]
[75,0,0.92307692307692302,7.69230769230769E-2,0,0,0,0,0]
[75,1,7.1428571428571397E-2,0.89285714285714302,3.5714285714285698E-2,0,0,0,0]
[75,2,0,0.12121212121212099,0.72727272727272696,0.15151515151515199,0,0,0]
[75,3,0,2.9411764705882401E-2,2.9411764705882401E-2,0.79411764705882304,0.14705882352941199,0,0]
[75,4,0,0,7.69230769230769E-2,0,0.76923076923076905,0.15384615384615399,0]
[75,5,0,0,0,0,0,1,0]
[75,6,0,0,0,0,0,0,0]
[76,0,0.92857142857142905,7.1428571428571397E-2,0,0,0,0,0]
[76,1,0.12903225806451599,0.70967741935483897,0.12903225806451599,3.2258064516128997E-2,0,0,0]
[76,2,0,0.22222222222222199,0.74074074074074103,3.7037037037037E-2,0,0,0]
[76,3,0,6.25E-2,3.125E-2,0.8125,6.25E-2,3.125E-2,0]
[76,4,0,0,0,6.6666666666666693E-2,0.86666666666666703,6.6666666666666693E-2,0]
[76,5,0,0,0,0,0.22222222222222199,0.77777777777777801,0]
[76,6,0,0,0,0,0,0,0]
[77,0,0.82352941176470595,5.8823529411764698E-2,5.8823529411764698E-2,5.8823529411764698E-2,0,0,0]
[77,1,0.19354838709677399,0.64516129032258096,0.12903225806451599,0,3.2258064516128997E-2,0,0]
[77,2,0,0.08,0.76,0.16,0,0,0]
[77,3,0,0,0.10344827586206901,0.89655172413793105,0,0,0]
[77,4,5.8823529411764698E-2,0,0,0.11764705882352899,0.70588235294117696,0.11764705882352899,0]
[77,5,0,0,0,0,0.33333333333333298,0.66666666666666696,0]
[77,6,0,0,0,0,0,0,0]
[78,0,0.80952380952380998,0.14285714285714299,0,4.7619047619047603E-2,0,0,0]
[78,1,8.6956521739130405E-2,0.65217391304347805,0.217391304347826,4.3478260869565202E-2,0,0,0]
[78,2,0,7.4074074074074098E-2,0.66666666666666696,0.22222222222222199,3.7037037037037E-2,0,0]
[78,3,3.03030303030303E-2,0,0.15151515151515199,0.51515151515151503,0.27272727272727298,3.03030303030303E-2,0]
[78,4,0,6.25E-2,6.25E-2,0.125,0.625,0.125,0]
[78,5,0,0,0,0,0.25,0.75,0]
[78,6,0,0,0,0,0,0,0]
[79,0,0.9,0.1,0,0,0,0,0]
[79,1,0,0.90476190476190499,4.7619047619047603E-2,4.7619047619047603E-2,0,0,0]
[79,2,0,3.4482758620689703E-2,0.86206896551724099,0.10344827586206901,0,0,0]
[79,3,0,3.7037037037037E-2,0.148148148148148,0.74074074074074103,7.4074074074074098E-2,0,0]
[79,4,0,0,0,9.0909090909090898E-2,0.86363636363636398,4.5454545454545497E-2,0]
[79,5,0,0,0,0,0.11111111111111099,0.88888888888888895,0]
[79,6,0,0,0,0,0,0,0]
[80,0,0.94444444444444398,5.5555555555555601E-2,0,0,0,0,0]
[80,1,0,0.91304347826086996,4.3478260869565202E-2,0,4.3478260869565202E-2,0,0]
[80,2,3.3333333333333298E-2,0.1,0.7,0.16666666666666699,0,0,0]
[80,3,0,0,0.115384615384615,0.73076923076923095,0.15384615384615399,0,0]
[80,4,0,0,0,0.13636363636363599,0.72727272727272696,0.13636363636363599,0]
[80,5,0,0,0,0.11111111111111099,0,0.88888888888888895,0]
[80,6,0,0,0,0,0,0,0]
[81,0,0.83333333333333304,0.16666666666666699,0,0,0,0,0]
[81,1,0.04,0.92,0.04,0,0,0,0]
[81,2,0,0.24,0.72,0.04,0,0,0]
[81,3,0,0,0.14285714285714299,0.75,7.1428571428571397E-2,3.5714285714285698E-2,0]
[81,4,0,0,0,0.19047619047618999,0.71428571428571397,9.5238095238095205E-2,0]
[81,5,0,9.0909090909090898E-2,9.0909090909090898E-2,0,0,0.81818181818181801,0]
[81,6,0,0,0,0,0,0,0]
[82,0,0.9375,6.25E-2,0,0,0,0,0]
[82,1,9.0909090909090898E-2,0.78787878787878796,9.0909090909090898E-2,3.03030303030303E-2,0,0,0]
[82,2,0,0.16666666666666699,0.79166666666666696,4.1666666666666699E-2,0,0,0]
[82,3,0,0,0.15384615384615399,0.80769230769230804,3.8461538461538498E-2,0,0]
[82,4,5.8823529411764698E-2,5.8823529411764698E-2,0,0,0.88235294117647101,0,0]
[82,5,0,0,0,0,0.16666666666666699,0.83333333333333304,0]
[82,6,0,0,0,0,0,0,0]
[83,0,1,0,0,0,0,0,0]
[83,1,6.25E-2,0.90625,3.125E-2,0,0,0,0]
[83,2,0,0,0.88461538461538503,7.69230769230769E-2,3.8461538461538498E-2,0,0]
[83,3,0,0,8.6956521739130405E-2,0.82608695652173902,8.6956521739130405E-2,0,0]
[83,4,0,5.5555555555555601E-2,5.5555555555555601E-2,0.11111111111111099,0.72222222222222199,5.5555555555555601E-2,0]
[83,5,0,0,0,0.1,0,0.9,0]
[83,6,0,0,0,0,0,0,0]
[84,0,0.952380952380952,4.7619047619047603E-2,0,0,0,0,0]
[84,1,0.2,0.7,6.6666666666666693E-2,3.3333333333333298E-2,0,0,0]
[84,2,3.7037037037037E-2,7.4074074074074098E-2,0.74074074074074103,0.148148148148148,0,0,0]
[84,3,4.1666666666666699E-2,0,0.125,0.75,4.1666666666666699E-2,4.1666666666666699E-2,0]
[84,4,0,0,6.25E-2,0.3125,0.625,0,0]
[84,5,0,0,0.1,0.1,0.3,0.5,0]
[84,6,0,0,0,0,0,0,0]
[85,0,0.85714285714285698,7.1428571428571397E-2,0,0,7.1428571428571397E-2,0,0]
[85,1,4.1666666666666699E-2,0.875,8.3333333333333301E-2,0,0,0,0]
[85,2,3.7037037037037E-2,7.4074074074074098E-2,0.81481481481481499,7.4074074074074098E-2,0,0,0]
[85,3,0,3.4482758620689703E-2,0.13793103448275901,0.72413793103448298,0.10344827586206901,0,0]
[85,4,0,0,0.14285714285714299,7.1428571428571397E-2,0.78571428571428603,0,0]
[85,5,0,0,0,0,0.33333333333333298,0.66666666666666696,0]
[85,6,0,0,0,0,0,0,0]
[86,0,1,0,0,0,0,0,0]
[86,1,3.8461538461538498E-2,0.96153846153846201,0,0,0,0,0]
[86,2,0,6.6666666666666693E-2,0.86666666666666703,6.6666666666666693E-2,0,0,0]
[86,3,0,0,8.3333333333333301E-2,0.83333333333333304,8.3333333333333301E-2,0,0]
[86,4,0,0,0,0,0.88888888888888895,0.11111111111111099,0]
[86,5,0,0,0,0,0.25,0.75,0]
[86,6,0,0,0,0,0,0,0]
[87,0,0.92592592592592604,3.7037037037037E-2,3.7037037037037E-2,0,0,0,0]
[87,1,7.4074074074074098E-2,0.85185185185185197,7.4074074074074098E-2,0,0,0,0]
[87,2,0,0.14285714285714299,0.78571428571428603,7.1428571428571397E-2,0,0,0]
[87,3,0,0,0.13636363636363599,0.81818181818181801,4.5454545454545497E-2,0,0]
[87,4,0,0,0.105263157894737,0.31578947368421101,0.57894736842105299,0,0]
[87,5,0,0,0,0,0.4,0.6,0]
[87,6,0,0,0,0,0,0,0]
[88,0,0.92592592592592604,3.7037037037037E-2,3.7037037037037E-2,0,0,0,0]
[88,1,7.1428571428571397E-2,0.92857142857142905,0,0,0,0,0]
[88,2,3.3333333333333298E-2,6.6666666666666693E-2,0.76666666666666705,0.133333333333333,0,0,0]
[88,3,0,3.8461538461538498E-2,0.115384615384615,0.76923076923076905,7.69230769230769E-2,0,0]
[88,4,0,0,0,7.1428571428571397E-2,0.85714285714285698,7.1428571428571397E-2,0]
[88,5,0,0,0,0,0,1,0]
[88,6,0,0,0,0,0,0,0]
[89,0,0.92857142857142905,7.1428571428571397E-2,0,0,0,0,0]
[89,1,6.6666666666666693E-2,0.86666666666666703,3.3333333333333298E-2,3.3333333333333298E-2,0,0,0]
[89,2,0,0.11111111111111099,0.77777777777777801,0.11111111111111099,0,0,0]
[89,3,0,0,0.16,0.72,0.12,0,0]
[89,4,0,0,0,0.214285714285714,0.78571428571428603,0,0]
[89,5,0,0,0,0,0.25,0.75,0]
[89,6,0,0,0,0,0,0,0]
[90,0,0.82142857142857095,7.1428571428571397E-2,7.1428571428571397E-2,3.5714285714285698E-2,0,0,0]
[90,1,6.4516129032258104E-2,0.77419354838709697,6.4516129032258104E-2,3.2258064516128997E-2,6.4516129032258104E-2,0,0]
[90,2,3.8461538461538498E-2,0.15384615384615399,0.61538461538461497,0.19230769230769201,0,0,0]
[90,3,0,0.04,0.08,0.68,0.2,0,0]
[90,4,0,0,0.133333333333333,6.6666666666666693E-2,0.73333333333333295,6.6666666666666693E-2,0]
[90,5,0,0,0,0,0.33333333333333298,0.66666666666666696,0]
[90,6,0,0,0,0,0,0,0]
[91,0,0.88461538461538503,7.69230769230769E-2,3.8461538461538498E-2,0,0,0,0]
[91,1,3.2258064516128997E-2,0.74193548387096797,9.6774193548387094E-2,9.6774193548387094E-2,3.2258064516128997E-2,0,0]
[91,2,0,4.1666666666666699E-2,0.91666666666666696,4.1666666666666699E-2,0,0,0]
[91,3,0,0,0.08,0.84,0.08,0,0]
[91,4,0,0,0,0.157894736842105,0.84210526315789502,0,0]
[91,5,0,0,0,0,0,1,0]
[91,6,0,0,0,0,0,0,0]
[92,0,1,0,0,0,0,0,0]
[92,1,3.8461538461538498E-2,0.88461538461538503,7.69230769230769E-2,0,0,0,0]
[92,2,0,7.1428571428571397E-2,0.82142857142857095,7.1428571428571397E-2,3.5714285714285698E-2,0,0]
[92,3,0,0,0.14285714285714299,0.82142857142857095,3.5714285714285698E-2,0,0]
[92,4,0,0,0,0.21052631578947401,0.73684210526315796,5.2631578947368397E-2,0]
[92,5,0,0,0,0,0.33333333333333298,0.66666666666666696,0]
[92,6,0,0,0,0,0,0,0]
[93,0,0.92,0.04,0.04,0,0,0,0]
[93,1,0,0.88,0.12,0,0,0,0]
[93,2,0,0.10344827586206901,0.82758620689655205,6.8965517241379296E-2,0,0,0]
[93,3,0,0,3.4482758620689703E-2,0.86206896551724099,6.8965517241379296E-2,3.4482758620689703E-2,0]
[93,4,0,0,0,0,1,0,0]
[93,5,0,0,0,0,0.33333333333333298,0.66666666666666696,0]
[93,6,0,0,0,0,0,0,0]
[94,0,0.86956521739130399,8.6956521739130405E-2,4.3478260869565202E-2,0,0,0,0]
[94,1,0,0.88461538461538503,7.69230769230769E-2,3.8461538461538498E-2,0,0,0]
[94,2,0,6.8965517241379296E-2,0.82758620689655205,0.10344827586206901,0,0,0]
[94,3,0,0,7.4074074074074098E-2,0.74074074074074103,0.18518518518518501,0,0]
[94,4,0,0,0,0.1,0.85,0.05,0]
[94,5,0,0,0,0,0,1,0]
[94,6,0,0,0,0,0,0,0]
[95,0,0.85,0.1,0.05,0,0,0,0]
[95,1,7.4074074074074098E-2,0.85185185185185197,7.4074074074074098E-2,0,0,0,0]
[95,2,0,6.8965517241379296E-2,0.82758620689655205,6.8965517241379296E-2,3.4482758620689703E-2,0,0]
[95,3,0,0,3.8461538461538498E-2,0.84615384615384603,0.115384615384615,0,0]
[95,4,0,0,0,0.18181818181818199,0.77272727272727304,4.5454545454545497E-2,0]
[95,5,0,0,0,0,0,1,0]
[95,6,0,0,0,0,0,0,0]
[96,0,0.73684210526315796,0.26315789473684198,0,0,0,0,0]
[96,1,0.148148148148148,0.592592592592593,0.148148148148148,7.4074074074074098E-2,3.7037037037037E-2,0,0]
[96,2,3.5714285714285698E-2,3.5714285714285698E-2,0.64285714285714302,0.25,3.5714285714285698E-2,0,0]
[96,3,0,3.5714285714285698E-2,0.14285714285714299,0.64285714285714302,0.107142857142857,7.1428571428571397E-2,0]
[96,4,0,0,0,9.5238095238095205E-2,0.80952380952380998,9.5238095238095205E-2,0]
[96,5,0,0,0,0,0.2,0.8,0]
[96,6,0,0,0,0,0,0,0]
[97,0,0.84210526315789502,0.157894736842105,0,0,0,0,0]
[97,1,0,0.65217391304347805,0.34782608695652201,0,0,0,0]
[97,2,0,3.8461538461538498E-2,0.88461538461538503,3.8461538461538498E-2,3.8461538461538498E-2,0,0]
[97,3,0,0,0.10344827586206901,0.75862068965517204,0.13793103448275901,0,0]
[97,4,0,0,0,4.3478260869565202E-2,0.91304347826086996,4.3478260869565202E-2,0]
[97,5,0,0,0,0,0.125,0.875,0]
[97,6,0,0,0,0,0,0,0]
[98,0,0.9375,6.25E-2,0,0,0,0,0]
[98,1,5.2631578947368397E-2,0.89473684210526305,5.2631578947368397E-2,0,0,0,0]
[98,2,0,5.8823529411764698E-2,0.82352941176470595,0.11764705882352899,0,0,0]
[98,3,0,0,0,0.95833333333333304,4.1666666666666699E-2,0,0]
[98,4,0,0,0,7.4074074074074098E-2,0.85185185185185197,7.4074074074074098E-2,0]
[98,5,0,0,0,0,0,1,0]
[98,6,0,0,0,0,0,0,0]
[99,0,0.875,6.25E-2,0,0,0,6.25E-2,0]
[99,1,0.1,0.85,0.05,0,0,0,0]
[99,2,0,0,0.79310344827586199,0.13793103448275901,3.4482758620689703E-2,3.4482758620689703E-2,0]
[99,3,0,0,6.8965517241379296E-2,0.86206896551724099,6.8965517241379296E-2,0,0]
[99,4,0,0,0,4.1666666666666699E-2,0.875,8.3333333333333301E-2,0]
[99,5,0,0,0,0,0.1,0.9,0]
[99,6,0,0,0,0,0,0,0]
[100,0,1,0,0,0,0,0,0]
[100,1,0.11111111111111099,0.66666666666666696,0.16666666666666699,5.5555555555555601E-2,0,0,0]
[100,2,0,3.8461538461538498E-2,0.84615384615384603,7.69230769230769E-2,3.8461538461538498E-2,0,0]
[100,3,0,0,6.6666666666666693E-2,0.86666666666666703,6.6666666666666693E-2,0,0]
[100,4,0,0,0.04,0,0.92,0.04,0]
[100,5,0,0,0,7.69230769230769E-2,7.69230769230769E-2,0.84615384615384603,0]
[100,6,0,0,0,0,0,0,0]
[101,0,0.77777777777777801,0.22222222222222199,0,0,0,0,0]
[101,1,0,0.76923076923076905,0.230769230769231,0,0,0,0]
[101,2,0,3.5714285714285698E-2,0.82142857142857095,0.14285714285714299,0,0,0]
[101,3,3.3333333333333298E-2,3.3333333333333298E-2,0,0.83333333333333304,6.6666666666666693E-2,3.3333333333333298E-2,0]
[101,4,0,0,0,3.7037037037037E-2,0.96296296296296302,0,0]
[101,5,0,0,0,0,0.16666666666666699,0.83333333333333304,0]
[101,6,0,0,0,0,0,0,0]
[102,0,0.86666666666666703,0,6.6666666666666693E-2,6.6666666666666693E-2,0,0,0]
[102,1,0,0.75,0.125,6.25E-2,6.25E-2,0,0]
[102,2,0,3.8461538461538498E-2,0.80769230769230804,7.69230769230769E-2,7.69230769230769E-2,0,0]
[102,3,0,3.3333333333333298E-2,0.1,0.66666666666666696,0.2,0,0]
[102,4,0,0,0,0.2,0.7,0.1,0]
[102,5,0,9.0909090909090898E-2,0,0.18181818181818199,0.18181818181818199,0.54545454545454497,0]
[102,6,0,0,0,0,0,0,0]
[103,0,0.92307692307692302,7.69230769230769E-2,0,0,0,0,0]
[103,1,6.6666666666666693E-2,0.86666666666666703,6.6666666666666693E-2,0,0,0,0]
[103,2,0,0.11111111111111099,0.62962962962962998,0.22222222222222199,3.7037037037037E-2,0,0]
[103,3,3.125E-2,0,0.125,0.75,9.375E-2,0,0]
[103,4,0,0,0,0.125,0.8125,6.25E-2,0]
[103,5,0,0,0,0,0,1,0]
[103,6,0,0,0,0,0,0,0]
[104,0,0.92857142857142905,0,0,7.1428571428571397E-2,0,0,0]
[104,1,5.8823529411764698E-2,0.76470588235294101,0.17647058823529399,0,0,0,0]
[104,2,0,0,0.86363636363636398,0.13636363636363599,0,0,0]
[104,3,0,0,2.9411764705882401E-2,0.79411764705882304,0.17647058823529399,0,0]
[104,4,0,3.3333333333333298E-2,0,6.6666666666666693E-2,0.76666666666666705,0.133333333333333,0]
[104,5,0,0,0,0,9.0909090909090898E-2,0.90909090909090895,0]
[104,6,0,0,0,0,0,0,0]
[105,0,0.85714285714285698,0.14285714285714299,0,0,0,0,0]
[105,1,0,0.71428571428571397,0.28571428571428598,0,0,0,0]
[105,2,0,8.6956521739130405E-2,0.73913043478260898,0.173913043478261,0,0,0]
[105,3,0,3.03030303030303E-2,9.0909090909090898E-2,0.72727272727272696,9.0909090909090898E-2,6.0606060606060601E-2,0]
[105,4,0,0,0,0.133333333333333,0.76666666666666705,0.1,0]
[105,5,0,0,0,0,0,1,0]
[105,6,0,0,0,0,0,0,0]
[106,0,0.83333333333333304,0.16666666666666699,0,0,0,0,0]
[106,1,0,1,0,0,0,0,0]
[106,2,0,4.1666666666666699E-2,0.79166666666666696,8.3333333333333301E-2,8.3333333333333301E-2,0,0]
[106,3,0,0,0,0.875,0.125,0,0]
[106,4,0,0,3.8461538461538498E-2,3.8461538461538498E-2,0.76923076923076905,0.15384615384615399,0]
[106,5,0,0,0,0,0.105263157894737,0.89473684210526305,0]
[106,6,0,0,0,0,0,0,0]
[107,0,0.8,0.2,0,0,0,0,0]
[107,1,0,0.77777777777777801,0.16666666666666699,5.5555555555555601E-2,0,0,0]
[107,2,0,0,0.7,0.3,0,0,0]
[107,3,0,3.2258064516128997E-2,3.2258064516128997E-2,0.83870967741935498,9.6774193548387094E-2,0,0]
[107,4,0,0,0,0.14285714285714299,0.85714285714285698,0,0]
[107,5,0,0,0,0,0.19047619047618999,0.80952380952380998,0]
[107,6,0,0,0,0,0,0,0]
[108,0,0.75,0.125,0,0.125,0,0,0]
[108,1,5.8823529411764698E-2,0.64705882352941202,0.23529411764705899,0,5.8823529411764698E-2,0,0]
[108,2,0,0,0.88888888888888895,0.11111111111111099,0,0,0]
[108,3,0,5.4054054054054099E-2,0.135135135135135,0.72972972972973005,5.4054054054054099E-2,2.7027027027027001E-2,0]
[108,4,0,0,6.4516129032258104E-2,0,0.70967741935483897,0.225806451612903,0]
[108,5,0,0,0,0,5.8823529411764698E-2,0.94117647058823495,0]
[108,6,0,0,0,0,0,0,0]
[109,0,1,0,0,0,0,0,0]
[109,1,0,0.71428571428571397,0.14285714285714299,0.14285714285714299,0,0,0]
[109,2,0,0,0.74074074074074103,0.25925925925925902,0,0,0]
[109,3,0,0,6.6666666666666693E-2,0.83333333333333304,0.1,0,0]
[109,4,0,0,0,3.8461538461538498E-2,0.88461538461538503,7.69230769230769E-2,0]
[109,5,0,0,0,0,0.125,0.875,0]
[109,6,0,0,0,0,0,0,0]
[110,0,0.85714285714285698,0.14285714285714299,0,0,0,0,0]
[110,1,0,0.7,0.2,0,0.1,0,0]
[110,2,0,0,0.91666666666666696,8.3333333333333301E-2,0,0,0]
[110,3,0,0,2.8571428571428598E-2,0.85714285714285698,0.114285714285714,0,0]
[110,4,0,0,0,6.8965517241379296E-2,0.79310344827586199,0.13793103448275901,0]
[110,5,0,0,0,0,0.13043478260869601,0.86956521739130399,0]
[110,6,0,0,0,0,0,0,0]
[111,0,0.83333333333333304,0.16666666666666699,0,0,0,0,0]
[111,1,0,1,0,0,0,0,0]
[111,2,0,0.04,0.8,0.16,0,0,0]
[111,3,0,2.9411764705882401E-2,5.8823529411764698E-2,0.85294117647058798,5.8823529411764698E-2,0,0]
[111,4,0,0,3.2258064516128997E-2,6.4516129032258104E-2,0.87096774193548399,3.2258064516128997E-2,0]
[111,5,0,0,0,0,0.20833333333333301,0.79166666666666696,0]
[111,6,0,0,0,0,0,0,0]
[112,0,0.8,0.2,0,0,0,0,0]
[112,1,9.0909090909090898E-2,0.90909090909090895,0,0,0,0,0]
[112,2,0,8.6956521739130405E-2,0.78260869565217395,4.3478260869565202E-2,8.6956521739130405E-2,0,0]
[112,3,0,0,5.7142857142857099E-2,0.85714285714285698,8.5714285714285701E-2,0,0]
[112,4,0,0,0,2.9411764705882401E-2,0.97058823529411797,0,0]
[112,5,0,0,0,0,0.2,0.8,0]
[112,6,0,0,0,0,0,0,0]
[113,0,1,0,0,0,0,0,0]
[113,1,0.15384615384615399,0.76923076923076905,7.69230769230769E-2,0,0,0,0]
[113,2,0,0.1,0.65,0.1,0.1,0.05,0]
[113,3,0,0,0.15625,0.6875,0.125,3.125E-2,0]
[113,4,0,2.3809523809523801E-2,0,9.5238095238095205E-2,0.80952380952380998,7.1428571428571397E-2,0]
[113,5,0,0,0,0,6.25E-2,0.9375,0]
[113,6,0,0,0,0,0,0,0]
[114,0,0.85714285714285698,0,0,0,0.14285714285714299,0,0]
[114,1,0,0.84615384615384603,0,0,0.15384615384615399,0,0]
[114,2,5.2631578947368397E-2,0.105263157894737,0.63157894736842102,0.105263157894737,5.2631578947368397E-2,5.2631578947368397E-2,0]
[114,3,0,3.5714285714285698E-2,0.17857142857142899,0.53571428571428603,0.14285714285714299,0.107142857142857,0]
[114,4,0,4.8780487804878099E-2,4.8780487804878099E-2,9.7560975609756101E-2,0.65853658536585402,0.146341463414634,0]
[114,5,0,0,0,0.05,0.1,0.85,0]
[114,6,0,0,0,0,0,0,0]
[115,0,1,0,0,0,0,0,0]
[115,1,0,0.9375,6.25E-2,0,0,0,0]
[115,2,0,0,0.94736842105263197,5.2631578947368397E-2,0,0,0]
[115,3,0,0,9.0909090909090898E-2,0.72727272727272696,0.18181818181818199,0,0]
[115,4,0,0,0,5.4054054054054099E-2,0.86486486486486502,8.1081081081081099E-2,0]
[115,5,0,0,0,0,0,1,0]
[115,6,0,0,0,0,0,0,0]
[116,0,1,0,0,0,0,0,0]
[116,1,0,0.86666666666666703,0,6.6666666666666693E-2,0,6.6666666666666693E-2,0]
[116,2,0,4.7619047619047603E-2,0.76190476190476197,0.14285714285714299,4.7619047619047603E-2,0,0]
[116,3,0,0,5.2631578947368397E-2,0.89473684210526305,5.2631578947368397E-2,0,0]
[116,4,0,0,0,0.11111111111111099,0.86111111111111105,2.7777777777777801E-2,0]
[116,5,0,0,0,0,6.6666666666666693E-2,0.93333333333333302,0]
[116,6,0,0,0,0,0,0,0]
[117,0,1,0,0,0,0,0,0]
[117,1,0,0.92857142857142905,7.1428571428571397E-2,0,0,0,0]
[117,2,0,0.29411764705882398,0.58823529411764697,5.8823529411764698E-2,5.8823529411764698E-2,0,0]
[117,3,0,0.04,0.12,0.8,0.04,0,0]
[117,4,0,2.8571428571428598E-2,0,5.7142857142857099E-2,0.8,0.114285714285714,0]
[117,5,0,0,0,0,0.133333333333333,0.86666666666666703,0]
[117,6,0,0,0,0,0,0,0]
[118,0,1,0,0,0,0,0,0]
[118,1,0,0.85,0.15,0,0,0,0]
[118,2,0,0,0.85714285714285698,0.14285714285714299,0,0,0]
[118,3,0,0,4.3478260869565202E-2,0.82608695652173902,0.13043478260869601,0,0]
[118,4,0,0,0,0.11764705882352899,0.85294117647058798,2.9411764705882401E-2,0]
[118,5,0,0,0,0,0.16666666666666699,0.83333333333333304,0]
[118,6,0,0,0,0,0,0,0]
[119,0,0.85714285714285698,0,0,0.14285714285714299,0,0,0]
[119,1,5.8823529411764698E-2,0.82352941176470595,5.8823529411764698E-2,0,5.8823529411764698E-2,0,0]
[119,2,0,0.125,0.875,0,0,0,0]
[119,3,0,0,0.04,0.88,0.08,0,0]
[119,4,0,0,0,5.4054054054054099E-2,0.91891891891891897,2.7027027027027001E-2,0]
[119,5,3.8461538461538498E-2,0,0,0,3.8461538461538498E-2,0.92307692307692302,0]
[119,6,0,0,0,0,0,0,0]
[120,0,1,0,0,0,0,0,0]
[120,1,6.25E-2,0.9375,0,0,0,0,0]
[120,2,0,0,1,0,0,0,0]
[120,3,0,0,0.12,0.88,0,0,0]
[120,4,0,0,2.6315789473684199E-2,0.13157894736842099,0.78947368421052599,5.2631578947368397E-2,0]
[120,5,0,0,0,0,0.16,0.84,0]
[120,6,0,0,0,0,0,0,0]
[121,0,0.88888888888888895,0,0,0.11111111111111099,0,0,0]
[121,1,0,0.86666666666666703,0.133333333333333,0,0,0,0]
[121,2,0,0,0.9,0.1,0,0,0]
[121,3,0,0,0.148148148148148,0.77777777777777801,7.4074074074074098E-2,0,0]
[121,4,0,0,0,5.8823529411764698E-2,0.91176470588235303,2.9411764705882401E-2,0]
[121,5,0,0,0,0,0,1,0]
[121,6,0,0,0,0,0,0,0]
[122,0,0.875,0,0.125,0,0,0,0]
[122,1,7.69230769230769E-2,0.76923076923076905,0.15384615384615399,0,0,0,0]
[122,2,0,8.3333333333333301E-2,0.79166666666666696,8.3333333333333301E-2,4.1666666666666699E-2,0,0]
[122,3,0,3.8461538461538498E-2,0,0.88461538461538503,7.69230769230769E-2,0,0]
[122,4,0,0,0,6.0606060606060601E-2,0.87878787878787901,6.0606060606060601E-2,0]
[122,5,0,0,0,0,4.1666666666666699E-2,0.95833333333333304,0]
[122,6,0,0,0,0,0,0,0]
[123,0,1,0,0,0,0,0,0]
[123,1,7.69230769230769E-2,0.84615384615384603,7.69230769230769E-2,0,0,0,0]
[123,2,0,0,0.90909090909090895,4.5454545454545497E-2,4.5454545454545497E-2,0,0]
[123,3,0,0,7.4074074074074098E-2,0.74074074074074103,0.18518518518518501,0,0]
[123,4,0,0,0,9.0909090909090898E-2,0.78787878787878796,0.12121212121212099,0]
[123,5,0,0,0,0,0.04,0.96,0]
[123,6,0,0,0,0,0,0,0]
[124,0,1,0,0,0,0,0,0]
[124,1,0.18181818181818199,0.81818181818181801,0,0,0,0,0]
[124,2,0,4.3478260869565202E-2,0.91304347826086996,4.3478260869565202E-2,0,0,0]
[124,3,0,0,4.1666666666666699E-2,0.95833333333333304,0,0,0]
[124,4,0,0,0,9.0909090909090898E-2,0.84848484848484895,6.0606060606060601E-2,0]
[124,5,0,0,0,0,7.1428571428571397E-2,0.92857142857142905,0]
[124,6,0,0,0,0,0,0,0]
[125,0,0.81818181818181801,0.18181818181818199,0,0,0,0,0]
[125,1,0,0.8,0.2,0,0,0,0]
[125,2,0,4.5454545454545497E-2,0.90909090909090895,4.5454545454545497E-2,0,0,0]
[125,3,0,0,3.7037037037037E-2,0.85185185185185197,0.11111111111111099,0,0]
[125,4,0,0,3.3333333333333298E-2,0.133333333333333,0.83333333333333304,0,0]
[125,5,0,0,0,0,0.14285714285714299,0.85714285714285698,0]
[125,6,0,0,0,0,0,0,0]
[126,0,0.88888888888888895,0.11111111111111099,0,0,0,0,0]
[126,1,0,1,0,0,0,0,0]
[126,2,0,8.3333333333333301E-2,0.79166666666666696,8.3333333333333301E-2,4.1666666666666699E-2,0,0]
[126,3,0,0,0.14285714285714299,0.75,0.107142857142857,0,0]
[126,4,0,0,3.125E-2,0.28125,0.625,6.25E-2,0]
[126,5,0,0,0,0,8.3333333333333301E-2,0.91666666666666696,0]
[126,6,0,0,0,0,0,0,0]
[127,0,1,0,0,0,0,0,0]
[127,1,0,0.78571428571428603,7.1428571428571397E-2,0.14285714285714299,0,0,0]
[127,2,0,8.3333333333333301E-2,0.83333333333333304,8.3333333333333301E-2,0,0,0]
[127,3,0,0,0.125,0.78125,9.375E-2,0,0]
[127,4,0,0,0,0.15384615384615399,0.84615384615384603,0,0]
[127,5,0,0,0,0,8.3333333333333301E-2,0.91666666666666696,0]
[127,6,0,0,0,0,0,0,0]
[128,0,0.875,0.125,0,0,0,0,0]
[128,1,0,0.92307692307692302,0,7.69230769230769E-2,0,0,0]
[128,2,0,0.04,0.92,0.04,0,0,0]
[128,3,0,0,0.12121212121212099,0.69696969696969702,0.18181818181818199,0,0]
[128,4,0,0,0,0.11111111111111099,0.88888888888888895,0,0]
[128,5,0,0,0,0,0.13636363636363599,0.86363636363636398,0]
[128,6,0,0,0,0,0,0,0]
[129,0,0.85714285714285698,0.14285714285714299,0,0,0,0,0]
[129,1,0,0.71428571428571397,0.28571428571428598,0,0,0,0]
[129,2,0,0.18518518518518501,0.74074074074074103,3.7037037037037E-2,3.7037037037037E-2,0,0]
[129,3,0,0,0.14285714285714299,0.71428571428571397,0.14285714285714299,0,0]
[129,4,0,0,0,0.18181818181818199,0.75757575757575801,6.0606060606060601E-2,0]
[129,5,0,0,0,0,0.31578947368421101,0.68421052631578905,0]
[129,6,0,0,0,0,0,0,0]
[130,0,1,0,0,0,0,0,0]
[130,1,0,0.875,6.25E-2,6.25E-2,0,0,0]
[130,2,0,7.1428571428571397E-2,0.89285714285714302,0,0,3.5714285714285698E-2,0]
[130,3,0,0,0.11111111111111099,0.85185185185185197,3.7037037037037E-2,0,0]
[130,4,0,0,2.7777777777777801E-2,0.30555555555555602,0.63888888888888895,2.7777777777777801E-2,0]
[130,5,0,0,0,0,0,1,0]
[130,6,0,0,0,0,0,0,0]
[131,0,1,0,0,0,0,0,0]
[131,1,0.125,0.8125,6.25E-2,0,0,0,0]
[131,2,3.3333333333333298E-2,0.16666666666666699,0.76666666666666705,3.3333333333333298E-2,0,0,0]
[131,3,0,0,0.34285714285714303,0.6,5.7142857142857099E-2,0,0]
[131,4,0,4.1666666666666699E-2,0.125,8.3333333333333301E-2,0.75,0,0]
[131,5,0,0,5.8823529411764698E-2,0.23529411764705899,0,0.70588235294117696,0]
[131,6,0,0,0,0,0,0,0]
[132,0,0.88888888888888895,0.11111111111111099,0,0,0,0,0]
[132,1,0.105263157894737,0.73684210526315796,0.157894736842105,0,0,0,0]
[132,2,7.4999999999999997E-2,0.25,0.65,2.5000000000000001E-2,0,0,0]
[132,3,0,0.17857142857142899,0.25,0.5,7.1428571428571397E-2,0,0]
[132,4,0,0,0.1,0.3,0.55000000000000004,0.05,0]
[132,5,0,0,0,0,0.41666666666666702,0.58333333333333304,0]
[132,6,0,0,0,0,0,0,0]
[133,0,0.84615384615384603,7.69230769230769E-2,7.69230769230769E-2,0,0,0,0]
[133,1,6.6666666666666693E-2,0.9,3.3333333333333298E-2,0,0,0,0]
[133,2,0,0.13157894736842099,0.86842105263157898,0,0,0,0]
[133,3,0,4.7619047619047603E-2,4.7619047619047603E-2,0.90476190476190499,0,0,0]
[133,4,0,0,5.5555555555555601E-2,0.11111111111111099,0.83333333333333304,0,0]
[133,5,0,0,0,0,0,1,0]
[133,6,0,0,0,0,0,0,0]
[134,0,1,0,0,0,0,0,0]
[134,1,0.17647058823529399,0.73529411764705899,5.8823529411764698E-2,2.9411764705882401E-2,0,0,0]
[134,2,0,0.135135135135135,0.83783783783783805,2.7027027027027001E-2,0,0,0]
[134,3,0,0,4.7619047619047603E-2,0.952380952380952,0,0,0]
[134,4,0,0,0,6.6666666666666693E-2,0.93333333333333302,0,0]
[134,5,0,0,0,0.125,0,0.875,0]
[134,6,0,0,0,0,0,0,0]
[135,0,1,0,0,0,0,0,0]
[135,1,0.16666666666666699,0.8,3.3333333333333298E-2,0,0,0,0]
[135,2,0,0.11764705882352899,0.85294117647058798,2.9411764705882401E-2,0,0,0]
[135,3,0,0,8.3333333333333301E-2,0.91666666666666696,0,0,0]
[135,4,0,0,0,0.214285714285714,0.78571428571428603,0,0]
[135,5,0,0,0,0,0,1,0]
[135,6,0,0,0,0,0,0,0]
[136,0,0.95833333333333304,4.1666666666666699E-2,0,0,0,0,0]
[136,1,3.5714285714285698E-2,0.89285714285714302,7.1428571428571397E-2,0,0,0,0]
[136,2,0,6.25E-2,0.9375,0,0,0,0]
[136,3,0,0,0.19230769230769201,0.76923076923076905,3.8461538461538498E-2,0,0]
[136,4,0,0,0,0.27272727272727298,0.72727272727272696,0,0]
[136,5,0,0,0.14285714285714299,0,0.14285714285714299,0.71428571428571397,0]
[136,6,0,0,0,0,0,0,0]
[137,0,0.95833333333333304,0,4.1666666666666699E-2,0,0,0,0]
[137,1,0.14285714285714299,0.78571428571428603,7.1428571428571397E-2,0,0,0,0]
[137,2,0,0.157894736842105,0.84210526315789502,0,0,0,0]
[137,3,0,0,0.34782608695652201,0.65217391304347805,0,0,0]
[137,4,0,0,0,0.3,0.7,0,0]
[137,5,0,0,0,0,0,1,0]
[137,6,0,0,0,0,0,0,0]
[138,0,0.88888888888888895,7.4074074074074098E-2,3.7037037037037E-2,0,0,0,0]
[138,1,0.28571428571428598,0.67857142857142905,3.5714285714285698E-2,0,0,0,0]
[138,2,2.32558139534884E-2,0.32558139534883701,0.581395348837209,6.9767441860465101E-2,0,0,0]
[138,3,5.5555555555555601E-2,5.5555555555555601E-2,0.22222222222222199,0.66666666666666696,0,0,0]
[138,4,0,0,0.28571428571428598,0.28571428571428598,0.42857142857142899,0,0]
[138,5,0,0,0,0,0.4,0.6,0]
[138,6,0,0,0,0,0,0,0]
[139,0,0.97058823529411797,2.9411764705882401E-2,0,0,0,0,0]
[139,1,0.16666666666666699,0.77777777777777801,5.5555555555555601E-2,0,0,0,0]
[139,2,6.0606060606060601E-2,0.12121212121212099,0.75757575757575801,6.0606060606060601E-2,0,0,0]
[139,3,5.8823529411764698E-2,0,0.29411764705882398,0.64705882352941202,0,0,0]
[139,4,0,0,0,0,1,0,0]
[139,5,0,0,0,0,0.33333333333333298,0.66666666666666696,0]
[139,6,0,0,0,0,0,0,0]
[140,0,1,0,0,0,0,0,0]
[140,1,6.0606060606060601E-2,0.81818181818181801,6.0606060606060601E-2,6.0606060606060601E-2,0,0,0]
[140,2,3.125E-2,0.125,0.75,9.375E-2,0,0,0]
[140,3,0,7.69230769230769E-2,0.15384615384615399,0.69230769230769196,7.69230769230769E-2,0,0]
[140,4,0,0,0.33333333333333298,0.16666666666666699,0.5,0,0]
[140,5,0,0,0,0,0,1,0]
[140,6,0,0,0,0,0,0,0]
[141,0,0.97777777777777797,2.2222222222222199E-2,0,0,0,0,0]
[141,1,0.15625,0.78125,6.25E-2,0,0,0,0]
[141,2,0.1,3.3333333333333298E-2,0.8,6.6666666666666693E-2,0,0,0]
[141,3,0,0.133333333333333,0.2,0.66666666666666696,0,0,0]
[141,4,0,0,0.25,0.25,0.5,0,0]
[141,5,0,0,0,0,0,1,0]
[141,6,0,0,0,0,0,0,0]
[142,0,1,0,0,0,0,0,0]
[142,1,6.8965517241379296E-2,0.82758620689655205,6.8965517241379296E-2,0,3.4482758620689703E-2,0,0]
[142,2,0,0.133333333333333,0.86666666666666703,0,0,0,0]
[142,3,0,7.69230769230769E-2,0.230769230769231,0.69230769230769196,0,0,0]
[142,4,0,0,0,0.5,0.5,0,0]
[142,5,0,0,0,0,0,1,0]
[142,6,0,0,0,0,0,0,0]
[143,0,0.94444444444444398,5.5555555555555601E-2,0,0,0,0,0]
[143,1,0.13793103448275901,0.86206896551724099,0,0,0,0,0]
[143,2,0.16129032258064499,0.29032258064516098,0.51612903225806495,3.2258064516128997E-2,0,0,0]
[143,3,0,0,0.1,0.9,0,0,0]
[143,4,0,0,0.5,0.5,0,0,0]
[143,5,0,0,0,0,0,1,0]
[143,6,0,0,0,0,0,0,0]
[144,0,0.98333333333333295,1.6666666666666701E-2,0,0,0,0,0]
[144,1,0.27027027027027001,0.70270270270270296,2.7027027027027001E-2,0,0,0,0]
[144,2,5.5555555555555601E-2,0.27777777777777801,0.55555555555555602,0.11111111111111099,0,0,0]
[144,3,0,0,0.27272727272727298,0.72727272727272696,0,0,0]
[144,4,0,0,0,0,0,0,0]
[144,5,0,0,0,0,0,1,0]
[144,6,0,0,0,0,0,0,0]