## 1996 alfalfa WBal introduction
TAB NAME | DESCRIPTION
1996 alfalfa WBal introduction | Describes contents of the spreadsheet, including tab names and their contents, conventions for time stamping and data time centering and energy balance sign conventions and symbols and units and instrumentation. Identifies scientific authors of the data and their contact information and coauthoring responsibilities of any party utilizing the data.
Dic. 1996 alfalfa Daily WBal | Data dictionary for sheet "1996 alfalfa Daily WBal" where WBal stands for water balance.
1996 alfalfa Daily WBal | Sheet with daily totals of evapotranspiration (ET), dew, precipitation, irrigation, counterweight adjustments, and drainage in mm from the SE and NE lysimeter mass changes (catch).
Dic. 1996 alfalfa 15-min WBal | Data dictionary for sheet "1996 alfalfa 15-min WBal"
1996 alfalfa 15-min WBal | Sheet with 15-minute totals of dew and frost accumulation, precipitation, irrigation, and evapotranspiration (ET) in mm from the SE and NE lysimeter mass changes (catch).
Dic. 1995-6 alfalfa daily Irrig | Data dictionary for sheet "1995-6 alfalfa daily irrig" where "irrig" means irrigation.
1995-6 alfalfa daily Irrig | Daily applied irrigation depths in mm as determined by lysimeter mass change and methods of application.The linear move irrigation system was aligned N-S and moved east to west or west to east. Spray stands for mid elevation (approximately 1.5 m above the soil surface) spray heads on drop hoses spaced every 1.52 m along the irrigation system lateral. Sprinkler stands for high pressure impact sprinklers mounted on the top of the irrigation system lateral. LEPA stands for low elevation precision application with LEPA heads at 0.3 m above the soil surface. Includes irrigations applied in late 1995 in preparation for and after alfalfa planting.
AUTHORS
Data in this spreadsheet are the result of a team effort.
The scientists responsible for collecting these data and calibrating the instruments and quality control are:
Steven R. Evett - Research Soil Scientist, steve.evett@usda.gov, 806-356-5775, cell: 806-584-1018
Karen S. Copeland - Soil Scientist, karen.copeland@usda.gov, 806-356-5735
Gary W. Marek - Research Agricultural Engineer, gary.marek@usda.gov, 806-356-5717
Paul D. Colaizzi - Research Agricultural Engineer, paul.colaizzi@usda.gov, 806-356-5763
David K. Brauer - Research Leader, david.brauer@usda.gov, 806-356-5769
All are employed in the Soil and Water Management Research Unit (SWMRU), USDA-ARS Conservation & Production Research Laboratory, 300 Simmons Road - Unit 10, Bushland, Texas 79012
Persons using these data for scientific research are responsible for:
1. Contacting all the scientists listed above and obtaining approval to use the data,
2. Inviting them to be involved in said research,
3. Inviting them to be involved as coauthors in the data analysis and drafting and critical review of any publications resulting from the research.
REFERENCES
Evett, S. R., Marek, G. W., Copeland, K. S. & Colaizzi, P. D. (2018b) Quality management for research weather data: USDA-ARS Bushland, TX. Agrosyst. Geosci. Environ. 1:180036 (2018). doi:10.2134/age2018.09.0036.
ASCE. (2005) The ASCE Standardized Reference Evapotranspiration Equation. Technical Committee on Standardization of Reference Evapotranspiration; Edited by Richard G. Allen, Ivan A. Walter, Ronald L. Elliott, Terry A. Howell, Daniel Itenfisu, Marvin E. Jensen, and Richard L. Snyder. ISBN (print): 9780784408056ISBN (PDF): 9780784475638. https://doi.org/10.1061/9780784408056
Evett, S. R., Tolk, J. A. & Howell, T. A. (2003) A depth control stand for improved accuracy with the neutron probe. Vadose Zone J. 2, 642-649.
Evett, S. R., Heng, L. K., Moutonnet, P. & Nguyen, M.L. (eds). (2008) Field Estimation of Soil Water Content: A Practical Guide to Methods, Instrumentation, and Sensor Technology. IAEA-TCS-30. International Atomic Energy Agency, Vienna, Austria. ISSN 1018–5518.
Evett, S. R., Kustas, W. P., Gowda, P. H., Prueger, J. H. & Howell, T. A. (2012a) Overview of the Bushland Evapotranspiration and Agricultural Remote sensing EXperiment 2008 (BEAREX08): A field experiment evaluating methods quantifying ET at multiple scales. Adv. Water Resourc. 50, 4-19. http://dx.doi.org/10.1016/j.advwatres.2012.03.010.
Evett, S. R., Schwartz, R. C., Howell, T. A., Baumhardt, R. L. & Copeland, K. S. (2012b) Can weighing lysimeter ET represent surrounding field ET well enough to test flux station measurements of daily and sub-daily ET? Adv. Water Resour. 50, 79-90. http://dx.doi.org/10.1016/j.advwatres.2012.07.023.
Evett, S. R., Marek, G. W., Colaizzi, P. D., Ruthardt, B. B. & Copeland, K. S. (2018a) A subsurface drip irrigation system for weighing lysimetry. Appl. Engineer. Agric. 34(1), 213-221. https://dx.doi.org/10.13031/aea.12597
Marek, T. H., Schneider, A. D., Howell, T. A. & Ebeling, L. L. (1988) Design and construction of large weighing monolithic lysimeters. Trans. ASAE 31, 477-484.
Marek, G. W., Evett, S. R., Gowda, P. H., Howell, T. A., Copeland, K. S. & Baumhardt, R. L. (2014) Post-processing techniques for reducing errors in weighing lysimeter evapotranspiration (ET) datasets. Trans. ASABE 17(2), 499-515. http://dx.DOI.org/10.13031/trans.57.10433.
Tolk, J. A. & Evett, S. R. (2012) Lower limits of crop water use in three soil textural classes. Soil Sci. Soc. Am. J. 76(2), 607–616.
CONVENTIONS
Time: | Time is Central Standard Time without adjustment for daylight savings time.
Data time centering: | Data are mean values over the 15-minute time period. Times reported are for the end of the averaging period.
Missing data | Missing data are indicated by #N/A
SYMBOLOGY
NE | northeast
SE | southeast
NW | northwest
SW | southwest
DOY | day of year. January 1 is DOY 1.
Rs | solar irradiance (shortwave)
Rso | calculated clear-sky solar irradiance
Precip. | precipitation
INSTRUMENTATION | Not all instruments are listed - only those pertinent to weather data.
Lysimeters
Datalogger | Campbell Scientific CR7X. This was changed to CR6 with CDM-A116 peripherals in SE lysimeter in 2015 and in NE and NW and SW in 2016
Scale | Cardinal model FS-7 agronomy scale with Interface model SM-50 load cell rated for 50-pounds force range
Net radiation | REBS (Radiation & Energy Balance Systems) Q*7.1
Solar irradiance & reflected shortwave | Kipp & Zonen CM14 Pyranometer (Albedometer)
Incoming & outgoing longwave radiation | Kipp & Zonen CG4 Pyrgeometers
Temperature & relative humidity | Rotronic HC2-S3
Wind speed | Windsonic Ultrasonic Wind Sensor (SDI)
LOCATION | Latitude | Longitude
SWMRU research weather station, 1170 m asl | 35.1867 | -102.0942
CPRL National Weather Service station, 1164 m asl | 35.1879 | -102.0799
NE lysimeter | 35.1882 | -102.0955
SE lysimeter | 35.1861 | -102.0955
NW lysimeter | 35.1882 | -102.0979
SW lysimeter | 35.1861 | -102.0979
Lysimeter field corners:
NE lysimeter field, NE corner | 35.1892 | -102.0944
NE lysimeter field, SE corner | 35.187 | -102.0945
NE lysimeter field, SW corner | 35.187 | -102.0967
NE lysimeter field, NW corner | 35.1892 | -102.0967
SE lysimeter field, NE corner | 35.187 | -102.0945
SE lysimeter field, SE corner | 35.1851 | -102.0945
SE lysimeter field, SW corner | 35.1851 | -102.0967
SE lysimeter field, NW corner | 35.187 | -102.0967
NW lysimeter field, NE corner | 35.1892 | -102.0967
NW lysimeter field, SE corner | 35.187 | -102.0967
NW lysimeter field, SW corner | 35.187 | -102.0991
NW lysimeter field, NW corner | 35.1892 | -102.0991
SW lysimeter field, NE corner | 35.187 | -102.0967
SW lysimeter field, SE corner | 35.1851 | -102.0967
SW lysimeter field, SW corner | 35.1851 | -102.0991
SW lysimeter field, NW corner | 35.187 | -102.0991

## Dic. 1996 alfalfa Daily WBal
Spreadsheet tab | Element or value display name | Description | Data type | Character length | Acceptable values | Required? | Accepts null value?
1996 alfalfa Daily WBal | Year | Year | year - yyyy | 4 |  | Yes | No
1996 alfalfa Daily WBal | Day of year | Serial day of year beginning with 1 on January 1. | integer | Up to 3 | 1 to 366 | Yes | No
1996 alfalfa Daily WBal | NE ET in mm | Evapotranspiration in mm measured using NE lysimeter | decimal |  |  | Yes | Yes, #N/A
1996 alfalfa Daily WBal | NE dew in mm | Dew in mm measured using NE lysimeter | decimal |  |  | Yes | Yes, #N/A
1996 alfalfa Daily WBal | NE precip in mm | Precipitation in mm measured using NE lysimeter | decimal |  |  | Yes | Yes, #N/A
1996 alfalfa Daily WBal | NE irrig. In mm | Irrigation in mm measured using NE lysimeter | decimal |  |  | Yes | Yes, #N/A
1996 alfalfa Daily WBal | NE CW adjust. In mm | Counterweight adjustment in equivalent mm measured using NE lysimeter | decimal |  |  | Yes | Yes, #N/A
1996 alfalfa Daily WBal | NE drainage in mm | Water drained from drainage tanks in mm measured using NE lysimeter | decimal |  |  | Yes | Yes, #N/A
1996 alfalfa Daily WBal | SE ET in mm | Evapotranspiration in mm measured using SE lysimeter | decimal |  |  | Yes | Yes, #N/A
1996 alfalfa Daily WBal | SE dew in mm | Dew in mm measured using SE lysimeter | decimal |  |  | Yes | Yes, #N/A
1996 alfalfa Daily WBal | SE precip in mm | Precipitation in mm measured using SE lysimeter | decimal |  |  | Yes | Yes, #N/A
1996 alfalfa Daily WBal | SE irrig. In mm | Irrigation in mm measured using SE lysimeter | decimal |  |  | Yes | Yes, #N/A
1996 alfalfa Daily WBal | SE CW adjust. In mm | Counterweight adjustment in equivalent mm measured using SE lysimeter | decimal |  |  | Yes | Yes, #N/A
1996 alfalfa Daily WBal | SE drainage in mm | Water drained from drainage tanks in mm measured using SE lysimeter | decimal |  |  | Yes | Yes, #N/A

## 1996 alfalfa Daily WBal
Year | Day of year | NE ET in mm | NE dew in mm | NE precip in mm | NE irrig. in mm | NE CW adjust. in mm | NE drainage in mm | SE ET in mm | SE dew in mm | SE precip in mm | SE irrig. in mm | SE CW adjust. in mm | SE drainage in mm
1996 | 1 | 1.5877 | 0.50394 | 0.26822 | 0 | 0 | 0 | 2.3288 | 0.72108 | 0.71307 | 0 | 0 | 0
1996 | 2 | 1.5741 | 0.21946 | 0.3495 | 0 | 0 | 0 | 2.4944 | 0.59289 | 0.89734 | 0 | 0 | 0
1996 | 3 | 0.72881 | 0.15443 | 0 | 0 | 0 | 0 | 0.48339 | 0 | 0 | 0 | 0 | 0
1996 | 4 | 0.57438 | 0.024384 | 0 | 0 | 0 | 0 | 0.72642 | 0.34452 | 0 | 0 | 0 | 0
1996 | 5 | 0.062315 | 0.2032 | 0 | 0 | 0 | 0 | 0.52879 | 0.52078 | 0.072108 | 0 | 0 | 0
1996 | 6 | 0.79654 | 0.097536 | 0 | 0 | 0 | 0 | 0.90536 | 0.16024 | 0 | 0 | 0 | 0
1996 | 7 | 0.43078 | 0 | 0 | 0 | 0 | 0 | 0.44066 | 0.024036 | 0 | 0 | 0 | 0
1996 | 8 | 0.52019 | 0 | 0 | 0 | 0 | 0 | 0.48339 | 0 | 0 | 0 | 0 | 0
1996 | 9 | 0.69901 | 0.056896 | 0 | 0 | 0 | 0 | 1.0282 | 0.29644 | 0 | 0 | 0 | 0
1996 | 10 | 1.1813 | 0.25197 | 0 | 0 | 0 | 0 | 1.5543 | 0.27241 | 0.6009 | 0 | 0 | 0
1996 | 11 | 1.249 | 0.032512 | 0 | 0 | 0 | 0 | 1.6905 | 0.20831 | 0.16024 | 0 | 0 | 0
1996 | 12 | 1.1623 | 0 | 0 | 0 | 0 | 0 | 1.1911 | 0.032048 | 0 | 0 | 0 | 0
1996 | 13 | 1.2463 | 0.024384 | 0 | 0 | 0 | 0 | 1.2659 | 0.072108 | 0 | 0 | 0 | 0
1996 | 14 | 1.4034 | 0 | 0 | 0 | 0 | 0 | 1.4662 | 0.10416 | 0 | 0 | 0 | 0
1996 | 15 | 1.0892 | 0.048768 | 0 | 0 | 0 | 0 | 1.2205 | 0 | 0 | 0 | 0 | 0
1996 | 16 | 1.9209 | 0.065024 | 0 | 0 | 0 | 0 | 1.6612 | 0.024036 | 0 | 0 | 0 | 0
1996 | 17 | #N/A | #N/A | #N/A | #N/A | 0 | 0 | #N/A | #N/A | #N/A | #N/A | 0 | 0
1996 | 18 | #N/A | #N/A | #N/A | #N/A | 0 | 0 | #N/A | #N/A | #N/A | #N/A | 0 | 0
1996 | 19 | 1.3384 | 0.2601 | 0.13818 | 0 | 0 | 0 | 1.2018 | 0.20831 | 0 | 0 | 0 | 0
1996 | 20 | 0.86157 | 0 | 0 | 0 | 0 | 0 | 1.1003 | 0.32849 | 0 | 0 | 0 | 0
1996 | 21 | 1.2517 | 0.31699 | 0 | 0 | 0 | 0 | 1.0522 | 0.056084 | 0 | 0 | 0 | 0
1996 | 22 | 1.7123 | 0.33325 | 0 | 0 | 0 | 0 | 1.4181 | 0.11217 | 0.24837 | 0 | 0 | 0
1996 | 23 | 0.56083 | 0.11379 | 0 | 0 | 0 | 0 | 1.0175 | 0.40861 | 0 | 0 | 0 | 0
1996 | 24 | 0.84802 | 0.04064 | 0 | 0 | 0 | 0 | 0.82524 | 0.032048 | 0 | 0 | 0 | 0
1996 | 25 | 1.6454 | 0.47142 | 0 | 0 | 0 | 0 | 1.0822 | 0.23235 | 0.2644 | 0 | 0 | 0
1996 | 26 | 0.96452 | 0.19507 | 0.11379 | 0 | 0 | 0 | 1.6238 | 0.45668 | 0.096144 | 0 | 0 | 0
1996 | 27 | 2.0022 | 0.51206 | 1.146 | 0 | 0 | 0 | 0.9561 | 0.25638 | 0 | 0 | 0 | 0
1996 | 28 | 2.5603 | 0.41453 | 0.45517 | 0 | 0 | 0 | 2.027 | 0.44867 | 0.50476 | 0 | 0 | 0
1996 | 29 | 1.5091 | 0.43891 | 0.49581 | 0 | 0 | 0 | 1.1938 | 0.12819 | 0.23235 | 0 | 0 | 0
1996 | 30 | 0.92388 | 0.30074 | 0.073152 | 0 | 0 | 0 | 1.2419 | 0.16825 | 0.83325 | 0 | 0 | 0
1996 | 31 | 0.41995 | 0.27635 | 0 | 0 | 0 | 0 | 0.47004 | 0.08012 | 0 | 0 | 0 | 0
1996 | 32 | 0.17069 | 0.12192 | 6.5268 | 0 | 0 | 0 | -0.037389 | 0.23235 | 6.1452 | 0 | 0 | 0
1996 | 33 | -0.054187 | 0.073152 | 3.1618 | 0 | 0 | 0 | 0.12819 | 0 | 3.5653 | 0 | 0 | 0
1996 | 34 | 0.0054187 | 0 | 0.56896 | 0 | 0 | 0 | 0.045401 | 0 | 0.63295 | 0 | 0 | 0
1996 | 35 | 0.15714 | 0.056896 | 0 | 0 | 0 | 0 | 0.44333 | 0 | 0 | 0 | 0 | 0
1996 | 36 | 0.97807 | 0 | 0 | 0 | 0 | 0 | 1.7867 | 0.58488 | 0 | 0 | 0 | 0
1996 | 37 | 1.1433 | 0.089408 | 0 | 0 | 0 | 0 | 0.98548 | 0.064096 | 0 | 0 | 0 | 0
1996 | 38 | 1.1162 | 0 | 0 | 0 | 0 | 0 | 1.0683 | 0.064096 | 0 | 0 | 0 | 0
1996 | 39 | 1.8017 | 0.17882 | 0 | 0 | 0 | 0 | 1.9603 | 0.63295 | 0 | 0 | 0 | 0
1996 | 40 | 1.799 | 0.024384 | 0 | 0 | 0 | 0 | 1.4555 | 0 | 0 | 0 | 0 | 0
1996 | 41 | 2.1648 | 0.15443 | 0.11379 | 0 | 0 | 0 | 2.1713 | 0.68903 | 0.28843 | 0 | 0 | 0
1996 | 42 | 1.4354 | 0.056896 | 0 | 0 | 0 | 0 | 1.7573 | 0.32849 | 0 | 0 | 0 | 0
1996 | 43 | 1.5828 | 0 | 0 | 0 | 0 | 0 | 1.2986 | 0.072108 | 0 | 0 | 0 | 0
1996 | 44 | 1.8352 | 0.024384 | 0 | 0 | 0 | 0 | 1.5798 | 0.096144 | 0 | 0 | 0 | 0
1996 | 45 | 2.3165 | 0.032512 | 0 | 0 | 0 | 0 | 2.3208 | 0.44867 | 0.096144 | 0 | 0 | 0
1996 | 46 | 1.818 | 0.17882 | 0 | 0 | 0 | 0 | 1.7359 | 0.28843 | 0.2003 | 0 | 0 | 0
1996 | 47 | 1.5606 | 0.42266 | 0 | 0 | 0 | 0 | 1.2659 | 0.12819 | 0 | 0 | 0 | 0
1996 | 48 | 2.0618 | 0.19507 | 0 | 0 | 0 | 0 | 1.9416 | 0.48873 | 0 | 0 | 0 | 0
1996 | 49 | 3.2106 | 0.18694 | 0.39827 | 0 | 0 | 0 | 2.5051 | 0.28843 | 0.31247 | 0 | 0 | 0
1996 | 50 | 2.5034 | 0.048768 | 0 | 0 | 0 | 0 | 1.8187 | 0.048072 | 0 | 0 | 0 | 0
1996 | 51 | 2.6335 | 0.048768 | 0 | 0 | 0 | 0 | 2.0404 | 0.14422 | 0 | 0 | 0 | 0
1996 | 52 | 3.4327 | 0.10566 | 0 | 0 | 0 | 0 | 2.5532 | 0.21632 | 0 | 0 | 0 | 0
1996 | 53 | 4.6573 | 0.065024 | 0 | 13.3868 | 0 | 0 | 3.9072 | 0.17626 | 0 | 12.8512 | 0 | 0
1996 | 54 | 2.9911 | 0.15443 | 0 | 0 | 0 | 0 | 2.5612 | 0.032048 | 0 | 0 | 0 | 0
1996 | 55 | 2.9201 | 0.17069 | 0 | 0 | 0 | 0 | 2.3796 | 0 | 0 | 0 | 0 | 0
1996 | 56 | 1.9453 | 0.13818 | 0 | 0 | 0 | 0 | 1.5917 | 0 | 0 | 0 | 0 | 0
1996 | 57 | 5.0068 | 0.2032 | 0.91846 | 14.6385 | 0 | 0 | 3.6882 | 0 | 0.12819 | 12.8032 | 0 | 0
1996 | 58 | 3.029 | 0 | 0 | 0 | 0 | 0 | 2.7107 | 0.048072 | 0 | 0 | 0 | 0
1996 | 59 | 1.4007 | 0.18694 | 0.073152 | 0 | 0 | 0 | 1.6718 | 0.16024 | 0.27241 | 0 | 0 | 0
1996 | 60 | 1.2842 | 0.10566 | 0 | 0 | 0 | 0 | 1.111 | 0.024036 | 0 | 0 | 0 | 0
1996 | 61 | 1.6988 | 0.024384 | 0 | 0 | 0 | 0 | 1.7226 | 0.3365 | 0 | 0 | 0 | 0
1996 | 62 | 1.9724 | 0 | 0 | 0 | 0 | 0 | 1.8374 | 0.08012 | 0 | 0 | 0 | 0
1996 | 63 | 2.9857 | 0.032512 | 0 | 0 | 0 | 0 | 2.5078 | 0.024036 | 0 | 0 | 0 | 0
1996 | 64 | 4.0618 | 0.23571 | 0 | 0 | 0 | 0 | 3.1193 | 0.096144 | 0 | 0 | 0 | 0
1996 | 65 | 3.9258 | 0.024384 | 0 | 0 | 0 | 0 | 3.2021 | 0.19229 | 0 | 0 | 0 | 0
1996 | 66 | 2.181 | 0.17882 | 2.0239 | 0 | 0 | 0 | 2.871 | 0.35253 | 2.3876 | 0 | 0 | 0
1996 | 67 | 1.417 | 0.024384 | 0 | 0 | 0 | 0 | 1.3594 | 0.2003 | 0 | 0 | 0 | 0
1996 | 68 | 1.0919 | 0 | 0 | 0 | 0 | 0 | 1.3487 | 0.42464 | 0 | 0 | 0 | 0
1996 | 69 | 1.6933 | 0 | 0 | 0 | 0 | 0 | 1.7039 | 0.31247 | 0 | 0 | 0 | 0
1996 | 70 | 2.8405 | 0 | 0 | 0 | 0 | 0 | 2.4757 | 0.21632 | 0 | 0 | 0 | 0
1996 | 71 | 3.6619 | 0.074778 | 0 | 17.88 | 0 | 0 | 3.13 | 0.12819 | 0 | 15.8878 | 0 | 0
1996 | 72 | 5.294 | 0 | 0 | 0 | 0 | 0 | 4.7004 | 0.08012 | 0 | 0 | 0 | 0
1996 | 73 | 4.278 | 0 | 0 | 0 | 0 | 0 | 3.6401 | 0 | 0 | 0 | 0 | 0
1996 | 74 | 3.8364 | 0.089408 | 0 | 17.2964 | 0 | 0 | 3.349 | 0.18428 | 0 | 16.9213 | 0 | 0
1996 | 75 | 2.3978 | 0.08128 | 0 | 0 | 0 | 0 | 2.2193 | 0.08012 | 0 | 0 | 0 | 0
1996 | 76 | 3.3704 | 0 | 0 | 0 | 0 | 0 | 3.1808 | 0.27241 | 0 | 0 | 0 | 0
1996 | 77 | 1.4793 | 0 | 1.6175 | 0 | 0 | 0 | 1.3914 | 0.048072 | 1.6985 | 0 | 0 | 0
1996 | 78 | 3.384 | 0 | 0 | 0 | 0 | 0 | 3.106 | 0.1362 | 0 | 0 | 0 | 0
1996 | 79 | 2.8589 | 0 | 0 | 0 | 0 | 0 | 2.6012 | 0.096144 | 0 | 0 | 0 | 0
1996 | 80 | 2.4926 | 0 | 0 | 0 | 0 | 0 | 2.214 | 0 | 0 | 0 | 0 | 0
1996 | 81 | 4.019 | 0 | 0 | 0 | 0 | 0 | 3.4452 | 0 | 0 | 0 | 0 | 0
1996 | 82 | 3.6725 | 0 | 0 | 18.9976 | 0 | 0 | 3.2155 | 0 | 0 | 15.6314 | 0 | 0
1996 | 83 | 6.6975 | 0 | 0 | 0 | 0 | 0 | 6.0063 | 0 | 0 | 0 | 0 | 0
1996 | 84 | 3.9475 | 0.024384 | 0 | 0 | 0 | 0 | 3.6374 | 0.22434 | 0.08012 | 0 | 0 | 0
1996 | 85 | 1.8125 | 0.10566 | 0 | 0 | 0 | 0 | 2.4757 | 0.32048 | 0.28042 | 0 | 0 | 0
1996 | 86 | 2.4877 | 0 | 0 | 0 | 0 | 0 | 2.3929 | 0.11217 | 0 | 0 | 0 | 0
1996 | 87 | 2.7505 | 0 | 0 | 0 | 0 | 0 | 2.7989 | 0.28042 | 0.072108 | 0 | 0 | 0
1996 | 88 | 3.9445 | 0 | 0 | 0 | 0 | 0 | 3.5774 | 0.25638 | 0 | 0 | 0 | 0
1996 | 89 | 5.1391 | 0.15037 | 0.097536 | 0 | 0 | 0 | 3.9809 | 0.0665 | 0 | 0 | 0 | 0
1996 | 90 | 2.7947 | 0.11217 | 1.2989 | 0 | 0 | 0 | 2.3766 | 0.10976 | 1.1954 | 0 | 0 | 0
1996 | 91 | 3.5964 | 0 | 0 | 0 | 0 | 0 | 3.0048 | 0 | 0 | 0 | 0 | 0
1996 | 92 | 4.6235 | 0 | 0 | 0 | 0 | 0 | 3.7352 | 0 | 0 | 0 | 0 | 0
1996 | 93 | 5.8427 | 0 | 0 | 22.8145 | 0 | 0 | 4.5901 | 0 | 0 | 21.5411 | 0 | 0
1996 | 94 | 6.5035 | 0 | 0 | 0 | 0 | 0 | 5.9102 | 0.07371 | 0 | 0 | 0 | 0
1996 | 95 | 3.601 | 0 | 0 | 0 | 0 | 0 | 3.2147 | 0 | 0 | 0 | 0 | 0
1996 | 96 | 3.4165 | 0 | 0 | 0 | 0 | 0 | 3.067 | 0 | 0 | 0 | 0 | 0
1996 | 97 | 3.8733 | 0 | 0 | 0 | 0 | 0 | 3.4211 | 0 | 0 | 0 | 0 | 0
1996 | 98 | 4.7332 | 0 | 0 | 0 | 0 | 0 | 3.9456 | 0 | 0 | 0 | 0 | 0
1996 | 99 | 5.2033 | 0 | 0 | 17.4996 | 0 | 0 | 4.4552 | 0 | 0 | 16.2211 | 0 | 0
1996 | 100 | 5.6863 | 0 | 0 | 0 | 0 | 0 | 5.1758 | 0 | 0 | 0 | 0 | 0
1996 | 101 | 7.8446 | 0 | 0 | 17.6735 | 0 | 0 | 7.2682 | 0.041662 | 0 | 14.847 | 0 | 0
1996 | 102 | 9.2608 | 0 | 0 | 0 | 0 | 0 | 8.6188 | 0.037656 | 0 | 0 | 0 | 0
1996 | 103 | 5.2014 | 0 | 0 | 15.4269 | 0 | 0 | 4.613 | 0 | 0 | 14.3759 | 0 | 0
1996 | 104 | 7.6013 | 0 | 0 | 0 | 0 | 0 | 7.0468 | 0 | 0 | 0 | 0 | 0
1996 | 105 | 5.0404 | 0 | 0 | 0 | 0 | 0 | 4.5612 | 0 | 0 | 0 | 0 | 0
1996 | 106 | 4.7402 | 0 | 0 | 25.0668 | 0 | 0 | 4.1561 | 0 | 0 | 24.6401 | 0 | 0
1996 | 107 | 8.2291 | 0 | 0 | 0 | 0 | 0 | 7.6328 | 0 | 0.072108 | 0 | 0 | 0
1996 | 108 | 9.3458 | 0 | 0 | 23.2566 | 0 | 0 | 8.4551 | 0.056084 | 0 | 21.8431 | 0 | 0
1996 | 109 | 7.7769 | 0 | 0 | 0 | 0 | 0 | 7.1547 | 0 | 0 | 0 | 0 | 0
1996 | 110 | 9.4843 | 0 | 0 | 17.8247 | 0 | 0 | 8.669 | 0 | 0 | 16.4887 | 0 | 0
1996 | 111 | 6.8953 | 0 | 0 | 0 | 0 | 0 | 6.5164 | 0 | 0 | 0 | 0 | 0
1996 | 112 | 7.4515 | 0 | 0 | 0 | 0 | 0 | 6.7568 | 0 | 0 | 0 | 0 | 0
1996 | 113 | 5.3645 | 0 | 0 | 24.84 | 0 | 0 | 4.9327 | 0.032048 | 0 | 22.2734 | 0 | 0
1996 | 114 | 7.578 | 0 | 0 | 0 | 0 | 0 | 7.2028 | 0 | 0 | 0 | 0 | 0
1996 | 115 | 11.1996 | 0 | 0 | 26.8866 | 0 | 0 | 10.2741 | 0 | 0 | 23.8437 | 0 | 0
1996 | 116 | 7.4866 | 0 | 0 | 0 | 0 | 0 | 7.0339 | 0 | 0 | 0 | 0 | 0
1996 | 117 | 8.808 | 0 | 0 | 14.2321 | 0 | 0 | 8.4714 | 0 | 0 | 13.2839 | 0 | 0
1996 | 118 | 7.5617 | 0 | 0 | 0 | 0 | 0 | 7.152 | 0 | 0 | 0 | 0 | 0
1996 | 119 | 7.1797 | 0 | 0 | 0 | 0 | 0 | 6.3322 | 0 | 0 | 0 | 0 | 0
1996 | 120 | 5.717 | 0 | 0 | 26.9175 | 0 | 0 | 5.2265 | 0 | 0 | 26.7441 | 0 | 0
1996 | 121 | 7.3992 | 0 | 0 | 0 | 0 | 0 | 7.3684 | 0 | 0 | 0 | 0 | 0
1996 | 122 | 7.4452 | 0 | 0 | 25.7576 | 0 | 0 | 7.5072 | 0 | 0 | 23.4992 | 0 | 0
1996 | 123 | 9.2334 | 0 | 0 | 0 | 0 | 0 | 9.139 | 0 | 0 | 0 | 0 | 0
1996 | 124 | 10.8211 | 0 | 0 | 16.8087 | 0 | 0 | 11.1046 | 0 | 0 | 15.0225 | 0 | 0
1996 | 125 | 7.5049 | 0 | 0 | 0 | 0 | 0 | 7.7182 | 0 | 0 | 0 | 0 | 0
1996 | 126 | 4.1182 | 0 | 0 | 0 | 0 | 0 | 3.8778 | 0 | 0 | 0 | 0 | 0
1996 | 127 | 7.2989 | 0 | 0 | 28.765 | 0 | 0 | 7.8197 | 0 | 0 | 28.2022 | 0 | 0
1996 | 128 | 8.1145 | 0 | 0 | 0 | 0 | 0 | 8.3568 | 0 | 0 | 0 | 0 | 0
1996 | 129 | 5.4701 | 0 | 0 | 36.7386 | 0 | 0 | 12.1195 | 0 | 1.2419 | 0 | 0 | 0
1996 | 130 | 11.3304 | 0 | 0 | 27.5214 | 0 | 0 | 11.6441 | 0 | 0 | 22.8743 | 0 | 0
1996 | 131 | 5.0732 | 0 | 0 | 0 | 0 | 0 | 2.5265 | 0 | 0 | 33.1537 | 0 | 0
1996 | 132 | 5.7438 | 0 | 0 | 0 | 0 | 0 | 6.017 | 0 | 0 | 0 | 0 | 0
1996 | 133 | 7.9627 | 0 | 0 | 0 | 0 | 0 | 8.5515 | 0 | 0 | 0 | 0 | 0
1996 | 134 | 3.6413 | 0.024384 | 0 | 24.8879 | 0 | 0 | 3.803 | 0.048072 | 0 | 23.3069 | 0 | 0
1996 | 135 | 9.1684 | 0 | 0 | 0 | 0 | 0 | 9.3099 | 0 | 0 | 0 | 0 | 0
1996 | 136 | 13.1728 | 0 | 0 | 24.1564 | 0 | 0 | 12.9501 | 0 | 0 | 24.1882 | 0 | 0
1996 | 137 | 14.2321 | 0 | 0 | 0 | 0 | 0 | 14.4643 | 0 | 0 | 0 | 0 | 0
1996 | 138 | 16.1035 | 0 | 0 | 0 | 0 | 0 | 15.6628 | 0 | 0 | 0 | 0 | 0
1996 | 139 | 15.137 | 0 | 0 | 0 | 0 | 0 | 14.8863 | 0 | 0 | 0 | 0 | 0
1996 | 140 | 10.0923 | 0 | 0 | 0 | 0 | 0 | 10.0417 | 0 | 0 | 0 | 0 | 0
1996 | 141 | 9.7455 | 0 | 0 | 0 | 0 | 0 | 9.6918 | 0.032048 | 0 | 0 | 0 | 0
1996 | 142 | 6.8224 | 0 | 0 | 0 | 0 | 0 | 6.3395 | 0 | 0 | 0 | 0 | 0
1996 | 143 | 4.0179 | 0 | 0 | 0 | 0 | 0 | 4.8465 | 0.16264 | 0 | 0 | 0 | 0
1996 | 144 | 5.4596 | 0 | 0.13005 | 0 | 0 | 0 | 5.3134 | 0.1362 | 0 | 0 | 0 | 0
1996 | 145 | 5.012 | 0.021946 | 0 | 0 | 0 | 0 | 4.9781 | 0 | 0 | 0 | 0 | 0
1996 | 146 | 1.3847 | 0.10729 | 0 | 0 | 0 | 0 | 1.1965 | 0.058488 | 0 | 0 | 0 | 0
1996 | 147 | 5.5739 | 0 | 0 | 0 | 0 | 0 | 5.445 | 0 | 0 | 0 | 0 | 0
1996 | 148 | 6.9698 | 0 | 0 | 0 | 0 | 0 | 6.4283 | 0 | 0 | 0 | 0 | 0
1996 | 149 | 6.1303 | 0.033325 | 0 | 0 | 0 | 0 | 5.6394 | 0 | 0 | 0 | 0 | 0
1996 | 150 | 5.5184 | 0 | 0 | 37.7204 | 0 | 0 | 5.3603 | 0 | 0 | 35.6197 | 0 | 0
1996 | 151 | 3.4436 | 0 | 18.9789 | 0 | 0 | 0 | 3.3955 | 0.035253 | 18.4412 | 0 | 0 | 0
1996 | 152 | 4.6275 | 0.024384 | 0.22758 | 15.7277 | 0 | 0 | 4.8232 | 0.04006 | 0.24036 | 13.5803 | 0 | 0
1996 | 153 | 5.4485 | 0 | 0 | 0 | 0 | 0 | 5.5229 | 0 | 0 | 0 | 0 | 0
1996 | 154 | 5.1071 | 0 | 1.7638 | 0 | 0 | 0 | 5.0155 | 0 | 1.5864 | 0 | 0 | 0
1996 | 155 | 3.6468 | 0.056896 | 6.4292 | 25.9121 | 0 | 0 | 3.8912 | 0.064096 | 6.5298 | 23.6594 | 0 | 0
1996 | 156 | 7.7785 | 0 | 0 | 0 | 0 | 0 | 8.0841 | 0 | 0 | 0 | 0 | 0
1996 | 157 | 10.076 | 0 | 0 | 25.4406 | 0 | 0 | 10.9364 | 0 | 0 | 25.0295 | 0 | 0
1996 | 158 | 10.4228 | 0 | 0 | 0 | 0 | 0 | 10.25 | 0 | 0 | 0 | 0 | 0
1996 | 159 | 7.4832 | 0 | 0 | 18.735 | 0 | 0 | 7.152 | 0 | 0 | 19.0605 | 0 | 0
1996 | 160 | 7.9519 | 0 | 0 | 0 | 0 | 0 | 8.1936 | 0 | 0 | 0 | 0 | 0
1996 | 161 | 9.4745 | 0 | 0.48768 | 0 | 0 | 0 | 10.3969 | 0 | 0.49674 | 0 | 0 | 0
1996 | 162 | 8.3556 | 0 | 0 | 0 | 0 | 0 | 7.9346 | 0 | 0 | 24.1642 | 0 | 0
1996 | 163 | 9.5943 | 0 | 12.1188 | 0 | 0 | 0 | 9.9175 | 0 | 12.3225 | 0 | 0 | 0
1996 | 164 | 8.0765 | 0 | 0 | 22.1082 | 0 | 0 | 8.2657 | 0 | 0 | 20.1822 | 0 | 0
1996 | 165 | 7.9546 | 0 | 0 | 0 | 0 | 0 | 8.1108 | 0 | 0 | 0 | 0 | 0
1996 | 166 | 4.5436 | 0 | 1.6662 | 16.7924 | 0 | 0 | 4.7084 | 0 | 1.6745 | 14.4056 | 0 | 0
1996 | 167 | 9.0708 | 0.024384 | 0 | 0 | 0 | 0 | 9.4969 | 0 | 0 | 0 | 0 | 0
1996 | 168 | 8.3095 | 0 | 0 | 0 | 0 | 0 | 7.98 | 0 | 0 | 0 | 0 | 0
1996 | 169 | 8.3014 | 0 | 0 | 28.7894 | 0 | 0 | 8.5141 | 0 | 0 | 25.6704 | 0 | 0
1996 | 170 | 12.9127 | 0 | 0 | 0 | 0 | 0 | 13.0943 | 0 | 0 | 0 | 0 | 0
1996 | 171 | 12.0592 | 0 | 0 | 26.3591 | 0 | 0 | 12.1729 | 0 | 0 | 24.5247 | 0 | 0
1996 | 172 | 14.8092 | 0 | 0 | 0 | 0 | 0 | 15.0999 | 0 | 0 | 0 | 0 | 0
1996 | 173 | 14.4164 | 0 | 0 | 25.4813 | 0 | 0 | 15.2388 | 0 | 0 | 23.2108 | 0 | 0
1996 | 174 | 11.6203 | 0 | 0.12192 | 0 | 0 | 0 | 11.986 | 0 | 0.11217 | 0 | 0 | 0
1996 | 175 | 10.496 | 0 | 9.2009 | 0 | 0 | 0 | 10.5678 | 0 | 8.2604 | 0 | 0 | 0
1996 | 176 | 11.0134 | 0 | 0 | 18.353 | 0 | 0 | 11.4118 | 0 | 0 | 19.2849 | 0 | 0
1996 | 177 | 10.8243 | 0 | 0.78029 | 0 | 0 | 0 | 11.0886 | 0 | 0.72909 | 0 | 0 | 0
1996 | 178 | 6.6704 | 0 | 3.1293 | 0 | 0 | 0 | 6.7408 | 0 | 3.5173 | 0 | 0 | 0
1996 | 179 | 5.9985 | 0 | 13.5331 | 0 | 0 | 0 | 6.1746 | 0 | 14.1412 | 0 | 0 | 0
1996 | 180 | 10.5583 | 0 | 0 | 0 | 0 | 0 | 10.6506 | 0 | 0 | 0 | 0 | 0
1996 | 181 | 7.5374 | 0 | 5.8359 | 0 | 0 | 0 | 7.4592 | 0.024036 | 5.336 | 0 | 0 | 0
1996 | 182 | 6.9332 | 0 | 0 | 0 | 0 | 0 | 6.8369 | 0 | 0 | 0 | 0 | 0
1996 | 183 | 9.144 | 0 | 0 | 0 | 0 | 0 | 9.1043 | 0 | 0 | 0 | 0 | 0
1996 | 184 | 9.9243 | 0 | 0 | 0 | 0 | 0 | 9.5156 | 0 | 0 | 0 | 0 | 0
1996 | 185 | 11.8509 | 0 | 0 | 0 | 0 | 0 | 11.0761 | 0 | 0 | 0 | 0 | 0
1996 | 186 | 13.3088 | 0 | 0 | 0 | 0 | 0 | 12.1729 | 0 | 0 | 0 | 0 | 0
1996 | 187 | 13.8702 | 0 | 0 | 0 | 0 | 0 | 12.3639 | 0 | 0 | 0 | 0 | 0
1996 | 188 | 13.2849 | 0 | 0 | 0 | 0 | 0 | 11.8479 | 0 | 0 | 0 | 0 | 0
1996 | 189 | 11.9278 | 0 | 0 | 0 | 0 | 0 | 11.8292 | 0 | 0 | 0 | 0 | 0
1996 | 190 | #N/A | #N/A | 0 | #N/A | 0 | 0 | #N/A | #N/A | 0 | #N/A | 0 | 0
1996 | 191 | #N/A | #N/A | 22.6454 | #N/A | 0 | 0 | #N/A | #N/A | 24.3733 | #N/A | 0 | 0
1996 | 192 | 0.53699 | 0 | 34.5156 | 0 | 0 | 0 | 0.56645 | 0.041662 | 33.934 | 0 | 0 | 0
1996 | 193 | 3.6755 | 0 | 0.23571 | 0 | 0 | 0 | 3.2243 | 0.024837 | 0.2027 | 0 | 0 | 0
1996 | 194 | 4.8876 | 0 | 4.7378 | 0 | 0 | 0 | 4.1596 | 0 | 4.6494 | 0 | 0 | 0
1996 | 195 | 3.9215 | 0.039827 | 13.8274 | 0 | 0 | 0 | 3.5517 | 0 | 14.9905 | 0 | 0 | 0
1996 | 196 | 5.2317 | 0 | 2.4872 | 0 | 0 | 0 | 4.703 | 0.024036 | 2.0591 | 0 | 0 | 0
1996 | 197 | 6.5146 | 0 | 0 | 0 | 0 | 0 | 5.9412 | 0.024036 | 0 | 0 | 0 | 0
1996 | 198 | 9.2892 | 0 | 0 | 0 | 0 | 0 | 8.3066 | 0 | 0 | 0 | 0 | 0
1996 | 199 | 12.0584 | 0 | 0 | 0 | 0 | 0 | 11.4321 | 0 | 0 | 0 | 0 | 0
1996 | 200 | 11.8452 | 0 | 0 | 0 | 0 | 0 | 11.3224 | 0 | 0 | 0 | 0 | 0
1996 | 201 | 10.4155 | 0 | 0 | 17.0273 | 0 | 0 | 10.2372 | 0 | 0 | 17.3957 | 0 | 0
1996 | 202 | 9.2253 | 0 | 0 | 0 | 0 | 0 | 9.1874 | 0 | 0 | 0 | 0 | 0
1996 | 203 | 11.0042 | 0 | 0 | 0 | 0 | 0 | 11.0702 | 0 | 0 | 0 | 0 | 0
1996 | 204 | 10.0627 | 0 | 24.5742 | 21.288 | 0 | 0 | 10.3315 | 0 | 24.8308 | 21.8527 | 0 | 0
1996 | 205 | 7.0768 | 0 | 0 | 0 | 0 | 0 | 7.136 | 0 | 0 | 0 | 0 | 0
1996 | 206 | 6.8511 | 0 | 7.7574 | 0 | 0 | 0 | 6.8807 | 0 | 7.2428 | 0 | 0 | 0
1996 | 207 | 7.6793 | 0 | 9.3773 | 0 | 0 | 0 | 8.0264 | 0.020831 | 10.6095 | 0 | 0 | 0
1996 | 208 | 7.0313 | 0 | 0 | 0 | 0 | 0 | 7.0903 | 0.023235 | 0 | 0 | 0 | 0
1996 | 209 | 5.8744 | 0 | 8.354 | 0 | 0 | 0 | 5.9548 | 0.021632 | 8.83 | 0 | 0 | 0
1996 | 210 | 7.2821 | 0 | 0 | 0 | 0 | 0 | 7.3737 | 0 | 0 | 0 | 0 | 0
1996 | 211 | 7.0296 | 0 | 3.417 | 25.665 | 0 | 0 | 7.0511 | 0 | 3.708 | 25.5535 | 0 | 0
1996 | 212 | 5.5102 | 0 | 11.0695 | 0 | 0 | 0 | 5.2799 | 0 | 11.2649 | 0 | 0 | 0
1996 | 213 | 6.1204 | 0 | 0 | 0 | 0 | 0 | 6.307 | 0 | 0 | 0 | 0 | 0
1996 | 214 | 6.9671 | 0 | 0 | 0 | 0 | 0 | 7.2746 | 0 | 0 | 0 | 0 | 0
1996 | 215 | 10.3711 | 0 | 0 | 20.0388 | 0 | 0 | 10.7235 | 0.021632 | 0 | 18.2906 | 0 | 0
1996 | 216 | 11.7057 | 0 | 0 | 0 | 0 | 0 | 11.8799 | 0 | 0 | 0 | 0 | 0
1996 | 217 | 10.3567 | 0 | 0 | 0 | 0 | 0 | 10.4762 | 0 | 0 | 0 | 0 | 0
1996 | 218 | 8.131 | 0 | 0 | 27.8961 | 0 | 0 | 8.3862 | 0 | 0 | 25.5711 | 0 | 0
1996 | 219 | 10.4485 | 0 | 0 | 0 | 0 | 0 | 10.9158 | 0 | 0 | 0 | 0 | 0
1996 | 220 | 3.9862 | 0 | 6.6893 | 26.7484 | 0 | 0 | 3.7846 | 0 | 6.5218 | 23.7548 | 0 | 0
1996 | 221 | 4.7224 | 0 | 7.0795 | 0 | 0 | 0 | 4.6149 | 0 | 7.2028 | 0 | 0 | 0
1996 | 222 | 4.4216 | 0 | 16.6624 | 0 | 0 | 0 | 4.4066 | 0 | 15.8317 | 0 | 0 | 0
1996 | 223 | 5.0746 | 0 | 1.7556 | 0 | 0 | 0 | 4.9568 | 0 | 1.6264 | 0 | 0 | 0
1996 | 224 | 8.0494 | 0 | 0 | 0 | 0 | 0 | 7.9052 | 0 | 0.048072 | 0 | 0 | 0
1996 | 225 | 6.5349 | 0 | 0 | 0 | 0 | 0 | 6.5084 | 0 | 0 | 0 | 0 | 0
1996 | 226 | 8.0576 | 0 | 0 | 0 | 0 | 0 | 8.3282 | 0 | 0 | 0 | 0 | 0
1996 | 227 | 9.7376 | 0 | 0 | 0 | 0 | 0 | 9.5196 | 0 | 0 | 0 | 0 | 0
1996 | 228 | 3.3366 | 0.048768 | 0 | 0 | 0 | 0 | 2.5905 | 0.13701 | 0 | 0 | 0 | 0
1996 | 229 | 2.3969 | 0 | 0 | 0 | 0 | 0 | 2.2913 | 0 | 0 | 0 | 0 | 0
1996 | 230 | 3.1453 | 0 | 0 | 0 | 0 | 0 | 2.9759 | 0 | 0 | 0 | 0 | 0
1996 | 231 | 3.9394 | 0 | 0 | 0 | 0 | 0 | 3.5605 | 0 | 0 | 0 | 0 | 0
1996 | 232 | 3.8054 | 0 | 0 | 0 | 0 | 0 | 3.4725 | 0 | 0 | 0 | 0 | 0
1996 | 233 | 4.3997 | 0 | 3.8421 | 0 | 0 | 0 | 4.0316 | 0 | 3.9275 | 0 | 0 | 0
1996 | 234 | 6.3295 | 0 | 0 | 0 | 0 | 0 | 5.8737 | 0 | 0 | 0 | 0 | 0
1996 | 235 | 4.967 | 0 | 0 | 19.378 | 0 | 0 | 4.6415 | 0 | 0 | 18.0526 | 0 | 0
1996 | 236 | 4.4249 | 0 | 0 | 20.0949 | 0 | 0 | 3.3856 | 0.044066 | 0 | 16.5368 | 0 | 0
1996 | 237 | 2.1466 | 0 | 4.3249 | 0 | 0 | 0 | 2.2458 | 0 | 4.3297 | 0 | 0 | 0
1996 | 238 | 4.5327 | 0 | 65.7368 | 0 | 0 | 0 | 4.5724 | 0.084927 | 62.601 | 0 | 0 | 0
1996 | 239 | 1.799 | 0 | 11.1272 | 0 | 0 | 0 | 1.76 | 0 | 11.0806 | 0 | 0 | 0
1996 | 240 | 2.9505 | 0 | 0 | 0 | 0 | 0 | 2.9297 | 0 | 0 | 0 | 0 | 0
1996 | 241 | 3.7985 | 0 | 0 | 0 | 0 | 0 | 3.7229 | 0 | 0 | 0 | 0 | 0
1996 | 242 | 4.4494 | 0 | 0 | 0 | 0 | 0 | 4.4678 | 0 | 0 | 0 | 0 | 0
1996 | 243 | 4.9554 | 0 | 8.2824 | 0 | 0 | 0 | 5.0182 | 0 | 9.0135 | 0 | 0 | 0
1996 | 244 | 4.1751 | 0.024384 | 0 | 0 | 0 | 0 | 4.2597 | 0 | 0 | 0 | 0 | 0
1996 | 245 | 5.9741 | 0 | 0 | 0 | 0 | 0 | 6.1051 | 0 | 0 | 0 | 0 | 0
1996 | 246 | 6.8329 | 0 | 0.2601 | 0 | 0 | 0 | 7.0906 | 0 | 0.21632 | 0 | 0 | 0
1996 | 247 | 3.9014 | 0 | 0.097536 | 0 | 0 | 0 | 4.1929 | 0 | 0.088132 | 0 | 0 | 0
1996 | 248 | 6.0364 | 0 | 0 | 44.3708 | 0 | 0 | 6.4443 | 0 | 0 | 40.5728 | 0 | 0
1996 | 249 | 6.3778 | 0 | 0 | 0 | 0 | 0 | 6.6767 | 0.024036 | 0 | 0 | 0 | 0
1996 | 250 | 5.9172 | 0 | 14.0045 | 0 | 0 | 0 | 6.4069 | 0 | 14.4296 | 12.699 | 0 | 0
1996 | 251 | 4.3891 | 0 | 26.2128 | 0 | 0 | 0 | 4.3772 | 0 | 25.9268 | 0 | 0 | 0
1996 | 252 | 5.4132 | 0 | 0 | 0 | 0 | 0 | 5.5176 | 0 | 0 | 0 | 0 | 0
1996 | 253 | 6.2206 | 0 | 0 | 0 | 0 | 0 | 6.4523 | 0 | 0 | 0 | 0 | 0
1996 | 254 | 6.8844 | 0 | 0 | 0 | 0 | 0 | 7.3443 | 0 | 0 | 0 | 0 | 0
1996 | 255 | 5.5568 | 0 | 0 | 0 | 0 | 0 | 6.001 | 0 | 0 | 0 | 0 | 0
1996 | 256 | 2.2068 | 0 | 3.4544 | 0 | 0 | 0 | 2.3205 | 0 | 3.4371 | 0 | 0 | 0
1996 | 257 | 1.8288 | 0 | 0.85344 | 0 | 0 | 0 | 1.8828 | 0 | 0.90536 | 0 | 0 | 0
1996 | 258 | 1.9534 | 0 | 6.5593 | 0 | 0 | 0 | 1.9763 | 0 | 6.3535 | 0 | 0 | 0
1996 | 259 | 5.2019 | 0 | 4.4948 | 0 | 0 | 0 | 5.0315 | 0 | 4.7511 | 0 | 0 | 0
1996 | 260 | 4.045 | 0 | 0 | 0 | 0 | 0 | 4.3398 | 0 | 0 | 0 | 0 | 0
1996 | 261 | 5.1071 | 0.073152 | 0 | 0 | 0 | 0 | 5.3307 | 0.048072 | 0 | 0 | 0 | 0
1996 | 262 | 4.8958 | 0 | 0.17069 | 0 | 0 | 0 | 4.9968 | 0 | 0.12018 | 0 | 0 | 0
1996 | 263 | 6.1123 | 0 | 0 | 0 | 0 | 0 | 6.1425 | 0 | 0 | 0 | 0 | 0
1996 | 264 | 6.8898 | 0 | 0 | 0 | 0 | 0 | 6.8316 | 0 | 0 | 0 | 0 | 0
1996 | 265 | 5.0908 | 0 | 0 | 0 | 0 | 0 | 5.4215 | 0 | 0 | 0 | 0 | 0
1996 | 266 | 7.7893 | 0 | 0 | 0 | 0 | 0 | 8.2283 | 0 | 0 | 0 | 0 | 0
1996 | 267 | 7.2637 | 0 | 0 | 20.2387 | 0 | 0 | 6.9277 | 0 | 0 | 19.365 | 0 | 0
1996 | 268 | 4.3051 | 0 | 0 | 0 | 0 | 0 | 4.4867 | 0 | 0 | 0 | 0 | 0
1996 | 269 | 7.0714 | 0 | 0.21133 | 0 | 0 | 0 | 7.152 | 0 | 0.20831 | 0 | 0 | 0
1996 | 270 | 2.7527 | 0 | 3.5763 | 0 | 0 | 0 | 2.7481 | 0 | 3.7656 | 0 | 0 | 0
1996 | 271 | 3.2106 | 0 | 1.8451 | 0 | 0 | 0 | 2.9725 | 0 | 1.7546 | 0 | 0 | 0
1996 | 272 | 4.8958 | 0 | 0 | 0 | 0 | 0 | 4.8312 | 0 | 0 | 0 | 0 | 0
1996 | 273 | 5.76 | 0 | 0 | 0 | 0 | 0 | 6.0037 | 0 | 0 | 0 | 0 | 0
1996 | 274 | 6.6379 | 0 | 0 | 15.7033 | 0 | 0 | 6.9811 | 0 | 0 | 14.2694 | 0 | 0
1996 | 275 | 6.4591 | 0 | 0 | 0 | 0 | 0 | 6.4123 | 0 | 0 | 0 | 0 | 0
1996 | 276 | 2.1268 | 0 | 0 | 0 | 0 | 0 | 2.0217 | 0 | 0 | 0 | 0 | 0
1996 | 277 | 2.9884 | 0 | 0 | 0 | 0 | 0 | 3.1594 | 0 | 0 | 0 | 0 | 0
1996 | 278 | 3.0724 | 0 | 0 | 0 | 0 | 0 | 3.3357 | 0 | 0 | 0 | 0 | 0
1996 | 279 | 3.5709 | 0 | 0.24384 | 0 | 0 | 0 | 3.779 | 0 | 0.23235 | 0 | 0 | 0
1996 | 280 | 4.5408 | 0 | 0 | 0 | 0 | 0 | 4.7484 | 0 | 0 | 0 | 0 | 0
1996 | 281 | 2.9868 | 0.032512 | 0 | 0 | 0 | 0 | 3.3001 | 0.024036 | 0 | 0 | 0 | 0
1996 | 282 | 2.0886 | 0 | 0 | 0 | 0 | 0 | 2.0858 | 0.024036 | 0 | 0 | 0 | 0
1996 | 283 | 2.4899 | 0 | 0 | 0 | 0 | 0 | 2.5772 | 0.096144 | 0 | 0 | 0 | 0
1996 | 284 | 2.5116 | 0 | 0 | 0 | 0 | 0 | 2.6653 | 0.048072 | 0 | 0 | 0 | 0
1996 | 285 | 2.7689 | 0 | 0 | 0 | 0 | 0 | 2.8915 | 0 | 0 | 0 | 0 | 0
1996 | 286 | 3.281 | 0 | 0 | 0 | 0 | 0 | 3.4665 | 0 | 0 | 0 | 0 | 0
1996 | 287 | 3.8968 | 0.032512 | 0 | 0 | 0 | 0 | 4.1513 | 0.020831 | 0 | 0 | 0 | 0
1996 | 288 | 3.8678 | 0.065024 | 0 | 0 | 0 | 0 | 4.0172 | 0.02003 | 0 | 0 | 0 | 0
1996 | 289 | 2.9309 | 0.082906 | 0 | 0 | 0 | 0 | 2.9232 | 0.027241 | 0 | 0 | 0 | 0
1996 | 290 | 5.1534 | 0 | 0 | 16.6104 | 0 | 0 | 5.2313 | 0.020831 | 0 | 14.5522 | 0 | 0
1996 | 291 | 4.0938 | 0 | 0 | 0 | 0 | 0 | 4.0939 | 0 | 0 | 0 | 0 | 0
1996 | 292 | 3.1902 | 0.10729 | 0 | 0 | 0 | 0 | 3.2716 | 0.023235 | 0 | 0 | 0 | 0
1996 | 293 | 4.6928 | 0.031699 | 0 | 0 | 0 | 0 | 4.6662 | 0 | 0 | 0 | 0 | 0
1996 | 294 | 4.0526 | 0.021133 | 0.16093 | 0 | 0 | 0 | 4.072 | 0 | 0.18187 | 0 | 0 | 0
1996 | 295 | 1.1171 | 0 | 17.6817 | 0 | 0 | 0 | 0.98574 | 0 | 14.9905 | 0 | 0 | 0
1996 | 296 | 2.2813 | 0.056896 | 0 | 0 | 0 | 0 | 2.1934 | 0.041662 | 0 | 0 | 0 | 0
1996 | 297 | 3.3764 | 0 | 0 | 0 | 0 | 0 | 3.4398 | 0 | 0 | 0 | 0 | 0
1996 | 298 | 3.4685 | 0 | 0 | 39.7866 | 0 | 0 | 3.4212 | 0.020831 | 0 | 36.3753 | 0 | 0
1996 | 299 | 5.294 | 0.056896 | 0.30074 | 0 | 0 | 0 | 5.2372 | 0 | 0.08012 | 0 | 0 | 0
1996 | 300 | 4.6113 | 0.12192 | 0 | 0 | 0 | 0 | 4.4734 | 0 | 0 | 0 | 0 | 0
1996 | 301 | 1.4685 | 0 | 2.9586 | 0 | 0 | 0 | 0.93473 | 0.024036 | 2.2834 | 0 | 0 | 0
1996 | 302 | 0.61773 | 0 | 6.5105 | 0 | 0 | 0 | 0.49407 | 0 | 7.6755 | 0 | 0 | 0
1996 | 303 | 4.2103 | 0 | 0.25197 | 0 | 0 | 0 | 4.03 | 0 | 0 | 0 | 0 | 0
1996 | 304 | 2.8909 | 0 | 0 | 0 | 0 | 0 | 2.9831 | 0 | 0 | 0 | 0 | 0
1996 | 305 | 0.41182 | 0.024384 | 0.99162 | 0 | 0 | 0 | 0.43799 | 0 | 0.96945 | 0 | 0 | 0
1996 | 306 | 2.0185 | 0 | 0 | 0 | 0 | 0 | 2.0396 | 0 | 0 | 0 | 0 | 0
1996 | 307 | 2.3978 | 0 | 0 | 0 | 0 | 0 | 2.3876 | 0 | 0 | 0 | 0 | 0
1996 | 308 | 3.0209 | 0.10566 | 2.1295 | 0 | 0 | 0 | 2.9377 | 0 | 2.0591 | 0 | 0 | 0
1996 | 309 | 3.2024 | 0.024384 | 0.95098 | 0 | 0 | 0 | 3.114 | 0 | 0.90536 | 0 | 0 | 0
1996 | 310 | 3.7633 | 0 | 0 | 0 | 0 | 0 | 3.8308 | 0 | 0 | 0 | 0 | 0
1996 | 311 | 2.601 | 0 | 0 | 0 | 0 | 0 | 2.5935 | 0 | 0 | 0 | 0 | 0
1996 | 312 | 2.4221 | 0.056896 | 0 | 0 | 0 | 0 | 2.4322 | 0.044066 | 0 | 0 | 0 | 0
1996 | 313 | 2.2035 | 0 | 0 | 0 | 0 | 0 | 2.2212 | 0.022434 | 0 | 0 | 0 | 0
1996 | 314 | 2.2108 | 0 | 0 | 0 | 0 | 0 | 2.1128 | 0 | 0 | 0 | 0 | 0
1996 | 315 | 2.3273 | 0 | 0 | 0 | 0 | 0 | 2.4183 | 0.071307 | 0 | 0 | 0 | 0
1996 | 316 | 2.4736 | 0 | 0 | 0 | 0 | 0 | 2.4557 | 0.022434 | 0 | 0 | 0 | 0
1996 | 317 | 0.24655 | 0.048768 | 0.28448 | 0 | 0 | 0 | 0.13968 | 0 | 0.1322 | 0 | 0 | 0
1996 | 318 | 2.414 | 0 | 0.27635 | 0 | 0 | 0 | 2.2004 | 0 | 0.16585 | 0 | 0 | 0
1996 | 319 | 1.7593 | 0.10079 | 0 | 0 | 0 | 0 | 1.9484 | 0.12739 | 0 | 0 | 0 | 0
1996 | 320 | 2.797 | 0.31618 | 0 | 0 | 0 | 0 | 2.718 | 0.23876 | 0 | 0 | 0 | 0
1996 | 321 | 3.3585 | 0.2097 | 11.024 | 0 | 0 | 0 | 3.541 | 0.15143 | 10.9444 | 0 | 0 | 0
1996 | 322 | 1.7502 | 0.11379 | 0 | 0 | 0 | 0 | 1.9207 | 0.19309 | 0 | 0 | 0 | 0
1996 | 323 | 2.66 | 0 | 0 | 0 | 0 | 0 | 2.5454 | 0 | 0 | 0 | 0 | 0
1996 | 324 | 2.9079 | 0 | 0 | 0 | 0 | 0 | 2.8798 | 0 | 0 | 0 | 0 | 0
1996 | 325 | 3.8589 | 0.024384 | 0 | 35.6966 | 0 | 0 | 3.7475 | 0 | 0 | 33.0175 | 0 | 0
1996 | 326 | 1.0783 | 0.024384 | 0 | 0 | 0 | 0 | 1.1244 | 0 | 0 | 0 | 0 | 0
1996 | 327 | 2.3734 | 0.21133 | 0 | 0 | 0 | 0 | 2.2754 | 0.024036 | 0 | 0 | 0 | 0
1996 | 328 | 2.3436 | 0.2032 | 0 | 0 | 0 | 0 | 2.2327 | 0.088132 | 0 | 0 | 0 | 0
1996 | 329 | 1.4983 | 0 | 0 | 0 | 0 | 0 | 1.573 | 0 | 0 | 0 | 0 | 0
1996 | 330 | 1.0566 | 0 | 0 | 0 | 0 | 0 | 0.98494 | 0 | 0 | 0 | 0 | 0
1996 | 331 | 1.0323 | 0 | 0 | 0 | 0 | 0 | 1.0608 | 0 | 0 | 0 | 0 | 0
1996 | 332 | 0.70714 | 0 | 0 | 0 | 0 | 0 | 0.70452 | 0 | 0 | 0 | 0 | 0
1996 | 333 | 0.4931 | 0 | 2.0483 | 0 | 0 | 0 | 0.48846 | 0 | 1.9798 | 0 | 0 | 0
1996 | 334 | 2.0347 | 0 | 3.1374 | 0 | 0 | 0 | 1.7717 | 0 | 2.9212 | 0 | 0 | 0
1996 | 335 | #N/A | #N/A | #N/A | #N/A | 0 | 0 | #N/A | #N/A | #N/A | #N/A | 0 | 0
1996 | 336 | #N/A | #N/A | #N/A | #N/A | 0 | 0 | #N/A | #N/A | #N/A | #N/A | 0 | 0
1996 | 337 | #N/A | #N/A | #N/A | #N/A | 0 | 0 | #N/A | #N/A | #N/A | #N/A | 0 | 0
1996 | 338 | 1.5064 | 0 | 0.80467 | 0 | 0 | 0 | 0.96678 | 0 | 0.10416 | 0 | 0 | 0
1996 | 339 | 1.6771 | 0 | 0.56896 | 0 | 0 | 0 | 1.135 | 0.088132 | 0 | 0 | 0 | 0
1996 | 340 | 1.9047 | 0.30886 | 0 | 0 | 0 | 0 | 1.8481 | 0.14422 | 0 | 0 | 0 | 0
1996 | 341 | 1.3249 | 0.089408 | 0 | 0 | 0 | 0 | 1.2419 | 0.032048 | 0 | 0 | 0 | 0
1996 | 342 | 1.0377 | 0 | 0 | 0 | 0 | 0 | 1.0469 | 0 | 0 | 0 | 0 | 0
1996 | 343 | 1.1325 | 0.048768 | 0 | 0 | 0 | 0 | 1.1137 | 0.032048 | 0 | 0 | 0 | 0
1996 | 344 | 1.9643 | 0.048768 | 0 | 0 | 0 | 0 | 1.8454 | 0 | 0 | 0 | 0 | 0
1996 | 345 | 2.6037 | 0.056896 | 0.2601 | 0 | 0 | 0 | 2.4864 | 0.048072 | 0.16024 | 0 | 0 | 0
1996 | 346 | 2.4702 | 0.08128 | 0.15443 | 0 | 0 | 0 | 2.2974 | 0.11217 | 0 | 0 | 0 | 0
1996 | 347 | 1.2524 | 0 | 0 | 0 | 0 | 0 | 1.2905 | 0 | 0 | 0 | 0 | 0
1996 | 348 | 1.1975 | 0 | 0 | 0 | 0 | 0 | 1.1804 | 0 | 0 | 0 | 0 | 0
1996 | 349 | 1.5877 | 0 | 0 | 0 | 0 | 0 | 1.6027 | 0 | 0 | 0 | 0 | 0
1996 | 350 | 1.1027 | 0 | 0 | 0 | 0 | 0 | 1.1903 | 0 | 0 | 0 | 0 | 0
1996 | 351 | 0.86157 | 0.048768 | 0.99974 | 0 | 0 | 0 | 0.71868 | 0 | 1.1962 | 0 | 0 | 0
1996 | 352 | 1.7042 | 0.22758 | 1.5362 | 0 | 0 | 0 | 2.1478 | 0.29484 | 1.3997 | 0 | 0 | 0
1996 | 353 | 0.79113 | 0 | 0 | 0 | 0 | 0 | 0.78197 | 0 | 0 | 0 | 0 | 0
1996 | 354 | 0.70714 | 0.089408 | 0 | 0 | 0 | 0 | 0.48606 | 0 | 0 | 0 | 0 | 0
1996 | 355 | 0.88595 | 0.28448 | 0.21946 | 0 | 0 | 0 | 0.74832 | 0.1306 | 0.22514 | 0 | 0 | 0
1996 | 356 | 1.8478 | 0.53645 | 0.08128 | 0 | 0 | 0 | 1.4982 | 0.082524 | 0.13941 | 0 | 0 | 0
1996 | 357 | 1.3601 | 0.39014 | 0 | 0 | 0 | 0 | 1.1906 | 0.20431 | 0 | 0 | 0 | 0
1996 | 358 | 0.74507 | 0.15443 | 0 | 0 | 0 | 0 | 0.63589 | 0.052879 | 0 | 0 | 0 | 0
1996 | 359 | 0.33596 | 0 | 0 | 0 | 0 | 0 | 0.37443 | 0 | 0 | 0 | 0 | 0
1996 | 360 | 1.2815 | 0.30886 | 0.51206 | 0 | 0 | 0 | 1.0544 | 0.17626 | 0.37817 | 0 | 0 | 0
1996 | 361 | 0.75319 | 0.25197 | 0.19507 | 0 | 0 | 0 | 0.70399 | 0.1987 | 0.15063 | 0 | 0 | 0
1996 | 362 | 1.7475 | 0.58522 | 0 | 0 | 0 | 0 | 1.4812 | 0.34612 | 0 | 0 | 0 | 0
1996 | 363 | 0.58522 | 0 | 0 | 0 | 0 | 0 | 0.62627 | 0.078518 | 0 | 0 | 0 | 0
1996 | 364 | 0.53645 | 0 | 0 | 0 | 0 | 0 | 0.60918 | 0.088132 | 0 | 0 | 0 | 0
1996 | 365 | 0.70714 | 0.032512 | 0 | 0 | 0 | 0 | 0.79452 | 0.082524 | 0 | 0 | 0 | 0
1996 | 366 | 0.55704 | 0.032512 | 0 | 0 | 0 | 0 | 0.62494 | 0.091337 | 0 | 0 | 0 | 0

## Dic. 1996 alfalfa 15-min WBal
Spreadsheet tab | Element or value display name | Description | Data type | Character length | Acceptable values | Required? | Accepts null value?
1996 alfalfa 15-min WBal | Year | Year | year - yyyy | 4 |  | Yes | No
1996 alfalfa 15-min WBal | Day of year | Serial day of year beginning with 1 on January 1. | integer | Up to 3 | 1 to 366 | Yes | No
1996 alfalfa 15-min WBal | NE dew/frost in mm | Dew and frost in mm measured using the NE lysimeter | decimal |  |  | Yes | Yes, #N/A
1996 alfalfa 15-min WBal | SE dew/frost in mm | Dew and frost in mm measured using the SE lysimeter | decimal |  |  | Yes | Yes, #N/A
1996 alfalfa 15-min WBal | NE precip. In mm | Precipitation in mm measured using NE lysimeter | decimal |  |  | Yes | Yes, #N/A
1996 alfalfa 15-min WBal | SE precip. In mm | Precipitation in mm measured using SE lysimeter | decimal |  |  | Yes | Yes, #N/A
1996 alfalfa 15-min WBal | NE irrig. In mm | Irrigation in mm measured using NE lysimeter | decimal |  |  | Yes | Yes, #N/A
1996 alfalfa 15-min WBal | SE irrig. in mm | Irrigation in mm measured using SE lysimeter | decimal |  |  | Yes | Yes, #N/A
1996 alfalfa 15-min WBal | NE ET in mm | Evapotranspiration in mm measured using NE lysimeter | decimal |  |  | Yes | Yes, #N/A
1996 alfalfa 15-min WBal | SE ET in mm | Evapotranspiration in mm measured using SE lysimeter | decimal |  |  | Yes | Yes, #N/A

## 1996 alfalfa 15-min WBal
Year | Decimal DOY | NE dew/frost in mm | SE dew/frost in mm | NE precip in mm | SE precip in mm | NE irrig. in mm | SE irrig. in mm | NE ET in mm | SE ET in mm
1996 | 1.0104 | 0 | 0 | 0 | 0 | 0 | 0 | -0.008128 | -0.064096
1996 | 1.0208 | 0 | 0 | 0 | 0 | 0 | 0 | -0.02032 | 0.008012
1996 | 1.0313 | 0 | 0 | 0 | 0 | 0 | 0 | 0.004064 | -0.016024
1996 | 1.0417 | 0.056896 | 0 | 0 | 0 | 0 | 0 | 0.032512 | -0.028042
1996 | 1.0521 | 0 | 0 | 0 | 0 | 0 | 0 | 0.032512 | 0.036054
1996 | 1.0625 | 0 | 0.04006 | 0 | 0 | 0 | 0 | -0.028448 | 0.016024
1996 | 1.0729 | 0.04064 | 0 | 0 | 0 | 0 | 0 | 0.004064 | 0.06009
1996 | 1.0833 | 0 | 0 | 0 | 0 | 0 | 0 | 0.052832 | 0.032048
1996 | 1.0938 | 0 | 0 | 0 | 0 | 0 | 0 | 0.077216 | 0.036054
1996 | 1.1042 | 0 | 0 | 0 | 0 | 0 | 0 | 0.044704 | 0.12018
1996 | 1.1146 | 0 | 0.056084 | 0 | 0 | 0 | 0 | 0.028448 | 0.04006
1996 | 1.125 | 0 | 0 | 0 | 0 | 0 | 0 | 0.008128 | 0.02003
1996 | 1.1354 | 0.048768 | 0 | 0 | 0 | 0 | 0 | -0.056896 | -0.052078
1996 | 1.1458 | 0 | 0.048072 | 0 | 0 | 0 | 0 | 0.024384 | 0
1996 | 1.1563 | 0.08128 | 0 | 0 | 0.088132 | 0 | 0 | -0.024384 | 0.028042
1996 | 1.1667 | 0 | 0 | 0 | 0 | 0 | 0 | 0.052832 | 0.032048
1996 | 1.1771 | 0.048768 | 0 | 0 | 0 | 0 | 0 | -0.008128 | -0.02003
1996 | 1.1875 | 0 | 0 | 0 | 0 | 0 | 0 | 0.069088 | 0.068102
1996 | 1.1979 | 0 | 0 | 0 | 0 | 0 | 0 | 0.077216 | 0.092138
1996 | 1.2083 | 0 | 0 | 0 | 0 | 0 | 0 | 0.012192 | 0.024036
1996 | 1.2188 | 0 | 0 | 0 | 0 | 0 | 0 | 0.056896 | 0.072108
1996 | 1.2292 | 0.065024 | 0.056084 | 0 | 0 | 0 | 0 | 0.004064 | -0.02003
1996 | 1.2396 | 0 | 0 | 0 | 0 | 0 | 0 | -0.012192 | -0.032048
1996 | 1.25 | 0 | 0 | 0 | 0 | 0 | 0 | -0.065024 | -0.016024
1996 | 1.2604 | 0 | 0.048072 | 0 | 0 | 0 | 0 | 0.036576 | 0.028042
1996 | 1.2708 | 0 | 0 | 0 | 0 | 0 | 0 | -0.065024 | -0.012018
1996 | 1.2813 | 0 | 0 | 0 | 0 | 0 | 0 | 0.1016 | 0.096144
1996 | 1.2917 | 0 | 0 | 0 | 0 | 0 | 0 | -0.036576 | -0.06009
1996 | 1.3021 | 0.056896 | 0 | 0 | 0 | 0 | 0 | -0.008128 | 0.016024
1996 | 1.3125 | 0 | 0.056084 | 0 | 0 | 0 | 0 | 0.10566 | 0.08012
1996 | 1.3229 | 0 | 0 | 0 | 0.16024 | 0 | 0 | -0.16256 | -0.064096
1996 | 1.3333 | 0 | 0 | 0 | 0 | 0 | 0 | 0.085344 | 0.17226
1996 | 1.3438 | 0 | 0 | 0 | 0 | 0 | 0 | 0.008128 | -0.004006
1996 | 1.3542 | 0 | 0 | 0 | 0.072108 | 0 | 0 | -0.10566 | -0.084126
1996 | 1.3646 | 0 | 0 | 0 | 0 | 0 | 0 | 0.052832 | 0.06009
1996 | 1.375 | 0 | 0 | 0 | 0 | 0 | 0 | -0.052832 | 0.028042
1996 | 1.3854 | 0 | 0 | 0 | 0 | 0 | 0 | 0.17475 | 0.068102
1996 | 1.3958 | 0 | 0 | 0 | 0 | 0 | 0 | 0.04064 | 0.076114
1996 | 1.4063 | 0 | 0 | 0 | 0 | 0 | 0 | 0.056896 | 0.10015
1996 | 1.4167 | 0 | 0.048072 | 0 | 0 | 0 | 0 | 0.028448 | 0.044066
1996 | 1.4271 | 0.065024 | 0.056084 | 0.10566 | 0.12018 | 0 | 0 | -0.036576 | 0.012018
1996 | 1.4375 | 0 | 0 | 0 | 0 | 0 | 0 | 0.044704 | 0.036054
1996 | 1.4479 | 0 | 0 | 0 | 0.088132 | 0 | 0 | -0.15037 | -0.084126
1996 | 1.4583 | 0 | 0 | 0 | 0 | 0 | 0 | 0.19507 | 0.1322
1996 | 1.4688 | 0 | 0 | 0 | 0 | 0 | 0 | 0.065024 | 0.072108
1996 | 1.4792 | 0 | 0 | 0 | 0 | 0 | 0 | -0.008128 | -0.004006
1996 | 1.4896 | 0 | 0 | 0 | 0 | 0 | 0 | 0.12192 | 0.10416
1996 | 1.5 | 0 | 0 | 0.08128 | 0 | 0 | 0 | 0.004064 | -0.008012
1996 | 1.5104 | 0 | 0 | 0 | 0 | 0 | 0 | 0.10566 | 0.096144
1996 | 1.5208 | 0 | 0 | 0 | 0 | 0 | 0 | -0.016256 | 0.008012
1996 | 1.5313 | 0 | 0.064096 | 0.08128 | 0 | 0 | 0 | -0.02032 | -0.064096
1996 | 1.5417 | 0 | 0 | 0 | 0 | 0 | 0 | 0.08128 | 0.14422
1996 | 1.5521 | 0 | 0.024036 | 0 | 0.088132 | 0 | 0 | -0.024384 | 0.028042
1996 | 1.5625 | 0 | 0.04006 | 0 | 0 | 0 | 0 | 0.044704 | 0.004006
1996 | 1.5729 | 0 | 0 | 0 | 0 | 0 | 0 | 0.069088 | 0.02003
1996 | 1.5833 | 0 | 0 | 0 | 0 | 0 | 0 | 0.12598 | 0.19229
1996 | 1.5938 | 0 | 0 | 0 | 0 | 0 | 0 | 0.02032 | 0.064096
1996 | 1.6042 | 0 | 0 | 0 | 0.096144 | 0 | 0 | -0.012192 | 0.036054
1996 | 1.6146 | 0 | 0 | 0 | 0 | 0 | 0 | 0.052832 | -0.012018
1996 | 1.625 | 0 | 0 | 0 | 0 | 0 | 0 | 0.093472 | 0.084126
1996 | 1.6354 | 0 | 0 | 0 | 0 | 0 | 0 | 0.06096 | 0.06009
1996 | 1.6458 | 0 | 0 | 0 | 0 | 0 | 0 | 0.024384 | 0.056084
1996 | 1.6563 | 0.04064 | 0 | 0 | 0 | 0 | 0 | 0.02032 | -0.016024
1996 | 1.6667 | 0 | 0 | 0 | 0 | 0 | 0 | 0.077216 | 0.048072
1996 | 1.6771 | 0 | 0.04006 | 0 | 0 | 0 | 0 | 0 | 0.048072
1996 | 1.6875 | 0 | 0 | 0 | 0 | 0 | 0 | -0.024384 | -0.04006
1996 | 1.6979 | 0 | 0 | 0 | 0 | 0 | 0 | 0.065024 | 0.08012
1996 | 1.7083 | 0 | 0 | 0 | 0 | 0 | 0 | 0.012192 | 0.036054
1996 | 1.7188 | 0 | 0 | 0 | 0 | 0 | 0 | 0.008128 | 0.032048
1996 | 1.7292 | 0 | 0 | 0 | 0 | 0 | 0 | 0.02032 | 0.012018
1996 | 1.7396 | 0 | 0 | 0 | 0 | 0 | 0 | 0.012192 | -0.012018
1996 | 1.75 | 0 | 0 | 0 | 0 | 0 | 0 | 0.02032 | 0.06009
1996 | 1.7604 | 0 | 0 | 0 | 0 | 0 | 0 | -0.032512 | -0.02003
1996 | 1.7708 | 0 | 0 | 0 | 0 | 0 | 0 | 0.004064 | 0.044066
1996 | 1.7813 | 0 | 0 | 0 | 0 | 0 | 0 | 0.024384 | 0.016024
1996 | 1.7917 | 0 | 0 | 0 | 0 | 0 | 0 | 0.024384 | 0.024036
1996 | 1.8021 | 0 | 0 | 0 | 0 | 0 | 0 | 0.012192 | 0.036054
1996 | 1.8125 | 0 | 0 | 0 | 0 | 0 | 0 | 0.008128 | 0.004006
1996 | 1.8229 | 0 | 0 | 0 | 0 | 0 | 0 | 0 | -0.016024
1996 | 1.8333 | 0 | 0 | 0 | 0 | 0 | 0 | -0.004064 | -0.008012
1996 | 1.8438 | 0 | 0 | 0 | 0 | 0 | 0 | -0.008128 | 0.016024
1996 | 1.8542 | 0 | 0 | 0 | 0 | 0 | 0 | 0.004064 | 0.004006
1996 | 1.8646 | 0 | 0.024036 | 0 | 0 | 0 | 0 | -0.016256 | -0.012018
1996 | 1.875 | 0 | 0.024036 | 0 | 0 | 0 | 0 | -0.008128 | -0.004006
1996 | 1.8854 | 0 | 0 | 0 | 0 | 0 | 0 | -0.04064 | -0.06009
1996 | 1.8958 | 0 | 0 | 0 | 0 | 0 | 0 | 0 | -0.012018
1996 | 1.9063 | 0 | 0 | 0 | 0 | 0 | 0 | -0.008128 | 0.028042
1996 | 1.9167 | 0 | 0 | 0 | 0 | 0 | 0 | 0.02032 | 0.052078
1996 | 1.9271 | 0 | 0 | 0 | 0 | 0 | 0 | -0.004064 | 0.008012
1996 | 1.9375 | 0 | 0.064096 | 0 | 0 | 0 | 0 | -0.012192 | 0.008012
1996 | 1.9479 | 0 | 0 | 0 | 0 | 0 | 0 | 0.012192 | 0.036054
1996 | 1.9583 | 0 | 0 | 0 | 0 | 0 | 0 | 0.012192 | 0.02003
1996 | 1.9688 | 0 | 0 | 0 | 0 | 0 | 0 | -0.016256 | 0
1996 | 1.9792 | 0 | 0.032048 | 0 | 0 | 0 | 0 | -0.012192 | 0
1996 | 1.9896 | 0 | 0 | 0 | 0 | 0 | 0 | -0.02032 | -0.016024
1996 | 2 | 0 | 0 | 0 | 0 | 0 | 0 | -0.024384 | -0.024036
1996 | 2.0104 | 0 | 0 | 0 | 0 | 0 | 0 | 0.012192 | 0.02003
1996 | 2.0208 | 0 | 0 | 0 | 0 | 0 | 0 | 0.02032 | 0.02003
1996 | 2.0313 | 0 | 0 | 0 | 0 | 0 | 0 | -0.028448 | -0.016024
1996 | 2.0417 | 0 | 0.048072 | 0 | 0 | 0 | 0 | -0.008128 | 0.012018
1996 | 2.0521 | 0 | 0 | 0 | 0 | 0 | 0 | 0.004064 | 0.004006
1996 | 2.0625 | 0 | 0 | 0 | 0 | 0 | 0 | -0.008128 | -0.012018
1996 | 2.0729 | 0 | 0 | 0 | 0 | 0 | 0 | 0 | 0.02003
1996 | 2.0833 | 0 | 0 | 0 | 0 | 0 | 0 | 0.04064 | 0.048072
1996 | 2.0938 | 0 | 0 | 0 | 0 | 0 | 0 | -0.008128 | -0.008012
1996 | 2.1042 | 0 | 0 | 0 | 0 | 0 | 0 | 0.008128 | 0.004006
1996 | 2.1146 | 0 | 0 | 0 | 0 | 0 | 0 | -0.016256 | -0.028042
1996 | 2.125 | 0 | 0 | 0 | 0 | 0 | 0 | 0 | 0.016024
1996 | 2.1354 | 0 | 0 | 0 | 0 | 0 | 0 | 0.012192 | 0
1996 | 2.1458 | 0 | 0 | 0 | 0 | 0 | 0 | -0.02032 | -0.008012
1996 | 2.1563 | 0.024384 | 0.024036 | 0 | 0 | 0 | 0 | 0.008128 | -0.028042
1996 | 2.1667 | 0 | 0 | 0 | 0 | 0 | 0 | -0.032512 | -0.016024
1996 | 2.1771 | 0 | 0 | 0 | 0 | 0 | 0 | 0 | -0.008012
1996 | 2.1875 | 0.048768 | 0.04006 | 0 | 0 | 0 | 0 | 0.016256 | 0.02003
1996 | 2.1979 | 0 | 0 | 0 | 0.088132 | 0 | 0 | -0.04064 | -0.052078
1996 | 2.2083 | 0 | 0 | 0 | 0 | 0 | 0 | 0.036576 | 0.068102
1996 | 2.2188 | 0 | 0 | 0 | 0 | 0 | 0 | 0 | 0.04006
1996 | 2.2292 | 0 | 0 | 0 | 0 | 0 | 0 | 0.056896 | 0.036054
1996 | 2.2396 | 0 | 0 | 0 | 0 | 0 | 0 | 0.028448 | 0.048072
1996 | 2.25 | 0 | 0 | 0 | 0 | 0 | 0 | 0.044704 | 0.06009
1996 | 2.2604 | 0 | 0 | 0 | 0 | 0 | 0 | 0.008128 | 0
1996 | 2.2708 | 0 | 0 | 0 | 0 | 0 | 0 | -0.012192 | -0.012018
1996 | 2.2813 | 0 | 0.064096 | 0 | 0 | 0 | 0 | -0.02032 | 0.02003
1996 | 2.2917 | 0 | 0 | 0 | 0 | 0 | 0 | 0.032512 | 0.072108
1996 | 2.3021 | 0 | 0 | 0 | 0 | 0 | 0 | 0 | 0.028042
1996 | 2.3125 | 0 | 0.048072 | 0 | 0 | 0 | 0 | 0.012192 | 0.02003
1996 | 2.3229 | 0.032512 | 0.032048 | 0 | 0 | 0 | 0 | 0.028448 | 0.02003
1996 | 2.3333 | 0 | 0 | 0 | 0 | 0 | 0 | 0.04064 | 0.068102
1996 | 2.3438 | 0 | 0.032048 | 0 | 0 | 0 | 0 | -0.044704 | -0.012018
1996 | 2.3542 | 0.048768 | 0.056084 | 0 | 0 | 0 | 0 | 0.008128 | -0.02003
1996 | 2.3646 | 0 | 0.056084 | 0.08128 | 0 | 0 | 0 | 0 | -0.032048
1996 | 2.375 | 0 | 0.032048 | 0 | 0 | 0 | 0 | -0.032512 | -0.028042
1996 | 2.3854 | 0 | 0 | 0.10566 | 0 | 0 | 0 | 0.04064 | 0.012018
1996 | 2.3958 | 0 | 0 | 0 | 0 | 0 | 0 | 0.016256 | 0
1996 | 2.4063 | 0.065024 | 0.056084 | 0 | 0.08012 | 0 | 0 | -0.12192 | 0.008012
1996 | 2.4167 | 0 | 0 | 0 | 0.12819 | 0 | 0 | 0.04064 | 0.10015
1996 | 2.4271 | 0 | 0 | 0 | 0 | 0 | 0 | 0.11379 | 0.12819
1996 | 2.4375 | 0 | 0 | 0 | 0 | 0 | 0 | 0.056896 | 0.02003
1996 | 2.4479 | 0 | 0 | 0 | 0.2003 | 0 | 0 | -0.032512 | 0.044066
1996 | 2.4583 | 0 | 0 | 0 | 0 | 0 | 0 | 0.097536 | 0.10816
1996 | 2.4688 | 0 | 0 | 0 | 0 | 0 | 0 | 0.12598 | 0.1322
1996 | 2.4792 | 0 | 0 | 0 | 0 | 0 | 0 | -0.004064 | 0.084126
1996 | 2.4896 | 0 | 0 | 0 | 0.16825 | 0 | 0 | 0.065024 | 0.044066
1996 | 2.5 | 0 | 0 | 0 | 0.10416 | 0 | 0 | -0.008128 | 0.024036
1996 | 2.5104 | 0 | 0 | 0 | 0 | 0 | 0 | 0.16256 | 0.20431
1996 | 2.5208 | 0 | 0 | 0 | 0 | 0 | 0 | 0.16256 | 0.20431
1996 | 2.5312 | 0 | 0 | 0 | 0 | 0 | 0 | 0.069088 | 0.12018
1996 | 2.5417 | 0 | 0 | 0 | 0 | 0 | 0 | -0.016256 | -0.008012
1996 | 2.5521 | 0 | 0.048072 | 0 | 0 | 0 | 0 | 0.008128 | -0.012018
1996 | 2.5625 | 0 | 0 | 0 | 0 | 0 | 0 | 0.02032 | 0.02003
1996 | 2.5729 | 0 | 0 | 0 | 0 | 0 | 0 | 0.024384 | 0.012018
1996 | 2.5833 | 0 | 0 | 0 | 0 | 0 | 0 | 0.056896 | 0.096144
1996 | 2.5937 | 0 | 0 | 0.073152 | 0.12819 | 0 | 0 | 0.008128 | -0.028042
1996 | 2.6042 | 0 | 0.024036 | 0 | 0 | 0 | 0 | 0.028448 | 0.064096
1996 | 2.6146 | 0 | 0 | 0.089408 | 0 | 0 | 0 | 0.097536 | -0.044066
1996 | 2.625 | 0 | 0 | 0 | 0 | 0 | 0 | 0.044704 | 0.06009
1996 | 2.6354 | 0 | 0 | 0 | 0 | 0 | 0 | 0.044704 | 0.06009
1996 | 2.6458 | 0 | 0 | 0 | 0 | 0 | 0 | 0.073152 | 0.12819
1996 | 2.6562 | 0 | 0 | 0 | 0 | 0 | 0 | -0.028448 | -0.10015
1996 | 2.6667 | 0 | 0 | 0 | 0 | 0 | 0 | 0.052832 | 0.076114
1996 | 2.6771 | 0 | 0 | 0 | 0 | 0 | 0 | -0.02032 | -0.008012
1996 | 2.6875 | 0 | 0.032048 | 0 | 0 | 0 | 0 | 0.048768 | 0.044066
1996 | 2.6979 | 0 | 0 | 0 | 0 | 0 | 0 | 0.024384 | 0.10015
1996 | 2.7083 | 0 | 0 | 0 | 0 | 0 | 0 | 0.04064 | 0.004006
1996 | 2.7187 | 0 | 0 | 0 | 0 | 0 | 0 | 0.036576 | 0.084126
1996 | 2.7292 | 0 | 0 | 0 | 0 | 0 | 0 | 0.06096 | 0.12819
1996 | 2.7396 | 0 | 0 | 0 | 0 | 0 | 0 | 0.024384 | 0.044066
1996 | 2.75 | 0 | 0 | 0 | 0 | 0 | 0 | 0.048768 | 0.068102
1996 | 2.7604 | 0 | 0 | 0 | 0 | 0 | 0 | 0 | 0.036054
1996 | 2.7708 | 0 | 0 | 0 | 0 | 0 | 0 | 0.048768 | 0.08012
1996 | 2.7812 | 0 | 0 | 0 | 0 | 0 | 0 | 0.02032 | 0.052078
1996 | 2.7917 | 0 | 0 | 0 | 0 | 0 | 0 | 0.016256 | 0.032048
1996 | 2.8021 | 0 | 0 | 0 | 0 | 0 | 0 | 0.012192 | 0.008012
1996 | 2.8125 | 0 | 0 | 0 | 0 | 0 | 0 | -0.004064 | 0.004006
1996 | 2.8229 | 0 | 0 | 0 | 0 | 0 | 0 | 0.008128 | 0.024036
1996 | 2.8333 | 0 | 0 | 0 | 0 | 0 | 0 | 0.02032 | 0.02003
1996 | 2.8437 | 0 | 0 | 0 | 0 | 0 | 0 | 0 | 0.028042
1996 | 2.8542 | 0 | 0 | 0 | 0 | 0 | 0 | 0 | -0.02003
1996 | 2.8646 | 0 | 0 | 0 | 0 | 0 | 0 | 0.004064 | 0.016024
1996 | 2.875 | 0 | 0 | 0 | 0 | 0 | 0 | 0.004064 | 0.016024
1996 | 2.8854 | 0 | 0 | 0 | 0 | 0 | 0 | 0.012192 | 0.012018
1996 | 2.8958 | 0 | 0 | 0 | 0 | 0 | 0 | -0.004064 | 0
1996 | 2.9062 | 0 | 0 | 0 | 0 | 0 | 0 | 0.004064 | -0.004006
1996 | 2.9167 | 0 | 0 | 0 | 0 | 0 | 0 | 0 | 0.008012
1996 | 2.9271 | 0 | 0 | 0 | 0 | 0 | 0 | -0.004064 | -0.004006
1996 | 2.9375 | 0 | 0 | 0 | 0 | 0 | 0 | 0 | 0
1996 | 2.9479 | 0 | 0 | 0 | 0 | 0 | 0 | 0 | 0
1996 | 2.9583 | 0 | 0 | 0 | 0 | 0 | 0 | -0.004064 | 0
1996 | 2.9687 | 0 | 0 | 0 | 0 | 0 | 0 | 0.004064 | 0
1996 | 2.9792 | 0 | 0 | 0 | 0 | 0 | 0 | -0.008128 | 0
1996 | 2.9896 | 0 | 0 | 0 | 0 | 0 | 0 | 0.004064 | 0
1996 | 3 | 0 | 0 | 0 | 0 | 0 | 0 | -0.004064 | 0
1996 | 3.0104 | 0 | 0 | 0 | 0 | 0 | 0 | 0 | 0
1996 | 3.0208 | 0 | 0 | 0 | 0 | 0 | 0 | 0 | 0.004006
1996 | 3.0312 | 0 | 0 | 0 | 0 | 0 | 0 | -0.004064 | 0.004006
1996 | 3.0417 | 0 | 0 | 0 | 0 | 0 | 0 | -0.004064 | 0
1996 | 3.0521 | 0 | 0 | 0 | 0 | 0 | 0 | -0.012192 | 0
1996 | 3.0625 | 0 | 0 | 0 | 0 | 0 | 0 | 0.012192 | -0.004006
1996 | 3.0729 | 0 | 0 | 0 | 0 | 0 | 0 | -0.008128 | 0.004006
1996 | 3.0833 | 0 | 0 | 0 | 0 | 0 | 0 | 0.008128 | 0
1996 | 3.0937 | 0 | 0 | 0 | 0 | 0 | 0 | 0 | 0
1996 | 3.1042 | 0 | 0 | 0 | 0 | 0 | 0 | 0 | 0
1996 | 3.1146 | 0 | 0 | 0 | 0 | 0 | 0 | -0.004064 | 0
1996 | 3.125 | 0 | 0 | 0 | 0 | 0 | 0 | 0.004064 | 0.004006
1996 | 3.1354 | 0 | 0 | 0 | 0 | 0 | 0 | -0.016256 | 0.012018
1996 | 3.1458 | 0 | 0 | 0 | 0 | 0 | 0 | 0.008128 | 0
1996 | 3.1562 | 0 | 0 | 0 | 0 | 0 | 0 | 0 | 0.004006
1996 | 3.1667 | 0 | 0 | 0 | 0 | 0 | 0 | 0 | 0.004006
1996 | 3.1771 | 0 | 0 | 0 | 0 | 0 | 0 | -0.004064 | 0.012018
1996 | 3.1875 | 0 | 0 | 0 | 0 | 0 | 0 | -0.008128 | 0.008012
1996 | 3.1979 | 0 | 0 | 0 | 0 | 0 | 0 | 0.004064 | -0.004006
1996 | 3.2083 | 0 | 0 | 0 | 0 | 0 | 0 | 0 | 0.004006
1996 | 3.2187 | 0 | 0 | 0 | 0 | 0 | 0 | 0.008128 | 0.004006
1996 | 3.2292 | 0 | 0 | 0 | 0 | 0 | 0 | 0 | 0.004006
1996 | 3.2396 | 0 | 0 | 0 | 0 | 0 | 0 | -0.004064 | 0
1996 | 3.25 | 0 | 0 | 0 | 0 | 0 | 0 | -0.012192 | 0.008012
1996 | 3.2604 | 0 | 0 | 0 | 0 | 0 | 0 | 0.008128 | 0
1996 | 3.2708 | 0 | 0 | 0 | 0 | 0 | 0 | 0 | 0.004006
1996 | 3.2812 | 0 | 0 | 0 | 0 | 0 | 0 | 0 | 0
1996 | 3.2917 | 0 | 0 | 0 | 0 | 0 | 0 | 0 | 0.004006
1996 | 3.3021 | 0 | 0 | 0 | 0 | 0 | 0 | 0.004064 | 0.004006
1996 | 3.3125 | 0 | 0 | 0 | 0 | 0 | 0 | -0.004064 | -0.004006
1996 | 3.3229 | 0 | 0 | 0 | 0 | 0 | 0 | 0.004064 | 0.004006
1996 | 3.3333 | 0 | 0 | 0 | 0 | 0 | 0 | 0.008128 | -0.008012
1996 | 3.3437 | 0 | 0 | 0 | 0 | 0 | 0 | 0.004064 | 0.008012
1996 | 3.3542 | 0 | 0 | 0 | 0 | 0 | 0 | 0 | -0.004006
1996 | 3.3646 | 0 | 0 | 0 | 0 | 0 | 0 | -0.004064 | 0.02003
1996 | 3.375 | 0 | 0 | 0 | 0 | 0 | 0 | 0.004064 | 0
1996 | 3.3854 | 0 | 0 | 0 | 0 | 0 | 0 | 0.008128 | -0.004006
1996 | 3.3958 | 0 | 0 | 0 | 0 | 0 | 0 | 0.004064 | 0
1996 | 3.4062 | 0 | 0 | 0 | 0 | 0 | 0 | 0.012192 | 0.016024
1996 | 3.4167 | 0 | 0 | 0 | 0 | 0 | 0 | 0.024384 | 0.04006
1996 | 3.4271 | 0 | 0 | 0 | 0 | 0 | 0 | 0.012192 | 0.036054
1996 | 3.4375 | 0 | 0 | 0 | 0 | 0 | 0 | 0.012192 | 0.02003
1996 | 3.4479 | 0 | 0 | 0 | 0 | 0 | 0 | 0.024384 | 0.032048
1996 | 3.4583 | 0 | 0 | 0 | 0 | 0 | 0 | 0.024384 | 0.008012
1996 | 3.4687 | 0 | 0 | 0 | 0 | 0 | 0 | 0.036576 | 0.008012
1996 | 3.4792 | 0 | 0 | 0 | 0 | 0 | 0 | 0.004064 | -0.016024
1996 | 3.4896 | 0 | 0 | 0 | 0 | 0 | 0 | 0.008128 | 0.008012
1996 | 3.5 | 0 | 0 | 0 | 0 | 0 | 0 | -0.004064 | -0.012018
1996 | 3.5104 | 0 | 0 | 0 | 0 | 0 | 0 | 0.024384 | 0
1996 | 3.5208 | 0 | 0 | 0 | 0 | 0 | 0 | 0 | -0.028042
1996 | 3.5312 | 0 | 0 | 0 | 0 | 0 | 0 | 0.024384 | 0
1996 | 3.5417 | 0 | 0 | 0 | 0 | 0 | 0 | 0.008128 | 0.004006
1996 | 3.5521 | 0 | 0 | 0 | 0 | 0 | 0 | 0.012192 | 0
1996 | 3.5625 | 0.048768 | 0 | 0 | 0 | 0 | 0 | -0.004064 | 0.004006
1996 | 3.5729 | 0 | 0 | 0 | 0 | 0 | 0 | 0.016256 | -0.004006
1996 | 3.5833 | 0 | 0 | 0 | 0 | 0 | 0 | 0.028448 | 0.008012
1996 | 3.5937 | 0 | 0 | 0 | 0 | 0 | 0 | 0.04064 | 0.024036
1996 | 3.6042 | 0.032512 | 0 | 0 | 0 | 0 | 0 | 0.008128 | 0.008012
1996 | 3.6146 | 0 | 0 | 0 | 0 | 0 | 0 | 0 | -0.012018
1996 | 3.625 | 0 | 0 | 0 | 0 | 0 | 0 | -0.008128 | -0.012018
1996 | 3.6354 | 0 | 0 | 0 | 0 | 0 | 0 | 0.036576 | 0.008012
1996 | 3.6458 | 0 | 0 | 0 | 0 | 0 | 0 | -0.008128 | 0.008012
1996 | 3.6562 | 0 | 0 | 0 | 0 | 0 | 0 | 0.004064 | 0.02003
1996 | 3.6667 | 0 | 0 | 0 | 0 | 0 | 0 | -0.016256 | 0.012018
1996 | 3.6771 | 0 | 0 | 0 | 0 | 0 | 0 | 0.048768 | 0.004006
1996 | 3.6875 | 0 | 0 | 0 | 0 | 0 | 0 | 0.024384 | 0
1996 | 3.6979 | 0 | 0 | 0 | 0 | 0 | 0 | -0.008128 | 0.028042
1996 | 3.7083 | 0 | 0 | 0 | 0 | 0 | 0 | 0.04064 | 0.012018
1996 | 3.7187 | 0 | 0 | 0 | 0 | 0 | 0 | 0.008128 | 0.024036
1996 | 3.7292 | 0 | 0 | 0 | 0 | 0 | 0 | 0.028448 | 0.028042
1996 | 3.7396 | 0 | 0 | 0 | 0 | 0 | 0 | 0.012192 | 0.016024
1996 | 3.75 | 0 | 0 | 0 | 0 | 0 | 0 | 0.016256 | 2.8422e-14
1996 | 3.7604 | 0 | 0 | 0 | 0 | 0 | 0 | 0.012192 | -0.008012
1996 | 3.7708 | 0 | 0 | 0 | 0 | 0 | 0 | 0.016256 | 0
1996 | 3.7812 | 0.048768 | 0 | 0 | 0 | 0 | 0 | -0.008128 | -0.008012
1996 | 3.7917 | 0 | 0 | 0 | 0 | 0 | 0 | -0.008128 | 0.012018
1996 | 3.8021 | 0 | 0 | 0 | 0 | 0 | 0 | 0.016256 | 0.012018
1996 | 3.8125 | 0 | 0 | 0 | 0 | 0 | 0 | 0.028448 | 0.012018
1996 | 3.8229 | 0 | 0 | 0 | 0 | 0 | 0 | 0.004064 | 0.004006
1996 | 3.8333 | 0 | 0 | 0 | 0 | 0 | 0 | 0.004064 | 0
1996 | 3.8437 | 0 | 0 | 0 | 0 | 0 | 0 | 0 | -0.004006
1996 | 3.8542 | 0 | 0 | 0 | 0 | 0 | 0 | 0.028448 | 0.016024
1996 | 3.8646 | 0 | 0 | 0 | 0 | 0 | 0 | 0.02032 | 0
1996 | 3.875 | 0 | 0 | 0 | 0 | 0 | 0 | 0.004064 | 0.008012
1996 | 3.8854 | 0 | 0 | 0 | 0 | 0 | 0 | 0.024384 | 0.024036
1996 | 3.8958 | 0 | 0 | 0 | 0 | 0 | 0 | 0.012192 | 0.004006
1996 | 3.9062 | 0 | 0 | 0 | 0 | 0 | 0 | 0.016256 | 0.012018
1996 | 3.9167 | 0 | 0 | 0 | 0 | 0 | 0 | 0 | 0.004006
1996 | 3.9271 | 0 | 0 | 0 | 0 | 0 | 0 | -0.004064 | -0.016024
1996 | 3.9375 | 0 | 0 | 0 | 0 | 0 | 0 | 0.004064 | 0.008012
1996 | 3.9479 | 0 | 0 | 0 | 0 | 0 | 0 | 0.008128 | -0.004006
1996 | 3.9583 | 0.024384 | 0 | 0 | 0 | 0 | 0 | 0 | -0.02003
1996 | 3.9687 | 0 | 0 | 0 | 0 | 0 | 0 | 0.036576 | 0.02003
1996 | 3.9792 | 0 | 0 | 0 | 0 | 0 | 0 | -0.016256 | -0.008012
1996 | 3.9896 | 0 | 0 | 0 | 0 | 0 | 0 | 0.02032 | 0.02003
1996 | 4 | 0 | 0 | 0 | 0 | 0 | 0 | 0.004064 | 0.008012
1996 | 4.0104 | 0 | 0 | 0 | 0 | 0 | 0 | 0.008128 | 0
1996 | 4.0208 | 0 | 0 | 0 | 0 | 0 | 0 | 0.02032 | 0.004006
1996 | 4.0312 | 0.024384 | 0 | 0 | 0 | 0 | 0 | 0.004064 | -0.012018
1996 | 4.0417 | 0 | 0 | 0 | 0 | 0 | 0 | 0.024384 | 0.028042
1996 | 4.0521 | 0 | 0 | 0 | 0 | 0 | 0 | 0.016256 | 0.012018
1996 | 4.0625 | 0 | 0 | 0 | 0 | 0 | 0 | 0.012192 | 0.016024
1996 | 4.0729 | 0 | 0 | 0 | 0 | 0 | 0 | -0.008128 | -0.004006
1996 | 4.0833 | 0 | 0 | 0 | 0 | 0 | 0 | 0.016256 | 0.02003
1996 | 4.0937 | 0 | 0 | 0 | 0 | 0 | 0 | 0.008128 | 0
1996 | 4.1042 | 0 | 0 | 0 | 0 | 0 | 0 | 0 | 0
1996 | 4.1146 | 0 | 0 | 0 | 0 | 0 | 0 | 0.008128 | 0.004006
1996 | 4.125 | 0 | 0 | 0 | 0 | 0 | 0 | -0.012192 | -0.016024
1996 | 4.1354 | 0 | 0 | 0 | 0 | 0 | 0 | 0.004064 | 0
1996 | 4.1458 | 0 | 0 | 0 | 0 | 0 | 0 | 0.016256 | 0.016024
1996 | 4.1562 | 0 | 0 | 0 | 0 | 0 | 0 | 0.008128 | 0.02003
1996 | 4.1667 | 0 | 0 | 0 | 0 | 0 | 0 | -0.008128 | 0
1996 | 4.1771 | 0 | 0 | 0 | 0 | 0 | 0 | 0.008128 | 0.004006
1996 | 4.1875 | 0 | 0 | 0 | 0 | 0 | 0 | 0.004064 | 0
1996 | 4.1979 | 0 | 0 | 0 | 0 | 0 | 0 | 0.004064 | 0.008012
1996 | 4.2083 | 0 | 0 | 0 | 0 | 0 | 0 | 0 | -0.004006
1996 | 4.2187 | 0 | 0 | 0 | 0 | 0 | 0 | 0 | -0.004006
1996 | 4.2292 | 0 | 0 | 0 | 0 | 0 | 0 | 0 | 0.004006
1996 | 4.2396 | 0 | 0 | 0 | 0 | 0 | 0 | 0 | 0
1996 | 4.25 | 0 | 0 | 0 | 0 | 0 | 0 | 0 | 0
1996 | 4.2604 | 0 | 0 | 0 | 0 | 0 | 0 | -0.008128 | 0
1996 | 4.2708 | 0 | 0 | 0 | 0 | 0 | 0 | -0.004064 | 0.004006
1996 | 4.2812 | 0 | 0 | 0 | 0 | 0 | 0 | 0.004064 | -0.012018
1996 | 4.2917 | 0 | 0 | 0 | 0 | 0 | 0 | -0.008128 | 0
1996 | 4.3021 | 0 | 0 | 0 | 0 | 0 | 0 | 0.004064 | 0
1996 | 4.3125 | 0 | 0 | 0 | 0 | 0 | 0 | 0.004064 | 0.008012
1996 | 4.3229 | 0 | 0 | 0 | 0 | 0 | 0 | 0.004064 | -0.004006
1996 | 4.3333 | 0 | 0 | 0 | 0 | 0 | 0 | -0.004064 | 0.004006
1996 | 4.3437 | 0 | 0 | 0 | 0 | 0 | 0 | 0 | -0.004006
1996 | 4.3542 | 0 | 0 | 0 | 0 | 0 | 0 | 0 | 0.008012
1996 | 4.3646 | 0 | 0 | 0 | 0 | 0 | 0 | 0 | -0.004006
1996 | 4.375 | 0 | 0 | 0 | 0 | 0 | 0 | 0 | 0.004006
1996 | 4.3854 | 0 | 0 | 0 | 0 | 0 | 0 | 0.004064 | -0.008012
1996 | 4.3958 | 0 | 0 | 0 | 0 | 0 | 0 | 0.004064 | -0.004006
1996 | 4.4062 | 0 | 0 | 0 | 0 | 0 | 0 | 0.004064 | -0.012018
1996 | 4.4167 | 0 | 0 | 0 | 0 | 0 | 0 | 0.024384 | -0.02003
1996 | 4.4271 | 0 | 0 | 0 | 0 | 0 | 0 | 0.032512 | -0.008012
1996 | 4.4375 | 0 | 0 | 0 | 0 | 0 | 0 | 0.016256 | -0.016024
1996 | 4.4479 | 0 | 0 | 0 | 0 | 0 | 0 | 0 | -0.10816
1996 | 4.4583 | 0 | 0.048072 | 0 | 0 | 0 | 0 | 0.008128 | 0.056084
1996 | 4.4687 | 0 | 0 | 0 | 0 | 0 | 0 | 0.02032 | -0.064096
1996 | 4.4792 | 0 | 0 | 0 | 0 | 0 | 0 | -0.004064 | -0.028042
1996 | 4.4896 | 0 | 0 | 0 | 0 | 0 | 0 | 0.016256 | 0.024036
1996 | 4.5 | 0 | 0 | 0 | 0 | 0 | 0 | 0 | 0.048072
1996 | 4.5104 | 0 | 0.056084 | 0 | 0 | 0 | 0 | 0.008128 | 0.012018
1996 | 4.5208 | 0 | 0 | 0 | 0 | 0 | 0 | 0.028448 | 0.076114
1996 | 4.5312 | 0 | 0 | 0 | 0 | 0 | 0 | 0.016256 | 0.048072
1996 | 4.5417 | 0 | 0.04006 | 0 | 0 | 0 | 0 | 0.012192 | -0.02003
1996 | 4.5521 | 0 | 0 | 0 | 0 | 0 | 0 | 0.028448 | 0.036054
1996 | 4.5625 | 0 | 0 | 0 | 0 | 0 | 0 | 0.028448 | 0.11217
1996 | 4.5729 | 0 | 0 | 0 | 0 | 0 | 0 | 0.012192 | -0.012018
1996 | 4.5833 | 0 | 0 | 0 | 0 | 0 | 0 | 0.012192 | 0.028042
1996 | 4.5937 | 0 | 0 | 0 | 0 | 0 | 0 | 0.02032 | 0.06009
1996 | 4.6042 | 0 | 0 | 0 | 0 | 0 | 0 | 0.016256 | 0.052078
1996 | 4.6146 | 0 | 0 | 0 | 0 | 0 | 0 | 0.012192 | 0.036054
1996 | 4.625 | 0 | 0 | 0 | 0 | 0 | 0 | 0.012192 | -0.004006
1996 | 4.6354 | 0 | 0 | 0 | 0 | 0 | 0 | 0.016256 | -0.004006
1996 | 4.6458 | 0 | 0 | 0 | 0 | 0 | 0 | 0.012192 | 0.04006
1996 | 4.6562 | 0 | 0 | 0 | 0 | 0 | 0 | 0.016256 | 0.012018
1996 | 4.6667 | 0 | 0 | 0 | 0 | 0 | 0 | 0.008128 | -0.012018
1996 | 4.6771 | 0 | 0 | 0 | 0 | 0 | 0 | 0.016256 | -0.024036
1996 | 4.6875 | 0 | 0 | 0 | 0 | 0 | 0 | 0 | -0.02003
1996 | 4.6979 | 0 | 0 | 0 | 0 | 0 | 0 | 0.004064 | 0.032048
1996 | 4.7083 | 0 | 0 | 0 | 0 | 0 | 0 | -0.004064 | -0.032048
1996 | 4.7187 | 0 | 0.024036 | 0 | 0 | 0 | 0 | 0.024384 | 0.048072
1996 | 4.7292 | 0 | 0 | 0 | 0 | 0 | 0 | 0.008128 | 0.016024
1996 | 4.7396 | 0 | 0 | 0 | 0 | 0 | 0 | 0.004064 | 0.048072
1996 | 4.75 | 0 | 0 | 0 | 0 | 0 | 0 | 0 | 0.024036
1996 | 4.7604 | 0 | 0.024036 | 0 | 0 | 0 | 0 | 0.008128 | -0.016024
1996 | 4.7708 | 0 | 0 | 0 | 0 | 0 | 0 | 0 | -0.012018
1996 | 4.7813 | 0 | 0 | 0 | 0 | 0 | 0 | 0.004064 | 0.008012
1996 | 4.7917 | 0 | 0 | 0 | 0 | 0 | 0 | -0.004064 | 0.016024
1996 | 4.8021 | 0 | 0 | 0 | 0 | 0 | 0 | 0.016256 | 0
1996 | 4.8125 | 0 | 0 | 0 | 0 | 0 | 0 | 0 | 0.04006
1996 | 4.8229 | 0 | 0.04006 | 0 | 0 | 0 | 0 | 0 | 0.004006
1996 | 4.8333 | 0 | 0 | 0 | 0 | 0 | 0 | -0.008128 | 0.02003
1996 | 4.8438 | 0 | 0 | 0 | 0 | 0 | 0 | 0.016256 | 0.032048
1996 | 4.8542 | 0 | 0 | 0 | 0 | 0 | 0 | 0.004064 | 0.02003
1996 | 4.8646 | 0 | 0 | 0 | 0 | 0 | 0 | 0.004064 | -0.004006
1996 | 4.875 | 0 | 0 | 0 | 0 | 0 | 0 | 0 | 0.008012
1996 | 4.8854 | 0 | 0 | 0 | 0 | 0 | 0 | -0.008128 | -0.016024
1996 | 4.8958 | 0 | 0 | 0 | 0 | 0 | 0 | 0.004064 | -0.024036
1996 | 4.9063 | 0 | 0 | 0 | 0 | 0 | 0 | 0.008128 | 0.028042
1996 | 4.9167 | 0 | 0 | 0 | 0 | 0 | 0 | 0.004064 | 0.008012
1996 | 4.9271 | 0 | 0 | 0 | 0 | 0 | 0 | -0.004064 | 0.028042
1996 | 4.9375 | 0 | 0.072108 | 0 | 0 | 0 | 0 | -0.008128 | 0.012018
1996 | 4.9479 | 0 | 0 | 0 | 0 | 0 | 0 | 0.008128 | 0.02003
1996 | 4.9583 | 0 | 0 | 0 | 0 | 0 | 0 | 0.004064 | 0.012018
1996 | 4.9688 | 0 | 0 | 0 | 0 | 0 | 0 | -0.012192 | 0.012018
1996 | 4.9792 | 0 | 0.04006 | 0 | 0 | 0 | 0 | -0.008128 | -0.02003
1996 | 4.9896 | 0 | 0 | 0 | 0 | 0 | 0 | -0.008128 | 0.024036
1996 | 5 | 0 | 0 | 0 | 0 | 0 | 0 | -0.008128 | -0.024036
1996 | 5.0104 | 0 | 0.032048 | 0 | 0 | 0 | 0 | -0.012192 | 0.008012
1996 | 5.0208 | 0 | 0.04006 | 0 | 0 | 0 | 0 | -0.004064 | 0.028042
1996 | 5.0313 | 0 | 0.04006 | 0 | 0 | 0 | 0 | -0.024384 | 0.02003
1996 | 5.0417 | 0.024384 | 0.048072 | 0 | 0 | 0 | 0 | 0.008128 | 0.016024
1996 | 5.0521 | 0.024384 | 0 | 0 | 0 | 0 | 0 | -0.008128 | 0.008012
1996 | 5.0625 | 0 | 0 | 0 | 0 | 0 | 0 | 0 | -0.004006
1996 | 5.0729 | 0.024384 | 0 | 0 | 0.072108 | 0 | 0 | -0.016256 | 0.02003
1996 | 5.0833 | 0 | 0 | 0 | 0 | 0 | 0 | 0.016256 | 0.044066
1996 | 5.0938 | 0.032512 | 0.048072 | 0 | 0 | 0 | 0 | -0.012192 | -0.04006
1996 | 5.1042 | 0 | 0 | 0 | 0 | 0 | 0 | -0.008128 | 0.016024
1996 | 5.1146 | 0 | 0.024036 | 0 | 0 | 0 | 0 | -0.028448 | -0.008012
1996 | 5.125 | 0 | 0 | 0 | 0 | 0 | 0 | -0.024384 | -0.004006
1996 | 5.1354 | 0.024384 | 0 | 0 | 0 | 0 | 0 | -0.012192 | -0.036054
1996 | 5.1458 | 0 | 0 | 0 | 0 | 0 | 0 | 0 | -0.028042
1996 | 5.1563 | 0 | 0 | 0 | 0 | 0 | 0 | 0 | 0.056084
1996 | 5.1667 | 0.032512 | 0.064096 | 0 | 0 | 0 | 0 | -0.004064 | -0.016024
1996 | 5.1771 | 0 | 0 | 0 | 0 | 0 | 0 | -0.016256 | -0.024036
1996 | 5.1875 | 0 | 0 | 0 | 0 | 0 | 0 | -0.004064 | 0.004006
1996 | 5.1979 | 0 | 0 | 0 | 0 | 0 | 0 | -0.024384 | -0.004006
1996 | 5.2083 | 0.04064 | 0.032048 | 0 | 0 | 0 | 0 | 0.004064 | 0.024036
1996 | 5.2188 | 0 | 0.032048 | 0 | 0 | 0 | 0 | 0.008128 | 0.044066
1996 | 5.2292 | 0 | 0 | 0 | 0 | 0 | 0 | 0 | 0.016024
1996 | 5.2396 | 0 | 0 | 0 | 0 | 0 | 0 | -0.004064 | -0.008012
1996 | 5.25 | 0 | 0 | 0 | 0 | 0 | 0 | -0.004064 | 0.012018
1996 | 5.2604 | 0 | 0 | 0 | 0 | 0 | 0 | 0.02032 | 0.052078
1996 | 5.2708 | 0 | 0 | 0 | 0 | 0 | 0 | -0.012192 | 0.004006
1996 | 5.2813 | 0 | 0 | 0 | 0 | 0 | 0 | -0.016256 | -0.02003
1996 | 5.2917 | 0 | 0 | 0 | 0 | 0 | 0 | 0.02032 | 0.032048
1996 | 5.3021 | 0 | 0 | 0 | 0 | 0 | 0 | -0.004064 | -0.008012
1996 | 5.3125 | 0 | 0 | 0 | 0 | 0 | 0 | 0 | 0.008012
1996 | 5.3229 | 0 | 0 | 0 | 0 | 0 | 0 | 0.008128 | 0.032048
1996 | 5.3333 | 0 | 0 | 0 | 0 | 0 | 0 | -0.008128 | -0.004006
1996 | 5.3438 | 0 | 0 | 0 | 0 | 0 | 0 | 0 | 0.016024
1996 | 5.3542 | 0 | 0 | 0 | 0 | 0 | 0 | -0.012192 | -0.016024
1996 | 5.3646 | 0 | 0 | 0 | 0 | 0 | 0 | 0.016256 | -2.8422e-14
1996 | 5.375 | 0 | 0 | 0 | 0 | 0 | 0 | 0 | 0.012018
1996 | 5.3854 | 0 | 0 | 0 | 0 | 0 | 0 | 0 | 0.024036
1996 | 5.3958 | 0 | 0 | 0 | 0 | 0 | 0 | -0.004064 | -0.016024
1996 | 5.4063 | 0 | 0 | 0 | 0 | 0 | 0 | 0.012192 | -0.012018
1996 | 5.4167 | 0 | 0 | 0 | 0 | 0 | 0 | 0 | 0.016024
1996 | 5.4271 | 0 | 0 | 0 | 0 | 0 | 0 | 0.012192 | 0.008012
1996 | 5.4375 | 0 | 0 | 0 | 0 | 0 | 0 | 0.008128 | -0.004006
1996 | 5.4479 | 0 | 0 | 0 | 0 | 0 | 0 | 0.008128 | 0.032048
1996 | 5.4583 | 0 | 0.024036 | 0 | 0 | 0 | 0 | 0 | 0.004006
1996 | 5.4688 | 0 | 0 | 0 | 0 | 0 | 0 | 0.012192 | 0.028042
1996 | 5.4792 | 0 | 0 | 0 | 0 | 0 | 0 | 0.008128 | -0.012018
1996 | 5.4896 | 0 | 0 | 0 | 0 | 0 | 0 | 0.012192 | 0.044066
1996 | 5.5 | 0 | 0.024036 | 0 | 0 | 0 | 0 | -0.016256 | -0.016024
1996 | 5.5104 | 0 | 0 | 0 | 0 | 0 | 0 | 0.02032 | -0.02003
1996 | 5.5208 | 0 | 0 | 0 | 0 | 0 | 0 | 0.004064 | 0.016024
1996 | 5.5313 | 0 | 0 | 0 | 0 | 0 | 0 | 0.012192 | 0.032048
1996 | 5.5417 | 0 | 0 | 0 | 0 | 0 | 0 | 0 | -0.024036
1996 | 5.5521 | 0 | 0 | 0 | 0 | 0 | 0 | 0 | 0.02003
1996 | 5.5625 | 0 | 0 | 0 | 0 | 0 | 0 | 0.012192 | -0.008012
1996 | 5.5729 | 0 | 0 | 0 | 0 | 0 | 0 | 0.008128 | -2.8422e-14
1996 | 5.5833 | 0 | 0 | 0 | 0 | 0 | 0 | 0.012192 | 0.008012
1996 | 5.5938 | 0 | 0 | 0 | 0 | 0 | 0 | -0.004064 | 0.008012
1996 | 5.6042 | 0 | 0 | 0 | 0 | 0 | 0 | 0.012192 | 0
1996 | 5.6146 | 0 | 0 | 0 | 0 | 0 | 0 | 0 | -0.004006
1996 | 5.625 | 0 | 0 | 0 | 0 | 0 | 0 | 0.012192 | 0
1996 | 5.6354 | 0 | 0 | 0 | 0 | 0 | 0 | 0.008128 | 0.004006
1996 | 5.6458 | 0 | 0 | 0 | 0 | 0 | 0 | 0.012192 | 0.008012
1996 | 5.6563 | 0 | 0 | 0 | 0 | 0 | 0 | 0.004064 | 0.012018
1996 | 5.6667 | 0 | 0 | 0 | 0 | 0 | 0 | 0.008128 | -0.008012
1996 | 5.6771 | 0 | 0 | 0 | 0 | 0 | 0 | 0.008128 | 0.012018
1996 | 5.6875 | 0 | 0 | 0 | 0 | 0 | 0 | 0.008128 | 0.044066
1996 | 5.6979 | 0 | 0 | 0 | 0 | 0 | 0 | 0.004064 | -0.012018
1996 | 5.7083 | 0 | 0 | 0 | 0 | 0 | 0 | -0.008128 | 0.016024
1996 | 5.7188 | 0 | 0 | 0 | 0 | 0 | 0 | 0 | -0.004006
1996 | 5.7292 | 0 | 0 | 0 | 0 | 0 | 0 | 0.004064 | -0.008012
1996 | 5.7396 | 0 | 0 | 0 | 0 | 0 | 0 | 0.008128 | -0.008012
1996 | 5.75 | 0 | 0 | 0 | 0 | 0 | 0 | 0.004064 | 0.012018
1996 | 5.7604 | 0 | 0 | 0 | 0 | 0 | 0 | 0.008128 | 0.004006
1996 | 5.7708 | 0 | 0 | 0 | 0 | 0 | 0 | -0.004064 | 0.012018
1996 | 5.7813 | 0 | 0 | 0 | 0 | 0 | 0 | 0.008128 | 0
1996 | 5.7917 | 0 | 0 | 0 | 0 | 0 | 0 | 0.004064 | -0.004006
1996 | 5.8021 | 0 | 0 | 0 | 0 | 0 | 0 | -0.004064 | -0.008012
1996 | 5.8125 | 0 | 0 | 0 | 0 | 0 | 0 | 0 | -0.008012
1996 | 5.8229 | 0 | 0 | 0 | 0 | 0 | 0 | 0.004064 | -0.02003
1996 | 5.8333 | 0 | 0 | 0 | 0 | 0 | 0 | 0.012192 | 0.012018
1996 | 5.8438 | 0 | 0 | 0 | 0 | 0 | 0 | -0.008128 | 0.028042
1996 | 5.8542 | 0 | 0 | 0 | 0 | 0 | 0 | -0.004064 | -0.02003
1996 | 5.8646 | 0 | 0 | 0 | 0 | 0 | 0 | 0.004064 | 0.004006
1996 | 5.875 | 0 | 0 | 0 | 0 | 0 | 0 | 0.008128 | -0.004006
1996 | 5.8854 | 0 | 0 | 0 | 0 | 0 | 0 | 0 | 0.016024
1996 | 5.8958 | 0 | 0.024036 | 0 | 0 | 0 | 0 | 0.004064 | 0
1996 | 5.9063 | 0 | 0 | 0 | 0 | 0 | 0 | 0.012192 | 0.008012
1996 | 5.9167 | 0 | 0 | 0 | 0 | 0 | 0 | 0 | -0.016024
1996 | 5.9271 | 0 | 0 | 0 | 0 | 0 | 0 | 0.008128 | 0.024036
1996 | 5.9375 | 0 | 0 | 0 | 0 | 0 | 0 | 0 | 0.04006
1996 | 5.9479 | 0 | 0.04006 | 0 | 0 | 0 | 0 | -0.012192 | -0.02003
1996 | 5.9583 | 0 | 0 | 0 | 0 | 0 | 0 | 0 | 0.02003
1996 | 5.9688 | 0 | 0.024036 | 0 | 0 | 0 | 0 | 0.008128 | 0.004006
1996 | 5.9792 | 0 | 0 | 0 | 0 | 0 | 0 | -0.004064 | 0
1996 | 5.9896 | 0 | 0.024036 | 0 | 0 | 0 | 0 | -0.02032 | 0.012018
1996 | 6 | 0 | 0 | 0 | 0 | 0 | 0 | -0.004064 | 0.008012
1996 | 6.0104 | 0 | 0.024036 | 0 | 0 | 0 | 0 | 0 | 0.016024
1996 | 6.0208 | 0 | 0.032048 | 0 | 0 | 0 | 0 | 0 | -0.008012
1996 | 6.0313 | 0 | 0 | 0 | 0 | 0 | 0 | -0.016256 | 0.02003
1996 | 6.0417 | 0 | 0 | 0 | 0 | 0 | 0 | -0.004064 | -0.02003
1996 | 6.0521 | 0.056896 | 0 | 0 | 0 | 0 | 0 | -0.004064 | -0.032048
1996 | 6.0625 | 0 | 0.048072 | 0 | 0 | 0 | 0 | 0 | -0.024036
1996 | 6.0729 | 0 | 0 | 0 | 0 | 0 | 0 | 0.012192 | 0.02003
1996 | 6.0833 | 0 | 0 | 0 | 0 | 0 | 0 | 0.024384 | 0.012018
1996 | 6.0938 | 0 | 0 | 0 | 0 | 0 | 0 | -0.004064 | -0.016024
1996 | 6.1042 | 0 | 0 | 0 | 0 | 0 | 0 | 0.008128 | 0.044066
1996 | 6.1146 | 0 | 0 | 0 | 0 | 0 | 0 | -0.028448 | 0
1996 | 6.125 | 0 | 0 | 0 | 0 | 0 | 0 | 0.028448 | -0.012018
1996 | 6.1354 | 0 | 0 | 0 | 0 | 0 | 0 | -0.004064 | 0.04006
1996 | 6.1458 | 0 | 0 | 0 | 0 | 0 | 0 | -0.02032 | 0.032048
1996 | 6.1563 | 0 | 0.056084 | 0 | 0 | 0 | 0 | 0.032512 | 0.052078
1996 | 6.1667 | 0 | 0 | 0 | 0 | 0 | 0 | 0 | 0
1996 | 6.1771 | 0 | 0 | 0 | 0 | 0 | 0 | 0.008128 | -0.02003
1996 | 6.1875 | 0 | 0 | 0 | 0 | 0 | 0 | 0.004064 | 0.02003
1996 | 6.1979 | 0.04064 | 0 | 0 | 0 | 0 | 0 | 0.012192 | -0.012018
1996 | 6.2083 | 0 | 0 | 0 | 0 | 0 | 0 | 0 | -0.028042
1996 | 6.2188 | 0 | 0 | 0 | 0 | 0 | 0 | 0.02032 | 0.028042
1996 | 6.2292 | 0 | 0 | 0 | 0 | 0 | 0 | 0 | -0.028042
1996 | 6.2396 | 0 | 0 | 0 | 0 | 0 | 0 | 0.004064 | 0.032048
1996 | 6.25 | 0 | 0 | 0 | 0 | 0 | 0 | 0.016256 | 0.028042
1996 | 6.2604 | 0 | 0 | 0 | 0 | 0 | 0 | -0.02032 | -0.004006
1996 | 6.2708 | 0 | 0 | 0 | 0 | 0 | 0 | 0.032512 | 0.028042
1996 | 6.2813 | 0 | 0 | 0 | 0 | 0 | 0 | 0.02032 | 0.096144
1996 | 6.2917 | 0 | 0 | 0 | 0 | 0 | 0 | 0 | 0.004006
1996 | 6.3021 | 0 | 0 | 0 | 0 | 0 | 0 | -0.012192 | 0.004006
1996 | 6.3125 | 0 | 0 | 0 | 0 | 0 | 0 | 0 | -0.02003
1996 | 6.3229 | 0 | 0 | 0 | 0 | 0 | 0 | 0.008128 | -0.008012
1996 | 6.3333 | 0 | 0 | 0 | 0 | 0 | 0 | 0.012192 | 0.04006
1996 | 6.3438 | 0 | 0 | 0 | 0 | 0 | 0 | -0.004064 | 0.02003
1996 | 6.3542 | 0 | 0 | 0 | 0 | 0 | 0 | 0.004064 | 0.004006
1996 | 6.3646 | 0 | 0 | 0 | 0 | 0 | 0 | -0.008128 | 0.008012
1996 | 6.375 | 0 | 0 | 0 | 0 | 0 | 0 | -0.008128 | -0.028042
1996 | 6.3854 | 0 | 0 | 0 | 0 | 0 | 0 | 0 | -0.028042
1996 | 6.3958 | 0 | 0 | 0 | 0 | 0 | 0 | 0.008128 | 0.016024
1996 | 6.4063 | 0 | 0 | 0 | 0 | 0 | 0 | 0.02032 | 0.004006
1996 | 6.4167 | 0 | 0 | 0 | 0 | 0 | 0 | 0 | 0.024036
1996 | 6.4271 | 0 | 0 | 0 | 0 | 0 | 0 | 0.036576 | 0.04006
1996 | 6.4375 | 0 | 0 | 0 | 0 | 0 | 0 | 0.004064 | -0.004006
1996 | 6.4479 | 0 | 0 | 0 | 0 | 0 | 0 | 0.02032 | 0.012018
1996 | 6.4583 | 0 | 0 | 0 | 0 | 0 | 0 | 0.04064 | 0.06009
1996 | 6.4688 | 0 | 0 | 0 | 0 | 0 | 0 | -2.8422e-14 | -0.012018
1996 | 6.4792 | 0 | 0 | 0 | 0 | 0 | 0 | 0.04064 | 0.024036
1996 | 6.4896 | 0 | 0 | 0 | 0 | 0 | 0 | 0.028448 | -0.004006
1996 | 6.5 | 0 | 0 | 0 | 0 | 0 | 0 | 0.028448 | 0
1996 | 6.5104 | 0 | 0 | 0 | 0 | 0 | 0 | 0.044704 | 0.024036
1996 | 6.5208 | 0 | 0 | 0 | 0 | 0 | 0 | -0.004064 | 0.012018
1996 | 6.5313 | 0 | 0 | 0 | 0 | 0 | 0 | 0.028448 | 0.028042
1996 | 6.5417 | 0 | 0 | 0 | 0 | 0 | 0 | 0.036576 | 0.036054
1996 | 6.5521 | 0 | 0 | 0 | 0 | 0 | 0 | 0.008128 | -0.012018
1996 | 6.5625 | 0 | 0 | 0 | 0 | 0 | 0 | 0.036576 | 0.016024
1996 | 6.5729 | 0 | 0 | 0 | 0 | 0 | 0 | 0.044704 | 0.048072
1996 | 6.5833 | 0 | 0 | 0 | 0 | 0 | 0 | 0.028448 | 0.016024
1996 | 6.5938 | 0 | 0 | 0 | 0 | 0 | 0 | 0.04064 | 0.048072
1996 | 6.6042 | 0 | 0 | 0 | 0 | 0 | 0 | 0.036576 | 0.04006
1996 | 6.6146 | 0 | 0 | 0 | 0 | 0 | 0 | 0.02032 | 0.016024
1996 | 6.625 | 0 | 0 | 0 | 0 | 0 | 0 | 0.012192 | 0.02003
1996 | 6.6354 | 0 | 0 | 0 | 0 | 0 | 0 | 0.016256 | -0.012018
1996 | 6.6458 | 0 | 0 | 0 | 0 | 0 | 0 | 0.052832 | 0.056084
1996 | 6.6563 | 0 | 0 | 0 | 0 | 0 | 0 | 0 | -0.004006
1996 | 6.6667 | 0 | 0 | 0 | 0 | 0 | 0 | 0.008128 | 0.02003
1996 | 6.6771 | 0 | 0 | 0 | 0 | 0 | 0 | 0.028448 | 0.04006
1996 | 6.6875 | 0 | 0 | 0 | 0 | 0 | 0 | 0 | -0.016024
1996 | 6.6979 | 0 | 0 | 0 | 0 | 0 | 0 | 0.008128 | -0.004006
1996 | 6.7083 | 0 | 0 | 0 | 0 | 0 | 0 | 0.02032 | 0.028042
1996 | 6.7188 | 0 | 0 | 0 | 0 | 0 | 0 | 0.004064 | 0.004006
1996 | 6.7292 | 0 | 0 | 0 | 0 | 0 | 0 | 0.024384 | 0.048072
1996 | 6.7396 | 0 | 0 | 0 | 0 | 0 | 0 | 0 | 0.008012
1996 | 6.75 | 0 | 0 | 0 | 0 | 0 | 0 | 0.008128 | 0.008012
1996 | 6.7604 | 0 | 0 | 0 | 0 | 0 | 0 | 0 | -0.004006
1996 | 6.7708 | 0 | 0 | 0 | 0 | 0 | 0 | 0 | 0
1996 | 6.7813 | 0 | 0 | 0 | 0 | 0 | 0 | 0 | 0.004006
1996 | 6.7917 | 0 | 0 | 0 | 0 | 0 | 0 | -0.012192 | -0.008012
1996 | 6.8021 | 0 | 0 | 0 | 0 | 0 | 0 | 0.004064 | 0.004006
1996 | 6.8125 | 0 | 0 | 0 | 0 | 0 | 0 | -0.008128 | -0.008012
1996 | 6.8229 | 0 | 0 | 0 | 0 | 0 | 0 | 0 | 0.004006
1996 | 6.8333 | 0 | 0 | 0 | 0 | 0 | 0 | -0.004064 | -0.004006
1996 | 6.8438 | 0 | 0 | 0 | 0 | 0 | 0 | 0 | 0.008012
1996 | 6.8542 | 0 | 0 | 0 | 0 | 0 | 0 | 0 | 0.004006
1996 | 6.8646 | 0 | 0 | 0 | 0 | 0 | 0 | -0.004064 | -0.004006
1996 | 6.875 | 0 | 0 | 0 | 0 | 0 | 0 | 0 | -0.004006
1996 | 6.8854 | 0 | 0 | 0 | 0 | 0 | 0 | -0.008128 | 0
1996 | 6.8958 | 0 | 0 | 0 | 0 | 0 | 0 | 0 | 0.008012
1996 | 6.9063 | 0 | 0 | 0 | 0 | 0 | 0 | 0 | 0
1996 | 6.9167 | 0 | 0 | 0 | 0 | 0 | 0 | -0.004064 | 0
1996 | 6.9271 | 0 | 0 | 0 | 0 | 0 | 0 | 0 | 0.008012
1996 | 6.9375 | 0 | 0 | 0 | 0 | 0 | 0 | -0.004064 | -0.004006
1996 | 6.9479 | 0 | 0 | 0 | 0 | 0 | 0 | 0 | 0.008012
1996 | 6.9583 | 0 | 0 | 0 | 0 | 0 | 0 | 0 | 0
1996 | 6.9688 | 0 | 0 | 0 | 0 | 0 | 0 | -0.008128 | 0
1996 | 6.9792 | 0 | 0 | 0 | 0 | 0 | 0 | 0.004064 | 0
1996 | 6.9896 | 0 | 0 | 0 | 0 | 0 | 0 | -0.004064 | 0.008012
1996 | 7 | 0 | 0 | 0 | 0 | 0 | 0 | 0 | 0
1996 | 7.0104 | 0 | 0 | 0 | 0 | 0 | 0 | -0.004064 | 0.004006
1996 | 7.0208 | 0 | 0 | 0 | 0 | 0 | 0 | -0.004064 | 0
1996 | 7.0313 | 0 | 0 | 0 | 0 | 0 | 0 | 0 | 0
1996 | 7.0417 | 0 | 0 | 0 | 0 | 0 | 0 | -0.008128 | 0
1996 | 7.0521 | 0 | 0 | 0 | 0 | 0 | 0 | 0 | -0.004006
1996 | 7.0625 | 0 | 0 | 0 | 0 | 0 | 0 | -0.008128 | 0.004006
1996 | 7.0729 | 0 | 0 | 0 | 0 | 0 | 0 | 0.004064 | 0
1996 | 7.0833 | 0 | 0 | 0 | 0 | 0 | 0 | -0.004064 | 0.008012
1996 | 7.0938 | 0 | 0 | 0 | 0 | 0 | 0 | 0 | 0.004006
1996 | 7.1042 | 0 | 0 | 0 | 0 | 0 | 0 | -0.004064 | 0.008012
1996 | 7.1146 | 0 | 0 | 0 | 0 | 0 | 0 | 0 | -0.004006
1996 | 7.125 | 0 | 0 | 0 | 0 | 0 | 0 | 0 | 0
1996 | 7.1354 | 0 | 0 | 0 | 0 | 0 | 0 | 0.004064 | -0.004006
1996 | 7.1458 | 0 | 0 | 0 | 0 | 0 | 0 | -0.008128 | 0.004006
1996 | 7.1563 | 0 | 0 | 0 | 0 | 0 | 0 | 0.004064 | 0.008012
1996 | 7.1667 | 0 | 0 | 0 | 0 | 0 | 0 | 0.004064 | -0.004006
1996 | 7.1771 | 0 | 0 | 0 | 0 | 0 | 0 | -0.008128 | -0.004006
1996 | 7.1875 | 0 | 0 | 0 | 0 | 0 | 0 | 0 | -0.004006
1996 | 7.1979 | 0 | 0 | 0 | 0 | 0 | 0 | 0 | 0.008012
1996 | 7.2083 | 0 | 0 | 0 | 0 | 0 | 0 | 0 | 0
1996 | 7.2188 | 0 | 0 | 0 | 0 | 0 | 0 | 0 | 0
1996 | 7.2292 | 0 | 0 | 0 | 0 | 0 | 0 | 0 | 0.004006
1996 | 7.2396 | 0 | 0 | 0 | 0 | 0 | 0 | 0 | -0.004006
1996 | 7.25 | 0 | 0 | 0 | 0 | 0 | 0 | 0 | 0
1996 | 7.2604 | 0 | 0 | 0 | 0 | 0 | 0 | 0 | 0
1996 | 7.2708 | 0 | 0 | 0 | 0 | 0 | 0 | 0 | 0.004006
1996 | 7.2813 | 0 | 0 | 0 | 0 | 0 | 0 | -0.004064 | 0.008012
1996 | 7.2917 | 0 | 0 | 0 | 0 | 0 | 0 | 0.004064 | 0
1996 | 7.3021 | 0 | 0 | 0 | 0 | 0 | 0 | -0.004064 | 0
1996 | 7.3125 | 0 | 0 | 0 | 0 | 0 | 0 | 0.004064 | 0
1996 | 7.3229 | 0 | 0 | 0 | 0 | 0 | 0 | 0 | 0.004006
1996 | 7.3333 | 0 | 0 | 0 | 0 | 0 | 0 | 0 | 0.004006
1996 | 7.3438 | 0 | 0 | 0 | 0 | 0 | 0 | 0 | 0
1996 | 7.3542 | 0 | 0 | 0 | 0 | 0 | 0 | 0.008128 | 0
1996 | 7.3646 | 0 | 0 | 0 | 0 | 0 | 0 | 0.004064 | 0
1996 | 7.375 | 0 | 0 | 0 | 0 | 0 | 0 | 0.004064 | 0
1996 | 7.3854 | 0 | 0 | 0 | 0 | 0 | 0 | 0.004064 | 0.02003
1996 | 7.3958 | 0 | 0 | 0 | 0 | 0 | 0 | 0.008128 | 0.012018
1996 | 7.4063 | 0 | 0 | 0 | 0 | 0 | 0 | 0.004064 | 0.004006
1996 | 7.4167 | 0 | 0 | 0 | 0 | 0 | 0 | 0.024384 | 0.036054
1996 | 7.4271 | 0 | 0 | 0 | 0 | 0 | 0 | 0.008128 | 0.028042
1996 | 7.4375 | 0 | 0 | 0 | 0 | 0 | 0 | 0.016256 | 0.004006
1996 | 7.4479 | 0 | 0 | 0 | 0 | 0 | 0 | 0.012192 | -0.004006
1996 | 7.4583 | 0 | 0 | 0 | 0 | 0 | 0 | 0.004064 | -0.012018
1996 | 7.4688 | 0 | 0 | 0 | 0 | 0 | 0 | 0.024384 | 0.004006
1996 | 7.4792 | 0 | 0.024036 | 0 | 0 | 0 | 0 | 0.024384 | 0.016024
1996 | 7.4896 | 0 | 0 | 0 | 0 | 0 | 0 | 0.028448 | 0.024036
1996 | 7.5 | 0 | 0 | 0 | 0 | 0 | 0 | 0.028448 | 0.02003
1996 | 7.5104 | 0 | 0 | 0 | 0 | 0 | 0 | 0.02032 | 0.012018
1996 | 7.5208 | 0 | 0 | 0 | 0 | 0 | 0 | 0.02032 | -0.004006
1996 | 7.5313 | 0 | 0 | 0 | 0 | 0 | 0 | 0.012192 | -0.004006
1996 | 7.5417 | 0 | 0 | 0 | 0 | 0 | 0 | 0.012192 | 0.008012
1996 | 7.5521 | 0 | 0 | 0 | 0 | 0 | 0 | 0.012192 | -0.016024
1996 | 7.5625 | 0 | 0 | 0 | 0 | 0 | 0 | 0.02032 | -0.012018
1996 | 7.5729 | 0 | 0 | 0 | 0 | 0 | 0 | 0 | 0.016024
1996 | 7.5833 | 0 | 0 | 0 | 0 | 0 | 0 | 0.02032 | -0.008012
1996 | 7.5938 | 0 | 0 | 0 | 0 | 0 | 0 | 0.008128 | 0.016024
1996 | 7.6042 | 0 | 0 | 0 | 0 | 0 | 0 | 0.008128 | 2.8422e-14
1996 | 7.6146 | 0 | 0 | 0 | 0 | 0 | 0 | 0.008128 | 0
1996 | 7.625 | 0 | 0 | 0 | 0 | 0 | 0 | -0.004064 | -0.008012
1996 | 7.6354 | 0 | 0 | 0 | 0 | 0 | 0 | 0.024384 | 0.008012
1996 | 7.6458 | 0 | 0 | 0 | 0 | 0 | 0 | 0.004064 | -0.016024
1996 | 7.6563 | 0 | 0 | 0 | 0 | 0 | 0 | 0.004064 | 0.024036
1996 | 7.6667 | 0 | 0 | 0 | 0 | 0 | 0 | 0.012192 | 0.012018
1996 | 7.6771 | 0 | 0 | 0 | 0 | 0 | 0 | 0 | 0.004006
1996 | 7.6875 | 0 | 0 | 0 | 0 | 0 | 0 | 0.004064 | -0.008012
1996 | 7.6979 | 0 | 0 | 0 | 0 | 0 | 0 | 0.008128 | 0.016024
1996 | 7.7083 | 0 | 0 | 0 | 0 | 0 | 0 | 0 | 0.008012
1996 | 7.7188 | 0 | 0 | 0 | 0 | 0 | 0 | 0.008128 | 0.008012
1996 | 7.7292 | 0 | 0 | 0 | 0 | 0 | 0 | 0.008128 | 0.008012
1996 | 7.7396 | 0 | 0 | 0 | 0 | 0 | 0 | 0.004064 | 0.016024
1996 | 7.75 | 0 | 0 | 0 | 0 | 0 | 0 | 0.004064 | 0.008012
1996 | 7.7604 | 0 | 0 | 0 | 0 | 0 | 0 | 0 | 0.008012
1996 | 7.7708 | 0 | 0 | 0 | 0 | 0 | 0 | 0 | -0.004006
1996 | 7.7813 | 0 | 0 | 0 | 0 | 0 | 0 | 0.008128 | 0.028042
1996 | 7.7917 | 0 | 0 | 0 | 0 | 0 | 0 | 0 | -0.008012
1996 | 7.8021 | 0 | 0 | 0 | 0 | 0 | 0 | -0.004064 | 0.028042
1996 | 7.8125 | 0 | 0 | 0 | 0 | 0 | 0 | 0 | 0.012018
1996 | 7.8229 | 0 | 0 | 0 | 0 | 0 | 0 | 0.004064 | -0.004006
1996 | 7.8333 | 0 | 0 | 0 | 0 | 0 | 0 | -0.012192 | 0.004006
1996 | 7.8438 | 0 | 0 | 0 | 0 | 0 | 0 | 0.012192 | 0.008012
1996 | 7.8542 | 0 | 0 | 0 | 0 | 0 | 0 | 0 | 0.012018
1996 | 7.8646 | 0 | 0 | 0 | 0 | 0 | 0 | 0 | 0.012018
1996 | 7.875 | 0 | 0 | 0 | 0 | 0 | 0 | -0.012192 | 0.012018
1996 | 7.8854 | 0 | 0 | 0 | 0 | 0 | 0 | 0.012192 | 0.012018
1996 | 7.8958 | 0 | 0 | 0 | 0 | 0 | 0 | -0.008128 | 0.008012
1996 | 7.9063 | 0 | 0 | 0 | 0 | 0 | 0 | 0.004064 | 0
1996 | 7.9167 | 0 | 0 | 0 | 0 | 0 | 0 | 0.016256 | -0.008012
1996 | 7.9271 | 0 | 0 | 0 | 0 | 0 | 0 | 0.012192 | -0.004006
1996 | 7.9375 | 0 | 0 | 0 | 0 | 0 | 0 | -0.02032 | 0.032048
1996 | 7.9479 | 0 | 0 | 0 | 0 | 0 | 0 | -0.004064 | 0.016024
1996 | 7.9583 | 0 | 0 | 0 | 0 | 0 | 0 | -0.008128 | 0.016024
1996 | 7.9688 | 0 | 0 | 0 | 0 | 0 | 0 | 0.008128 | 0
1996 | 7.9792 | 0 | 0 | 0 | 0 | 0 | 0 | 0.016256 | -0.016024
1996 | 7.9896 | 0 | 0 | 0 | 0 | 0 | 0 | 0.012192 | 0
1996 | 8 | 0 | 0 | 0 | 0 | 0 | 0 | 0.004064 | -0.012018
1996 | 8.0104 | 0 | 0 | 0 | 0 | 0 | 0 | 0.008128 | 0.004006
1996 | 8.0208 | 0 | 0 | 0 | 0 | 0 | 0 | 0 | 0.004006
1996 | 8.0313 | 0 | 0 | 0 | 0 | 0 | 0 | 0 | -0.008012
1996 | 8.0417 | 0 | 0 | 0 | 0 | 0 | 0 | 0 | 0.004006
1996 | 8.0521 | 0 | 0 | 0 | 0 | 0 | 0 | 0 | 0
1996 | 8.0625 | 0 | 0 | 0 | 0 | 0 | 0 | -0.012192 | 0.016024
1996 | 8.0729 | 0 | 0 | 0 | 0 | 0 | 0 | -0.016256 | 0.016024
1996 | 8.0833 | 0 | 0 | 0 | 0 | 0 | 0 | -0.024384 | 0.02003
1996 | 8.0938 | 0 | 0 | 0 | 0 | 0 | 0 | 0.004064 | 0
1996 | 8.1042 | 0 | 0 | 0 | 0 | 0 | 0 | -0.004064 | 0
1996 | 8.1146 | 0 | 0 | 0 | 0 | 0 | 0 | 0.008128 | -0.012018
1996 | 8.125 | 0 | 0 | 0 | 0 | 0 | 0 | 0.008128 | 0.004006
1996 | 8.1354 | 0 | 0 | 0 | 0 | 0 | 0 | -0.004064 | 0.004006
1996 | 8.1458 | 0 | 0 | 0 | 0 | 0 | 0 | -0.012192 | 0.012018
1996 | 8.1563 | 0 | 0 | 0 | 0 | 0 | 0 | 0 | 0.004006
1996 | 8.1667 | 0 | 0 | 0 | 0 | 0 | 0 | 0.012192 | 0.008012
1996 | 8.1771 | 0 | 0 | 0 | 0 | 0 | 0 | -0.008128 | 0.008012
1996 | 8.1875 | 0 | 0 | 0 | 0 | 0 | 0 | 0 | -0.012018
1996 | 8.1979 | 0 | 0 | 0 | 0 | 0 | 0 | 0.012192 | 0.008012
1996 | 8.2083 | 0 | 0 | 0 | 0 | 0 | 0 | 0 | -2.8422e-14
1996 | 8.2188 | 0 | 0 | 0 | 0 | 0 | 0 | 0 | 0.008012
1996 | 8.2292 | 0 | 0 | 0 | 0 | 0 | 0 | 0.004064 | 0.004006
1996 | 8.2396 | 0 | 0 | 0 | 0 | 0 | 0 | 0.004064 | -0.008012
1996 | 8.25 | 0 | 0 | 0 | 0 | 0 | 0 | 0.012192 | 0.012018
1996 | 8.2604 | 0 | 0 | 0 | 0 | 0 | 0 | 0 | 0.02003
1996 | 8.2708 | 0 | 0 | 0 | 0 | 0 | 0 | 0.004064 | 0
1996 | 8.2813 | 0 | 0 | 0 | 0 | 0 | 0 | 0.02032 | -0.004006
1996 | 8.2917 | 0 | 0 | 0 | 0 | 0 | 0 | -0.012192 | 0
1996 | 8.3021 | 0 | 0 | 0 | 0 | 0 | 0 | -0.024384 | 0.008012
1996 | 8.3125 | 0 | 0 | 0 | 0 | 0 | 0 | -0.004064 | -0.008012
1996 | 8.3229 | 0 | 0 | 0 | 0 | 0 | 0 | 0.024384 | 0
1996 | 8.3333 | 0 | 0 | 0 | 0 | 0 | 0 | -0.008128 | 0.004006
1996 | 8.3438 | 0 | 0 | 0 | 0 | 0 | 0 | 0 | 0.012018
1996 | 8.3542 | 0 | 0 | 0 | 0 | 0 | 0 | 0 | 0
1996 | 8.3646 | 0 | 0 | 0 | 0 | 0 | 0 | -0.008128 | -0.016024
1996 | 8.375 | 0 | 0 | 0 | 0 | 0 | 0 | 0 | 0.008012
1996 | 8.3854 | 0 | 0 | 0 | 0 | 0 | 0 | 0.028448 | 0.008012
1996 | 8.3958 | 0 | 0 | 0 | 0 | 0 | 0 | 0.028448 | 0.008012
1996 | 8.4063 | 0 | 0 | 0 | 0 | 0 | 0 | 0 | 0.008012
1996 | 8.4167 | 0 | 0 | 0 | 0 | 0 | 0 | 0.008128 | 0.004006
1996 | 8.4271 | 0 | 0 | 0 | 0 | 0 | 0 | -0.012192 | -0.004006
1996 | 8.4375 | 0 | 0 | 0 | 0 | 0 | 0 | 0.028448 | 0.004006
1996 | 8.4479 | 0 | 0 | 0 | 0 | 0 | 0 | 0.016256 | -0.012018
1996 | 8.4583 | 0 | 0 | 0 | 0 | 0 | 0 | 0.012192 | -0.012018
1996 | 8.4688 | 0 | 0 | 0 | 0 | 0 | 0 | 0.016256 | -0.004006
1996 | 8.4792 | 0 | 0 | 0 | 0 | 0 | 0 | -0.004064 | 0
1996 | 8.4896 | 0 | 0 | 0 | 0 | 0 | 0 | 0.024384 | -0.008012
1996 | 8.5 | 0 | 0 | 0 | 0 | 0 | 0 | 0.016256 | -0.004006
1996 | 8.5104 | 0 | 0 | 0 | 0 | 0 | 0 | 0.004064 | 0.012018
1996 | 8.5208 | 0 | 0 | 0 | 0 | 0 | 0 | 0.004064 | -0.012018
1996 | 8.5313 | 0 | 0 | 0 | 0 | 0 | 0 | 0.008128 | -0.008012
1996 | 8.5417 | 0 | 0 | 0 | 0 | 0 | 0 | -2.8422e-14 | -0.012018
1996 | 8.5521 | 0 | 0 | 0 | 0 | 0 | 0 | 0.028448 | 0.028042
1996 | 8.5625 | 0 | 0 | 0 | 0 | 0 | 0 | 0.008128 | -0.008012
1996 | 8.5729 | 0 | 0 | 0 | 0 | 0 | 0 | -0.008128 | 0.016024
1996 | 8.5833 | 0 | 0 | 0 | 0 | 0 | 0 | 0.032512 | 0.02003
1996 | 8.5938 | 0 | 0 | 0 | 0 | 0 | 0 | 0.012192 | 0.012018
1996 | 8.6042 | 0 | 0 | 0 | 0 | 0 | 0 | 0.024384 | 0.02003
1996 | 8.6146 | 0 | 0 | 0 | 0 | 0 | 0 | 0.008128 | 0.016024
1996 | 8.625 | 0 | 0 | 0 | 0 | 0 | 0 | 0.02032 | 0.004006
1996 | 8.6354 | 0 | 0 | 0 | 0 | 0 | 0 | 0.02032 | 0.016024
1996 | 8.6458 | 0 | 0 | 0 | 0 | 0 | 0 | 0.02032 | 0.028042
1996 | 8.6563 | 0 | 0 | 0 | 0 | 0 | 0 | 0.032512 | 0.008012
1996 | 8.6667 | 0 | 0 | 0 | 0 | 0 | 0 | 0.004064 | 0.024036
1996 | 8.6771 | 0 | 0 | 0 | 0 | 0 | 0 | 0.012192 | 0.016024
1996 | 8.6875 | 0 | 0 | 0 | 0 | 0 | 0 | 0.024384 | 0.024036
1996 | 8.6979 | 0 | 0 | 0 | 0 | 0 | 0 | 0.012192 | 0.012018
1996 | 8.7083 | 0 | 0 | 0 | 0 | 0 | 0 | 0.02032 | 0.016024
1996 | 8.7188 | 0 | 0 | 0 | 0 | 0 | 0 | 0.012192 | 0.012018
1996 | 8.7292 | 0 | 0 | 0 | 0 | 0 | 0 | 0.016256 | 0.02003
1996 | 8.7396 | 0 | 0 | 0 | 0 | 0 | 0 | 0.004064 | 0.008012
1996 | 8.75 | 0 | 0 | 0 | 0 | 0 | 0 | 0 | 0.008012
1996 | 8.7604 | 0 | 0 | 0 | 0 | 0 | 0 | 0.004064 | -0.004006
1996 | 8.7708 | 0 | 0 | 0 | 0 | 0 | 0 | 0.004064 | 0.012018
1996 | 8.7813 | 0 | 0 | 0 | 0 | 0 | 0 | 0.004064 | 0.004006
1996 | 8.7917 | 0 | 0 | 0 | 0 | 0 | 0 | 0 | 0.004006
1996 | 8.8021 | 0 | 0 | 0 | 0 | 0 | 0 | 0.004064 | 0.008012
1996 | 8.8125 | 0 | 0 | 0 | 0 | 0 | 0 | -0.004064 | 0.004006
1996 | 8.8229 | 0 | 0 | 0 | 0 | 0 | 0 | 0.004064 | 0
1996 | 8.8333 | 0 | 0 | 0 | 0 | 0 | 0 | -0.004064 | 0.004006
1996 | 8.8438 | 0 | 0 | 0 | 0 | 0 | 0 | 0.008128 | -0.004006
1996 | 8.8542 | 0 | 0 | 0 | 0 | 0 | 0 | -0.004064 | 0
1996 | 8.8646 | 0 | 0 | 0 | 0 | 0 | 0 | -0.004064 | 0.004006
1996 | 8.875 | 0 | 0 | 0 | 0 | 0 | 0 | 0.004064 | 0
1996 | 8.8854 | 0 | 0 | 0 | 0 | 0 | 0 | -0.004064 | 0.012018
1996 | 8.8958 | 0 | 0 | 0 | 0 | 0 | 0 | 0.008128 | 0
1996 | 8.9063 | 0 | 0 | 0 | 0 | 0 | 0 | -0.004064 | -0.004006
1996 | 8.9167 | 0 | 0 | 0 | 0 | 0 | 0 | -0.004064 | 0.012018
1996 | 8.9271 | 0 | 0 | 0 | 0 | 0 | 0 | 0 | 0
1996 | 8.9375 | 0 | 0 | 0 | 0 | 0 | 0 | 0 | 0.004006
1996 | 8.9479 | 0 | 0 | 0 | 0 | 0 | 0 | 0.008128 | 0
1996 | 8.9583 | 0 | 0 | 0 | 0 | 0 | 0 | 0 | 0
1996 | 8.9688 | 0 | 0 | 0 | 0 | 0 | 0 | 0.012192 | 0.004006
1996 | 8.9792 | 0 | 0 | 0 | 0 | 0 | 0 | 0.008128 | 0.012018
1996 | 8.9896 | 0 | 0 | 0 | 0 | 0 | 0 | 0 | 0.016024
1996 | 9 | 0 | 0 | 0 | 0 | 0 | 0 | 0.012192 | 0.004006
1996 | 9.0104 | 0 | 0 | 0 | 0 | 0 | 0 | 0 | 0.008012
1996 | 9.0208 | 0 | 0 | 0 | 0 | 0 | 0 | 0.004064 | 0
1996 | 9.0313 | 0 | 0 | 0 | 0 | 0 | 0 | 0.004064 | 0
1996 | 9.0417 | 0 | 0 | 0 | 0 | 0 | 0 | 0 | 0.012018
1996 | 9.0521 | 0 | 0 | 0 | 0 | 0 | 0 | 0.008128 | -0.004006
1996 | 9.0625 | 0 | 0 | 0 | 0 | 0 | 0 | 0.012192 | 0.024036
1996 | 9.0729 | 0 | 0 | 0 | 0 | 0 | 0 | -0.004064 | -0.012018
1996 | 9.0833 | 0 | 0 | 0 | 0 | 0 | 0 | 0 | 0
1996 | 9.0938 | 0 | 0 | 0 | 0 | 0 | 0 | -0.004064 | -0.004006
1996 | 9.1042 | 0 | 0 | 0 | 0 | 0 | 0 | 0.004064 | 0
1996 | 9.1146 | 0 | 0 | 0 | 0 | 0 | 0 | -0.008128 | -0.004006
1996 | 9.125 | 0 | 0 | 0 | 0 | 0 | 0 | 0.004064 | -0.012018
1996 | 9.1354 | 0 | 0 | 0 | 0 | 0 | 0 | 0.008128 | 0.028042
1996 | 9.1458 | 0 | 0 | 0 | 0 | 0 | 0 | -0.012192 | -0.028042
1996 | 9.1563 | 0 | 0.024036 | 0 | 0 | 0 | 0 | 0 | 0.004006
1996 | 9.1667 | 0 | 0 | 0 | 0 | 0 | 0 | 0.004064 | 0.032048
1996 | 9.1771 | 0 | 0 | 0 | 0 | 0 | 0 | -0.004064 | -0.02003
1996 | 9.1875 | 0.024384 | 0.056084 | 0 | 0 | 0 | 0 | -0.016256 | -0.004006
1996 | 9.1979 | 0 | 0.032048 | 0 | 0 | 0 | 0 | -0.012192 | 0.004006
1996 | 9.2083 | 0 | 0 | 0 | 0 | 0 | 0 | -0.028448 | -0.028042
1996 | 9.2188 | 0 | 0 | 0 | 0 | 0 | 0 | 0.036576 | 0.036054
1996 | 9.2292 | 0.032512 | 0.032048 | 0 | 0 | 0 | 0 | -0.02032 | -0.028042
1996 | 9.2396 | 0 | 0 | 0 | 0 | 0 | 0 | 0.065024 | 0.06009
1996 | 9.25 | 0 | 0 | 0 | 0 | 0 | 0 | 0.004064 | 0.012018
1996 | 9.2604 | 0 | 0 | 0 | 0 | 0 | 0 | 0 | -0.004006
1996 | 9.2708 | 0 | 0 | 0 | 0 | 0 | 0 | 0.024384 | 0.024036
1996 | 9.2813 | 0 | 0 | 0 | 0 | 0 | 0 | -0.012192 | 0.008012
1996 | 9.2917 | 0 | 0 | 0 | 0 | 0 | 0 | 0.024384 | 0.032048
1996 | 9.3021 | 0 | 0 | 0 | 0 | 0 | 0 | 0.008128 | 0
1996 | 9.3125 | 0 | 0 | 0 | 0 | 0 | 0 | 0.036576 | 0.06009
1996 | 9.3229 | 0 | 0 | 0 | 0 | 0 | 0 | 0.036576 | 0.052078
1996 | 9.3333 | 0 | 0 | 0 | 0 | 0 | 0 | -0.004064 | -0.008012
1996 | 9.3438 | 0 | 0 | 0 | 0 | 0 | 0 | -0.004064 | -0.004006
1996 | 9.3542 | 0 | 0.048072 | 0 | 0 | 0 | 0 | -0.02032 | 0.004006
1996 | 9.3646 | 0 | 0.024036 | 0 | 0 | 0 | 0 | -0.012192 | 0
1996 | 9.375 | 0 | 0.024036 | 0 | 0 | 0 | 0 | -0.016256 | -0.008012
1996 | 9.3854 | 0 | 0 | 0 | 0 | 0 | 0 | 0.024384 | 0.012018
1996 | 9.3958 | 0 | 0 | 0 | 0 | 0 | 0 | -0.012192 | -0.02003
1996 | 9.4063 | 0 | 0 | 0 | 0 | 0 | 0 | 0.02032 | -0.036054
1996 | 9.4167 | 0 | 0 | 0 | 0 | 0 | 0 | 0.016256 | -0.016024
1996 | 9.4271 | 0 | 0 | 0 | 0 | 0 | 0 | -0.02032 | -0.036054
1996 | 9.4375 | 0 | 0 | 0 | 0 | 0 | 0 | 0.024384 | 0.004006
1996 | 9.4479 | 0 | 0 | 0 | 0 | 0 | 0 | 0.008128 | 0.06009
1996 | 9.4583 | 0 | 0.032048 | 0 | 0 | 0 | 0 | 0.004064 | 0.008012
1996 | 9.4688 | 0 | 0 | 0 | 0 | 0 | 0 | 0.032512 | 0.004006
1996 | 9.4792 | 0 | 0 | 0 | 0 | 0 | 0 | 0.024384 | 2.8422e-14
1996 | 9.4896 | 0 | 0 | 0 | 0 | 0 | 0 | 0.032512 | 0.04006
1996 | 9.5 | 0 | 0 | 0 | 0 | 0 | 0 | 0.028448 | 0.032048
1996 | 9.5104 | 0 | 0 | 0 | 0 | 0 | 0 | 0.012192 | 0.036054
1996 | 9.5208 | 0 | 0 | 0 | 0 | 0 | 0 | -0.012192 | -0.004006
1996 | 9.5313 | 0 | 0 | 0 | 0 | 0 | 0 | 0.048768 | 0.004006
1996 | 9.5417 | 0 | 0 | 0 | 0 | 0 | 0 | 0.024384 | 0.068102
1996 | 9.5521 | 0 | 0 | 0 | 0 | 0 | 0 | 0.044704 | 0.044066
1996 | 9.5625 | 0 | 0 | 0 | 0 | 0 | 0 | 0.016256 | -0.004006
1996 | 9.5729 | 0 | 0 | 0 | 0 | 0 | 0 | 0.028448 | 0.056084
1996 | 9.5833 | 0 | 0 | 0 | 0 | 0 | 0 | 0.016256 | 0.064096
1996 | 9.5938 | 0 | 0 | 0 | 0 | 0 | 0 | 0.02032 | 0.024036
1996 | 9.6042 | 0 | 0.024036 | 0 | 0 | 0 | 0 | 0.012192 | 0.008012
1996 | 9.6146 | 0 | 0 | 0 | 0 | 0 | 0 | 0.02032 | 0.052078
1996 | 9.625 | 0 | 0 | 0 | 0 | 0 | 0 | 0.02032 | 0.032048
1996 | 9.6354 | 0 | 0 | 0 | 0 | 0 | 0 | 0.02032 | 0.02003
1996 | 9.6458 | 0 | 0 | 0 | 0 | 0 | 0 | 0.02032 | 0.02003
1996 | 9.6562 | 0 | 0 | 0 | 0 | 0 | 0 | 0.02032 | 0.016024
1996 | 9.6667 | 0 | 0 | 0 | 0 | 0 | 0 | 0.016256 | 0.028042
1996 | 9.6771 | 0 | 0 | 0 | 0 | 0 | 0 | 0.028448 | 0.02003
1996 | 9.6875 | 0 | 0 | 0 | 0 | 0 | 0 | 0.012192 | 0.028042
1996 | 9.6979 | 0 | 0 | 0 | 0 | 0 | 0 | 0.012192 | 0.024036
1996 | 9.7083 | 0 | 0 | 0 | 0 | 0 | 0 | 0.016256 | 0.02003
1996 | 9.7187 | 0 | 0 | 0 | 0 | 0 | 0 | 0.016256 | 0.008012
1996 | 9.7292 | 0 | 0 | 0 | 0 | 0 | 0 | -0.004064 | 0.016024
1996 | 9.7396 | 0 | 0 | 0 | 0 | 0 | 0 | 0.004064 | 0.016024
1996 | 9.75 | 0 | 0 | 0 | 0 | 0 | 0 | 0 | 0.008012
1996 | 9.7604 | 0 | 0 | 0 | 0 | 0 | 0 | 0.008128 | 0.004006
1996 | 9.7708 | 0 | 0 | 0 | 0 | 0 | 0 | 0 | 0.008012
1996 | 9.7812 | 0 | 0 | 0 | 0 | 0 | 0 | 0 | 0.008012
1996 | 9.7917 | 0 | 0 | 0 | 0 | 0 | 0 | 0 | 0.008012
1996 | 9.8021 | 0 | 0 | 0 | 0 | 0 | 0 | 0 | 0
1996 | 9.8125 | 0 | 0 | 0 | 0 | 0 | 0 | 0.008128 | 0
1996 | 9.8229 | 0 | 0 | 0 | 0 | 0 | 0 | 0 | 0.004006
1996 | 9.8333 | 0 | 0 | 0 | 0 | 0 | 0 | 0 | 0.004006
1996 | 9.8437 | 0 | 0 | 0 | 0 | 0 | 0 | 0 | 0.008012
1996 | 9.8542 | 0 | 0 | 0 | 0 | 0 | 0 | 0 | -0.004006
1996 | 9.8646 | 0 | 0 | 0 | 0 | 0 | 0 | 0 | 0.004006
1996 | 9.875 | 0 | 0 | 0 | 0 | 0 | 0 | 0 | 0.004006
1996 | 9.8854 | 0 | 0 | 0 | 0 | 0 | 0 | 0 | 0
1996 | 9.8958 | 0 | 0 | 0 | 0 | 0 | 0 | -0.008128 | 0.016024
1996 | 9.9062 | 0 | 0 | 0 | 0 | 0 | 0 | -0.008128 | 0.012018
1996 | 9.9167 | 0 | 0 | 0 | 0 | 0 | 0 | 0.008128 | -0.012018
1996 | 9.9271 | 0 | 0 | 0 | 0 | 0 | 0 | -0.004064 | 0.02003
1996 | 9.9375 | 0 | 0 | 0 | 0 | 0 | 0 | -0.004064 | 0.008012
1996 | 9.9479 | 0 | 0 | 0 | 0 | 0 | 0 | 0.008128 | 0.004006
1996 | 9.9583 | 0 | 0 | 0 | 0 | 0 | 0 | 0 | 0.008012
1996 | 9.9687 | 0 | 0 | 0 | 0 | 0 | 0 | 0 | 0.02003
1996 | 9.9792 | 0 | 0 | 0 | 0 | 0 | 0 | 0.012192 | 0
1996 | 9.9896 | 0 | 0 | 0 | 0 | 0 | 0 | 0.004064 | 0.004006
1996 | 10 | 0 | 0 | 0 | 0 | 0 | 0 | -0.012192 | 0.028042
1996 | 10.0104 | 0 | 0 | 0 | 0 | 0 | 0 | 0.004064 | 0.004006
1996 | 10.0208 | 0 | 0 | 0 | 0 | 0 | 0 | 0.004064 | 0.004006
1996 | 10.0312 | 0 | 0 | 0 | 0 | 0 | 0 | 0 | 0
1996 | 10.0417 | 0 | 0 | 0 | 0 | 0 | 0 | 0.012192 | -0.004006
1996 | 10.0521 | 0 | 0 | 0 | 0 | 0 | 0 | -0.008128 | 0.008012
1996 | 10.0625 | 0 | 0 | 0 | 0 | 0 | 0 | 0 | 0.008012
1996 | 10.0729 | 0 | 0 | 0 | 0 | 0 | 0 | 0 | 0.02003
1996 | 10.0833 | 0 | 0 | 0 | 0 | 0 | 0 | 0 | -0.004006
1996 | 10.0937 | 0 | 0 | 0 | 0 | 0 | 0 | 0.02032 | -0.012018
1996 | 10.1042 | 0 | 0 | 0 | 0 | 0 | 0 | 0.004064 | 0.004006
1996 | 10.1146 | 0 | 0 | 0 | 0 | 0 | 0 | 0.012192 | -0.004006
1996 | 10.125 | 0 | 0 | 0 | 0 | 0 | 0 | 0.004064 | 0
1996 | 10.1354 | 0 | 0 | 0 | 0 | 0 | 0 | 0 | 0.004006
1996 | 10.1458 | 0 | 0 | 0 | 0 | 0 | 0 | -0.012192 | 0.02003
1996 | 10.1562 | 0 | 0 | 0 | 0 | 0 | 0 | -0.008128 | 0.008012
1996 | 10.1667 | 0 | 0 | 0 | 0 | 0 | 0 | 0.016256 | -0.012018
1996 | 10.1771 | 0 | 0 | 0 | 0 | 0 | 0 | -0.016256 | 0.008012
1996 | 10.1875 | 0 | 0 | 0 | 0 | 0 | 0 | 0.004064 | 0.008012
1996 | 10.1979 | 0 | 0 | 0 | 0 | 0 | 0 | -0.016256 | 0.004006
1996 | 10.2083 | 0 | 0 | 0 | 0 | 0 | 0 | 0.008128 | 0
1996 | 10.2187 | 0 | 0 | 0 | 0 | 0 | 0 | 0.008128 | 0
1996 | 10.2292 | 0 | 0 | 0 | 0 | 0 | 0 | 0.008128 | 0.004006
1996 | 10.2396 | 0 | 0 | 0 | 0 | 0 | 0 | -0.012192 | 0.012018
1996 | 10.25 | 0 | 0 | 0 | 0 | 0 | 0 | -0.008128 | 0.008012
1996 | 10.2604 | 0 | 0 | 0 | 0 | 0 | 0 | -0.008128 | 0.012018
1996 | 10.2708 | 0 | 0 | 0 | 0 | 0 | 0 | 0.004064 | 0.008012
1996 | 10.2812 | 0 | 0 | 0 | 0 | 0 | 0 | 0.008128 | 0.004006
1996 | 10.2917 | 0 | 0 | 0 | 0 | 0 | 0 | 0.008128 | 0.004006
1996 | 10.3021 | 0 | 0 | 0 | 0 | 0 | 0 | 0.016256 | -0.004006
1996 | 10.3125 | 0 | 0 | 0 | 0 | 0 | 0 | 0.024384 | -0.024036
1996 | 10.3229 | 0 | 0 | 0 | 0 | 0 | 0 | 0.004064 | 0.012018
1996 | 10.3333 | 0 | 0 | 0 | 0 | 0 | 0 | -0.004064 | 0.004006
1996 | 10.3437 | 0 | 0 | 0 | 0 | 0 | 0 | -0.016256 | 0.016024
1996 | 10.3542 | 0 | 0 | 0 | 0 | 0 | 0 | -0.016256 | 0.004006
1996 | 10.3646 | 0.024384 | 0 | 0 | 0 | 0 | 0 | -0.008128 | 0.004006
1996 | 10.375 | 0 | 0 | 0 | 0 | 0 | 0 | 0.008128 | 0
1996 | 10.3854 | 0 | 0 | 0 | 0 | 0 | 0 | 0.008128 | 0.004006
1996 | 10.3958 | 0 | 0 | 0 | 0 | 0 | 0 | 0.024384 | 0.008012
1996 | 10.4062 | 0 | 0 | 0 | 0 | 0 | 0 | -0.016256 | 0.004006
1996 | 10.4167 | 0 | 0 | 0 | 0 | 0 | 0 | 0.02032 | 0
1996 | 10.4271 | 0 | 0 | 0 | 0 | 0 | 0 | 0.028448 | -0.008012
1996 | 10.4375 | 0.024384 | 0 | 0 | 0 | 0 | 0 | 0 | 0.008012
1996 | 10.4479 | 0 | 0 | 0 | 0 | 0 | 0 | 0.044704 | -0.008012
1996 | 10.4583 | 0.048768 | 0 | 0 | 0 | 0 | 0 | 0.004064 | 0.004006
1996 | 10.4687 | 0 | 0 | 0 | 0 | 0 | 0 | 0.028448 | 0.008012
1996 | 10.4792 | 0 | 0 | 0 | 0 | 0 | 0 | 0.024384 | 0.012018
1996 | 10.4896 | 0.024384 | 0 | 0 | 0 | 0 | 0 | -0.008128 | -0.02003
1996 | 10.5 | 0 | 0 | 0 | 0 | 0 | 0 | 0.024384 | 2.8422e-14
1996 | 10.5104 | 0 | 0 | 0 | 0 | 0 | 0 | 0.04064 | 0.028042
1996 | 10.5208 | 0 | 0 | 0 | 0 | 0 | 0 | 0.024384 | 0.008012
1996 | 10.5312 | 0 | 0 | 0 | 0 | 0 | 0 | 0.02032 | -0.004006
1996 | 10.5417 | 0 | 0 | 0 | 0 | 0 | 0 | 0.044704 | 0.036054
1996 | 10.5521 | 0 | 0 | 0 | 0 | 0 | 0 | 0.036576 | 0.036054
1996 | 10.5625 | 0 | 0 | 0 | 0 | 0 | 0 | 0.052832 | 0.016024
1996 | 10.5729 | 0 | 0 | 0 | 0 | 0 | 0 | 0.052832 | 0.004006
1996 | 10.5833 | 0 | 0 | 0 | 0 | 0 | 0 | 0.032512 | 0.048072
1996 | 10.5937 | 0 | 0 | 0 | 0 | 0 | 0 | 0.073152 | 0.024036
1996 | 10.6042 | 0 | 0 | 0 | 0 | 0 | 0 | 0.036576 | 0.048072
1996 | 10.6146 | 0 | 0 | 0 | 0 | 0 | 0 | 0.04064 | 0.04006
1996 | 10.625 | 0 | 0 | 0 | 0 | 0 | 0 | 0.044704 | 0.052078
1996 | 10.6354 | 0 | 0 | 0 | 0 | 0 | 0 | 0.032512 | 0.024036
1996 | 10.6458 | 0 | 0 | 0 | 0 | 0 | 0 | 0.044704 | 0.044066
1996 | 10.6562 | 0 | 0 | 0 | 0 | 0 | 0 | 0.04064 | 0.044066
1996 | 10.6667 | 0 | 0 | 0 | 0 | 0 | 0 | 0.032512 | 0.052078
1996 | 10.6771 | 0 | 0 | 0 | 0 | 0 | 0 | 0.028448 | 0.036054
1996 | 10.6875 | 0 | 0 | 0 | 0 | 0 | 0 | 0.024384 | 0.016024
1996 | 10.6979 | 0 | 0 | 0 | 0 | 0 | 0 | 0.008128 | 0.012018
1996 | 10.7083 | 0 | 0 | 0 | 0 | 0 | 0 | 0.028448 | 0.028042
1996 | 10.7187 | 0 | 0 | 0 | 0 | 0 | 0 | 0.02032 | 0.024036
1996 | 10.7292 | 0 | 0 | 0 | 0 | 0 | 0 | 0.012192 | 0.012018
1996 | 10.7396 | 0 | 0 | 0 | 0.08012 | 0 | 0 | -0.04064 | 2.8422e-14
1996 | 10.75 | 0 | 0 | 0 | 0 | 0 | 0 | 0.032512 | -2.8422e-14
1996 | 10.7604 | 0 | 0 | 0 | 0 | 0 | 0 | 0.008128 | 0.056084
1996 | 10.7708 | 0 | 0.024036 | 0 | 0.43265 | 0 | 0 | -0.065024 | -0.028042
1996 | 10.7812 | 0 | 0 | 0 | 0 | 0 | 0 | 0.1463 | 0.10416
1996 | 10.7917 | 0 | 0 | 0 | 0 | 0 | 0 | 0.012192 | 0.10015
1996 | 10.8021 | 0 | 0 | 0 | 0 | 0 | 0 | 0.02032 | 0.10416
1996 | 10.8125 | 0 | 0 | 0 | 0 | 0 | 0 | 0.008128 | -0.072108
1996 | 10.8229 | 0 | 0 | 0 | 0 | 0 | 0 | 0.004064 | 0.04006
1996 | 10.8333 | 0 | 0 | 0 | 0 | 0 | 0 | 0.012192 | 0.10015
1996 | 10.8437 | 0 | 0 | 0 | 0 | 0 | 0 | 0.008128 | 0.12419
1996 | 10.8542 | 0 | 0.056084 | 0 | 0 | 0 | 0 | -0.004064 | 0.004006
1996 | 10.8646 | 0 | 0 | 0 | 0 | 0 | 0 | -0.004064 | 0.076114
1996 | 10.875 | 0 | 0 | 0 | 0 | 0 | 0 | 0.008128 | 0.008012
1996 | 10.8854 | 0 | 0.072108 | 0 | 0 | 0 | 0 | -0.012192 | -0.008012
1996 | 10.8958 | 0 | 0 | 0 | 0 | 0 | 0 | 0.008128 | 0.076114
1996 | 10.9062 | 0 | 0 | 0 | 0 | 0 | 0 | -0.004064 | 0.008012
1996 | 10.9167 | 0 | 0 | 0 | 0 | 0 | 0 | 0.02032 | 0.028042
1996 | 10.9271 | 0 | 0 | 0 | 0 | 0 | 0 | 0.012192 | 0.02003
1996 | 10.9375 | 0 | 0 | 0 | 0 | 0 | 0 | 0.02032 | 0.044066
1996 | 10.9479 | 0.032512 | 0.056084 | 0 | 0 | 0 | 0 | -0.024384 | -0.02003
1996 | 10.9583 | 0 | 0 | 0 | 0 | 0 | 0 | -0.008128 | 0
1996 | 10.9687 | 0 | 0 | 0 | 0 | 0 | 0 | 0.032512 | 0.052078
1996 | 10.9792 | 0.024384 | 0 | 0 | 0.088132 | 0 | 0 | -0.008128 | -0.008012
1996 | 10.9896 | 0.073152 | 0.064096 | 0 | 0 | 0 | 0 | -0.036576 | -0.088132
1996 | 11 | 0 | 0 | 0 | 0 | 0 | 0 | -0.028448 | -0.016024
1996 | 11.0104 | 0 | 0 | 0 | 0 | 0 | 0 | 0.073152 | 0.088132
1996 | 11.0208 | 0 | 0 | 0 | 0 | 0 | 0 | -0.02032 | 0.012018
1996 | 11.0312 | 0 | 0 | 0 | 0 | 0 | 0 | 0.036576 | 0.052078
1996 | 11.0417 | 0 | 0 | 0 | 0 | 0 | 0 | -0.016256 | -0.032048
1996 | 11.0521 | 0 | 0 | 0 | 0 | 0 | 0 | 0.016256 | 0.024036
1996 | 11.0625 | 0 | 0 | 0 | 0 | 0 | 0 | 0.012192 | 0.016024
1996 | 11.0729 | 0 | 0 | 0 | 0 | 0 | 0 | 0.13411 | 0.18428
1996 | 11.0833 | 0 | 0 | 0 | 0 | 0 | 0 | 0.036576 | 0.052078
1996 | 11.0937 | 0 | 0 | 0 | 0.088132 | 0 | 0 | -0.069088 | -0.008012
1996 | 11.1042 | 0 | 0 | 0 | 0 | 0 | 0 | -0.056896 | -0.068102
1996 | 11.1146 | 0 | 0.032048 | 0 | 0 | 0 | 0 | -0.016256 | -0.016024
1996 | 11.125 | 0.032512 | 0.032048 | 0 | 0 | 0 | 0 | 0.012192 | 0.06009
1996 | 11.1354 | 0 | 0 | 0 | 0 | 0 | 0 | 0.004064 | -0.012018
1996 | 11.1458 | 0 | 0 | 0 | 0 | 0 | 0 | 0.028448 | 0.024036
1996 | 11.1562 | 0 | 0 | 0 | 0 | 0 | 0 | 0.004064 | -0.008012
1996 | 11.1667 | 0 | 0 | 0 | 0 | 0 | 0 | 0.024384 | 0.048072
1996 | 11.1771 | 0 | 0 | 0 | 0 | 0 | 0 | 0.024384 | 0.008012
1996 | 11.1875 | 0 | 0 | 0 | 0 | 0 | 0 | 0.048768 | 0.08012
1996 | 11.1979 | 0 | 0 | 0 | 0 | 0 | 0 | 0 | 0.016024
1996 | 11.2083 | 0 | 0 | 0 | 0 | 0 | 0 | 0.028448 | 0.012018
1996 | 11.2187 | 0 | 0 | 0 | 0 | 0 | 0 | 0.028448 | 0.048072
1996 | 11.2292 | 0 | 0 | 0 | 0 | 0 | 0 | 0.016256 | 0.028042
1996 | 11.2396 | 0 | 0 | 0 | 0 | 0 | 0 | -0.044704 | -0.024036
1996 | 11.25 | 0 | 0.064096 | 0 | 0 | 0 | 0 | -0.032512 | -0.008012
1996 | 11.2604 | 0 | 0 | 0 | 0 | 0 | 0 | 0.04064 | 0.024036
1996 | 11.2708 | 0 | 0 | 0 | 0 | 0 | 0 | 0.024384 | 0.036054
1996 | 11.2812 | 0 | 0 | 0 | 0 | 0 | 0 | -0.012192 | 0.028042
1996 | 11.2917 | 0 | 0 | 0 | 0.072108 | 0 | 0 | -0.004064 | 0.032048
1996 | 11.3021 | 0 | 0 | 0 | 0 | 0 | 0 | 0.036576 | 0.064096
1996 | 11.3125 | 0 | 0 | 0 | 0 | 0 | 0 | -0.02032 | -0.024036
1996 | 11.3229 | 0 | 0 | 0 | 0 | 0 | 0 | 0 | -0.016024
1996 | 11.3333 | 0 | 0 | 0 | 0 | 0 | 0 | 0.032512 | 0.056084
1996 | 11.3437 | 0 | 0 | 0 | 0 | 0 | 0 | -0.004064 | -0.024036
1996 | 11.3542 | 0 | 0 | 0 | 0 | 0 | 0 | 0.032512 | 0.06009
1996 | 11.3646 | 0 | 0 | 0 | 0 | 0 | 0 | 0.02032 | 0.016024
1996 | 11.375 | 0 | 0 | 0 | 0 | 0 | 0 | 0.016256 | 0.012018
1996 | 11.3854 | 0 | 0 | 0 | 0 | 0 | 0 | 0.032512 | 0.052078
1996 | 11.3958 | 0 | 0.048072 | 0 | 0 | 0 | 0 | -0.024384 | 0.004006
1996 | 11.4062 | 0 | 0 | 0 | 0 | 0 | 0 | 0.008128 | -0.024036
1996 | 11.4167 | 0 | 0 | 0 | 0 | 0 | 0 | 0.024384 | 0.02003
1996 | 11.4271 | 0 | 0 | 0 | 0 | 0 | 0 | -0.008128 | -0.032048
1996 | 11.4375 | 0 | 0 | 0 | 0 | 0 | 0 | 0.028448 | 0.016024
1996 | 11.4479 | 0 | 0 | 0 | 0 | 0 | 0 | -0.02032 | -0.02003
1996 | 11.4583 | 0 | 0.032048 | 0 | 0 | 0 | 0 | 0.028448 | 0.04006
1996 | 11.4687 | 0 | 0 | 0 | 0 | 0 | 0 | 0.016256 | -0.008012
1996 | 11.4792 | 0 | 0 | 0 | 0 | 0 | 0 | 0.004064 | 0
1996 | 11.4896 | 0 | 0 | 0 | 0 | 0 | 0 | 0.085344 | 0.044066
1996 | 11.5 | 0 | 0 | 0 | 0 | 0 | 0 | 0.028448 | 0.012018
1996 | 11.5104 | 0 | 0 | 0 | 0 | 0 | 0 | 0.016256 | 0.044066
1996 | 11.5208 | 0 | 0 | 0 | 0 | 0 | 0 | 0.036576 | 0.052078
1996 | 11.5312 | 0 | 0 | 0 | 0 | 0 | 0 | 0.016256 | 0.004006
1996 | 11.5417 | 0 | 0 | 0 | 0 | 0 | 0 | 0.036576 | 0.052078
1996 | 11.5521 | 0 | 0 | 0 | 0 | 0 | 0 | 0.036576 | 0.032048
1996 | 11.5625 | 0 | 0 | 0 | 0 | 0 | 0 | -0.004064 | -0.016024
1996 | 11.5729 | 0 | 0 | 0 | 0 | 0 | 0 | 0.052832 | 0.08012
1996 | 11.5833 | 0 | 0 | 0 | 0 | 0 | 0 | 0.028448 | 0.024036
1996 | 11.5937 | 0 | 0 | 0 | 0 | 0 | 0 | 0.04064 | 0.056084
1996 | 11.6042 | 0 | 0 | 0 | 0 | 0 | 0 | 0.024384 | 0.016024
1996 | 11.6146 | 0 | 0 | 0 | 0 | 0 | 0 | 0.028448 | 0.06009
1996 | 11.625 | 0 | 0 | 0 | 0 | 0 | 0 | 0.02032 | 0.008012
1996 | 11.6354 | 0 | 0 | 0 | 0 | 0 | 0 | 0.024384 | 0.02003
1996 | 11.6458 | 0 | 0 | 0 | 0 | 0 | 0 | 0.028448 | 0.044066
1996 | 11.6562 | 0 | 0 | 0 | 0 | 0 | 0 | 0.02032 | 0.044066
1996 | 11.6667 | 0 | 0 | 0 | 0 | 0 | 0 | 0.016256 | 0.016024
1996 | 11.6771 | 0 | 0 | 0 | 0 | 0 | 0 | 0.02032 | 0.036054
1996 | 11.6875 | 0 | 0 | 0 | 0 | 0 | 0 | 0.036576 | 0.016024
1996 | 11.6979 | 0 | 0 | 0 | 0 | 0 | 0 | 0.012192 | 0.044066
1996 | 11.7083 | 0 | 0 | 0 | 0 | 0 | 0 | 0.028448 | 0.032048
1996 | 11.7187 | 0 | 0 | 0 | 0 | 0 | 0 | 0.04064 | 0.02003
1996 | 11.7292 | 0 | 0 | 0 | 0 | 0 | 0 | -0.004064 | 0.008012
1996 | 11.7396 | 0 | 0 | 0 | 0 | 0 | 0 | 0.044704 | 0.032048
1996 | 11.75 | 0 | 0 | 0 | 0 | 0 | 0 | 0.016256 | 0.02003
1996 | 11.7604 | 0 | 0 | 0 | 0 | 0 | 0 | 0.016256 | 0.016024
1996 | 11.7708 | 0 | 0 | 0 | 0 | 0 | 0 | 0.004064 | 0.016024
1996 | 11.7812 | 0 | 0 | 0 | 0 | 0 | 0 | 0 | 0.008012
1996 | 11.7917 | 0 | 0 | 0 | 0 | 0 | 0 | 0.008128 | 0.012018
1996 | 11.8021 | 0 | 0 | 0 | 0 | 0 | 0 | 0 | 0.004006
1996 | 11.8125 | 0 | 0 | 0 | 0 | 0 | 0 | 0.008128 | 0.008012
1996 | 11.8229 | 0 | 0 | 0 | 0 | 0 | 0 | 0.004064 | 0.008012
1996 | 11.8333 | 0 | 0 | 0 | 0 | 0 | 0 | 0.004064 | 0.008012
1996 | 11.8437 | 0 | 0 | 0 | 0 | 0 | 0 | 0 | 0.004006
1996 | 11.8542 | 0 | 0 | 0 | 0 | 0 | 0 | 0.004064 | 0
1996 | 11.8646 | 0 | 0 | 0 | 0 | 0 | 0 | 0.004064 | 0.004006
1996 | 11.875 | 0 | 0 | 0 | 0 | 0 | 0 | -0.004064 | 0.004006
1996 | 11.8854 | 0 | 0 | 0 | 0 | 0 | 0 | 0.004064 | 0.004006
1996 | 11.8958 | 0 | 0 | 0 | 0 | 0 | 0 | 0.004064 | 0.004006
1996 | 11.9062 | 0 | 0 | 0 | 0 | 0 | 0 | -0.004064 | 0.004006
1996 | 11.9167 | 0 | 0 | 0 | 0 | 0 | 0 | 0.008128 | -0.008012
1996 | 11.9271 | 0 | 0 | 0 | 0 | 0 | 0 | -0.004064 | 0.004006
1996 | 11.9375 | 0 | 0 | 0 | 0 | 0 | 0 | 0.004064 | 0.004006
1996 | 11.9479 | 0 | 0 | 0 | 0 | 0 | 0 | 0 | 0
1996 | 11.9583 | 0 | 0 | 0 | 0 | 0 | 0 | -0.004064 | -0.004006
1996 | 11.9687 | 0 | 0 | 0 | 0 | 0 | 0 | 0.004064 | 0.004006
1996 | 11.9792 | 0 | 0 | 0 | 0 | 0 | 0 | -0.008128 | -0.004006
1996 | 11.9896 | 0 | 0 | 0 | 0 | 0 | 0 | -0.004064 | -0.012018
1996 | 12 | 0 | 0 | 0 | 0 | 0 | 0 | 0.004064 | 0
1996 | 12.0104 | 0 | 0 | 0 | 0 | 0 | 0 | 0.008128 | -0.004006
1996 | 12.0208 | 0 | 0 | 0 | 0 | 0 | 0 | 0.008128 | 0.028042
1996 | 12.0312 | 0 | 0 | 0 | 0 | 0 | 0 | 0 | 0
1996 | 12.0417 | 0 | 0 | 0 | 0 | 0 | 0 | 0.008128 | 0.008012
1996 | 12.0521 | 0 | 0 | 0 | 0 | 0 | 0 | 0.008128 | 0.012018
1996 | 12.0625 | 0 | 0 | 0 | 0 | 0 | 0 | 0.008128 | 0.012018
1996 | 12.0729 | 0 | 0 | 0 | 0 | 0 | 0 | 0 | -0.004006
1996 | 12.0833 | 0 | 0 | 0 | 0 | 0 | 0 | 0 | 0.004006
1996 | 12.0937 | 0 | 0 | 0 | 0 | 0 | 0 | 0.008128 | 0.008012
1996 | 12.1042 | 0 | 0 | 0 | 0 | 0 | 0 | -0.004064 | 0.008012
1996 | 12.1146 | 0 | 0 | 0 | 0 | 0 | 0 | 0 | -0.02003
1996 | 12.125 | 0 | 0 | 0 | 0 | 0 | 0 | -0.008128 | 0.004006
1996 | 12.1354 | 0 | 0 | 0 | 0 | 0 | 0 | -0.004064 | -0.02003
1996 | 12.1458 | 0 | 0 | 0 | 0 | 0 | 0 | -0.016256 | -0.012018
1996 | 12.1562 | 0 | 0 | 0 | 0 | 0 | 0 | 0.024384 | 0.032048
1996 | 12.1667 | 0 | 0 | 0 | 0 | 0 | 0 | 0.004064 | -0.008012
1996 | 12.1771 | 0 | 0 | 0 | 0 | 0 | 0 | 0 | 0.008012
1996 | 12.1875 | 0 | 0 | 0 | 0 | 0 | 0 | 0.016256 | 0.012018
1996 | 12.1979 | 0 | 0 | 0 | 0 | 0 | 0 | 0.004064 | 0.004006
1996 | 12.2083 | 0 | 0 | 0 | 0 | 0 | 0 | 0.008128 | 0.004006
1996 | 12.2187 | 0 | 0 | 0 | 0 | 0 | 0 | -0.004064 | 0
1996 | 12.2292 | 0 | 0 | 0 | 0 | 0 | 0 | 0.008128 | 0.008012
1996 | 12.2396 | 0 | 0 | 0 | 0 | 0 | 0 | 0.004064 | 0.012018
1996 | 12.25 | 0 | 0 | 0 | 0 | 0 | 0 | 0.004064 | 0.004006
1996 | 12.2604 | 0 | 0 | 0 | 0 | 0 | 0 | 0.004064 | 0
1996 | 12.2708 | 0 | 0 | 0 | 0 | 0 | 0 | 0 | 0
1996 | 12.2812 | 0 | 0 | 0 | 0 | 0 | 0 | 0.012192 | 0.012018
1996 | 12.2917 | 0 | 0 | 0 | 0 | 0 | 0 | 0.016256 | 0.024036
1996 | 12.3021 | 0 | 0 | 0 | 0 | 0 | 0 | 0.008128 | 0.012018
1996 | 12.3125 | 0 | 0 | 0 | 0 | 0 | 0 | 0.008128 | 0.008012
1996 | 12.3229 | 0 | 0 | 0 | 0 | 0 | 0 | 0 | 0
1996 | 12.3333 | 0 | 0 | 0 | 0 | 0 | 0 | -0.004064 | -0.008012
1996 | 12.3437 | 0 | 0 | 0 | 0 | 0 | 0 | 0.004064 | 0.008012
1996 | 12.3542 | 0 | 0 | 0 | 0 | 0 | 0 | 0 | 0.004006
1996 | 12.3646 | 0 | 0 | 0 | 0 | 0 | 0 | 0.004064 | 0.008012
1996 | 12.375 | 0 | 0 | 0 | 0 | 0 | 0 | 0 | -0.004006
1996 | 12.3854 | 0 | 0 | 0 | 0 | 0 | 0 | -0.008128 | -0.008012
1996 | 12.3958 | 0 | 0 | 0 | 0 | 0 | 0 | 0.008128 | 0
1996 | 12.4062 | 0 | 0 | 0 | 0 | 0 | 0 | 0.008128 | 0
1996 | 12.4167 | 0 | 0 | 0 | 0 | 0 | 0 | 0.008128 | 0.012018
1996 | 12.4271 | 0 | 0 | 0 | 0 | 0 | 0 | 0 | -0.02003
1996 | 12.4375 | 0 | 0 | 0 | 0 | 0 | 0 | 0.004064 | -0.004006
1996 | 12.4479 | 0 | 0.032048 | 0 | 0 | 0 | 0 | 0.02032 | 0.028042
1996 | 12.4583 | 0 | 0 | 0 | 0 | 0 | 0 | 0.012192 | 0.004006
1996 | 12.4687 | 0 | 0 | 0 | 0 | 0 | 0 | 0.016256 | 0.016024
1996 | 12.4792 | 0 | 0 | 0 | 0 | 0 | 0 | 0.024384 | 0.004006
1996 | 12.4896 | 0 | 0 | 0 | 0 | 0 | 0 | 0.012192 | 0.004006
1996 | 12.5 | 0 | 0 | 0 | 0 | 0 | 0 | 0.024384 | 0.02003
1996 | 12.5104 | 0 | 0 | 0 | 0 | 0 | 0 | 0.024384 | 0.016024
1996 | 12.5208 | 0 | 0 | 0 | 0 | 0 | 0 | 0.032512 | 0.004006
1996 | 12.5312 | 0 | 0 | 0 | 0 | 0 | 0 | 0.032512 | 0.052078
1996 | 12.5417 | 0 | 0 | 0 | 0 | 0 | 0 | 0.028448 | 0.024036
1996 | 12.5521 | 0 | 0 | 0 | 0 | 0 | 0 | 0.032512 | 0
1996 | 12.5625 | 0 | 0 | 0 | 0 | 0 | 0 | 0.032512 | 0.04006
1996 | 12.5729 | 0 | 0 | 0 | 0 | 0 | 0 | 0.032512 | 0.072108
1996 | 12.5833 | 0 | 0 | 0 | 0 | 0 | 0 | 0.032512 | 0.02003
1996 | 12.5937 | 0 | 0 | 0 | 0 | 0 | 0 | 0.036576 | 0.032048
1996 | 12.6042 | 0 | 0 | 0 | 0 | 0 | 0 | 0.028448 | 0.032048
1996 | 12.6146 | 0 | 0 | 0 | 0 | 0 | 0 | 0.028448 | 0.036054
1996 | 12.625 | 0 | 0 | 0 | 0 | 0 | 0 | 0.02032 | 0.008012
1996 | 12.6354 | 0 | 0 | 0 | 0 | 0 | 0 | 0.02032 | 0.012018
1996 | 12.6458 | 0 | 0 | 0 | 0 | 0 | 0 | 0.036576 | 0.064096
1996 | 12.6562 | 0 | 0 | 0 | 0 | 0 | 0 | 0.028448 | 0.028042
1996 | 12.6667 | 0 | 0 | 0 | 0 | 0 | 0 | 0.036576 | 0.04006
1996 | 12.6771 | 0 | 0 | 0 | 0 | 0 | 0 | 0.008128 | 0.028042
1996 | 12.6875 | 0 | 0 | 0 | 0 | 0 | 0 | 0.065024 | 0.048072
1996 | 12.6979 | 0 | 0 | 0 | 0 | 0 | 0 | 0.024384 | 0.028042
1996 | 12.7083 | 0 | 0 | 0 | 0 | 0 | 0 | 0.016256 | 0.048072
1996 | 12.7187 | 0 | 0 | 0 | 0 | 0 | 0 | 0.048768 | 0.036054
1996 | 12.7292 | 0 | 0 | 0 | 0 | 0 | 0 | 0.044704 | 0.024036
1996 | 12.7396 | 0 | 0 | 0 | 0 | 0 | 0 | 0.032512 | 0.032048
1996 | 12.75 | 0 | 0 | 0 | 0 | 0 | 0 | 0.028448 | 0.028042
1996 | 12.7604 | 0 | 0 | 0 | 0 | 0 | 0 | 0.016256 | 0.02003
1996 | 12.7708 | 0 | 0 | 0 | 0 | 0 | 0 | 0.004064 | 0.024036
1996 | 12.7812 | 0 | 0 | 0 | 0 | 0 | 0 | 0.008128 | 0.008012
1996 | 12.7917 | 0 | 0 | 0 | 0 | 0 | 0 | -0.004064 | 0.004006
1996 | 12.8021 | 0 | 0 | 0 | 0 | 0 | 0 | 0.008128 | 0.02003
1996 | 12.8125 | 0 | 0 | 0 | 0 | 0 | 0 | 0.012192 | 0.004006
1996 | 12.8229 | 0 | 0 | 0 | 0 | 0 | 0 | 0 | 0.016024
1996 | 12.8333 | 0 | 0 | 0 | 0 | 0 | 0 | 0 | 0.008012
1996 | 12.8437 | 0 | 0 | 0 | 0 | 0 | 0 | 0.012192 | 0
1996 | 12.8542 | 0 | 0 | 0 | 0 | 0 | 0 | 0.012192 | 0.012018
1996 | 12.8646 | 0 | 0 | 0 | 0 | 0 | 0 | 0.008128 | 0.008012
1996 | 12.875 | 0 | 0 | 0 | 0 | 0 | 0 | 0 | 0.012018
1996 | 12.8854 | 0 | 0 | 0 | 0 | 0 | 0 | 0.012192 | 0.004006
1996 | 12.8958 | 0 | 0 | 0 | 0 | 0 | 0 | 0.012192 | 0.012018
1996 | 12.9062 | 0 | 0 | 0 | 0 | 0 | 0 | 0 | 0.008012
1996 | 12.9167 | 0 | 0 | 0 | 0 | 0 | 0 | 0.008128 | 0.012018
1996 | 12.9271 | 0 | 0 | 0 | 0 | 0 | 0 | 0.004064 | -0.004006
1996 | 12.9375 | 0 | 0 | 0 | 0 | 0 | 0 | 0.008128 | 0.012018
1996 | 12.9479 | 0 | 0 | 0 | 0 | 0 | 0 | 0.004064 | 0.008012
1996 | 12.9583 | 0 | 0 | 0 | 0 | 0 | 0 | 0.008128 | 0.012018
1996 | 12.9687 | 0 | 0 | 0 | 0 | 0 | 0 | 0.004064 | 0
1996 | 12.9792 | 0 | 0 | 0 | 0 | 0 | 0 | 0.004064 | 0
1996 | 12.9896 | 0 | 0 | 0 | 0 | 0 | 0 | 0.008128 | 0.012018
1996 | 13 | 0 | 0 | 0 | 0 | 0 | 0 | 0 | 0.004006
1996 | 13.0104 | 0 | 0 | 0 | 0 | 0 | 0 | 0 | 0
1996 | 13.0208 | 0 | 0 | 0 | 0 | 0 | 0 | 0.008128 | 0.008012
1996 | 13.0312 | 0 | 0 | 0 | 0 | 0 | 0 | 0 | 0.004006
1996 | 13.0417 | 0 | 0 | 0 | 0 | 0 | 0 | 0.008128 | 0.008012
1996 | 13.0521 | 0 | 0 | 0 | 0 | 0 | 0 | 0 | 0.004006
1996 | 13.0625 | 0 | 0 | 0 | 0 | 0 | 0 | 0.008128 | 0.004006
1996 | 13.0729 | 0 | 0 | 0 | 0 | 0 | 0 | 0 | 0.008012
1996 | 13.0833 | 0 | 0 | 0 | 0 | 0 | 0 | 0 | 0
1996 | 13.0937 | 0 | 0 | 0 | 0 | 0 | 0 | 0 | 0.008012
1996 | 13.1042 | 0 | 0 | 0 | 0 | 0 | 0 | 0.008128 | 0
1996 | 13.1146 | 0 | 0 | 0 | 0 | 0 | 0 | 0 | 0.004006
1996 | 13.125 | 0 | 0 | 0 | 0 | 0 | 0 | 0 | 0
1996 | 13.1354 | 0 | 0 | 0 | 0 | 0 | 0 | 0 | 0.012018
1996 | 13.1458 | 0 | 0 | 0 | 0 | 0 | 0 | 0.008128 | 0
1996 | 13.1562 | 0 | 0 | 0 | 0 | 0 | 0 | 0.008128 | 0.004006
1996 | 13.1667 | 0 | 0 | 0 | 0 | 0 | 0 | 0 | 0.004006
1996 | 13.1771 | 0 | 0 | 0 | 0 | 0 | 0 | 0.008128 | 0.012018
1996 | 13.1875 | 0 | 0 | 0 | 0 | 0 | 0 | 0 | 0.004006
1996 | 13.1979 | 0 | 0 | 0 | 0 | 0 | 0 | 0 | 0.004006
1996 | 13.2083 | 0 | 0 | 0 | 0 | 0 | 0 | 0.008128 | 0.004006
1996 | 13.2187 | 0 | 0 | 0 | 0 | 0 | 0 | 0 | 0.004006
1996 | 13.2292 | 0 | 0 | 0 | 0 | 0 | 0 | 0 | 0.004006
1996 | 13.2396 | 0 | 0 | 0 | 0 | 0 | 0 | 0 | 0
1996 | 13.25 | 0 | 0 | 0 | 0 | 0 | 0 | 0.008128 | 0.008012
1996 | 13.2604 | 0 | 0 | 0 | 0 | 0 | 0 | 0.004064 | 0.012018
1996 | 13.2708 | 0 | 0 | 0 | 0 | 0 | 0 | 0 | 0.012018
1996 | 13.2812 | 0 | 0 | 0 | 0 | 0 | 0 | 0 | 0
1996 | 13.2917 | 0 | 0 | 0 | 0 | 0 | 0 | 0.008128 | 0.004006
1996 | 13.3021 | 0 | 0 | 0 | 0 | 0 | 0 | 0.012192 | 0
1996 | 13.3125 | 0 | 0 | 0 | 0 | 0 | 0 | 0 | 0
1996 | 13.3229 | 0 | 0 | 0 | 0 | 0 | 0 | 0.004064 | 0
1996 | 13.3333 | 0 | 0 | 0 | 0 | 0 | 0 | -0.004064 | 0.004006
1996 | 13.3437 | 0 | 0 | 0 | 0 | 0 | 0 | 0.008128 | 0
1996 | 13.3542 | 0 | 0 | 0 | 0 | 0 | 0 | -0.008128 | 0.008012
1996 | 13.3646 | 0 | 0 | 0 | 0 | 0 | 0 | -0.008128 | 0.008012
1996 | 13.375 | 0 | 0 | 0 | 0 | 0 | 0 | 0.008128 | -0.008012
1996 | 13.3854 | 0 | 0 | 0 | 0 | 0 | 0 | 0 | 0.004006
1996 | 13.3958 | 0 | 0 | 0 | 0 | 0 | 0 | -0.004064 | 0.012018
1996 | 13.4062 | 0 | 0 | 0 | 0 | 0 | 0 | -0.012192 | -0.008012
1996 | 13.4167 | 0 | 0 | 0 | 0 | 0 | 0 | -0.016256 | 0.004006
1996 | 13.4271 | 0 | 0 | 0 | 0 | 0 | 0 | -0.016256 | 0.008012
1996 | 13.4375 | 0 | 0 | 0 | 0 | 0 | 0 | -0.008128 | 0.012018
1996 | 13.4479 | 0 | 0 | 0 | 0 | 0 | 0 | 0 | -0.008012
1996 | 13.4583 | 0 | 0 | 0 | 0 | 0 | 0 | -0.004064 | 0
1996 | 13.4687 | 0 | 0 | 0 | 0 | 0 | 0 | -0.016256 | 0.012018
1996 | 13.4792 | 0 | 0 | 0 | 0 | 0 | 0 | 0.016256 | 0.012018
1996 | 13.4896 | 0 | 0 | 0 | 0 | 0 | 0 | 0.032512 | 0.024036
1996 | 13.5 | 0 | 0 | 0 | 0 | 0 | 0 | 0.044704 | -1.4211e-14
1996 | 13.5104 | 0.024384 | 0 | 0 | 0 | 0 | 0 | 0.032512 | 0.052078
1996 | 13.5208 | 0 | 0 | 0 | 0 | 0 | 0 | 0.036576 | 0.016024
1996 | 13.5312 | 0 | 0 | 0 | 0 | 0 | 0 | 0.08128 | 0.048072
1996 | 13.5417 | 0 | 0 | 0 | 0 | 0 | 0 | 0.028448 | 0.04006
1996 | 13.5521 | 0 | 0 | 0 | 0 | 0 | 0 | 0.08128 | 0.02003
1996 | 13.5625 | 0 | 0 | 0 | 0 | 0 | 0 | 0.073152 | 0.06009
1996 | 13.5729 | 0 | 0 | 0 | 0 | 0 | 0 | 0.004064 | 0.008012
1996 | 13.5833 | 0 | 0 | 0 | 0 | 0 | 0 | 0.077216 | 0.06009
1996 | 13.5937 | 0 | 0 | 0 | 0 | 0 | 0 | -0.004064 | 0.04006
1996 | 13.6042 | 0 | 0 | 0 | 0 | 0 | 0 | 0.077216 | 0.052078
1996 | 13.6146 | 0 | 0 | 0 | 0 | 0 | 0 | 0.036576 | 0.048072
1996 | 13.625 | 0 | 0 | 0 | 0 | 0 | 0 | 0.048768 | 0.036054
1996 | 13.6354 | 0 | 0 | 0 | 0 | 0 | 0 | 0.036576 | 0.036054
1996 | 13.6458 | 0 | 0 | 0 | 0 | 0 | 0 | 0.056896 | 0.024036
1996 | 13.6562 | 0 | 0 | 0 | 0 | 0 | 0 | 0.048768 | 0.052078
1996 | 13.6667 | 0 | 0 | 0 | 0 | 0 | 0 | 0.024384 | 0.032048
1996 | 13.6771 | 0 | 0 | 0 | 0 | 0 | 0 | 0.048768 | 0.04006
1996 | 13.6875 | 0 | 0 | 0 | 0 | 0 | 0 | 0.04064 | 0.032048
1996 | 13.6979 | 0 | 0 | 0 | 0 | 0 | 0 | 0.036576 | 0.036054
1996 | 13.7083 | 0 | 0 | 0 | 0 | 0 | 0 | 0.052832 | 0.036054
1996 | 13.7187 | 0 | 0 | 0 | 0 | 0 | 0 | 0.048768 | 0.032048
1996 | 13.7292 | 0 | 0 | 0 | 0 | 0 | 0 | 0.032512 | 0.028042
1996 | 13.7396 | 0 | 0 | 0 | 0 | 0 | 0 | 0.028448 | 0.032048
1996 | 13.75 | 0 | 0 | 0 | 0 | 0 | 0 | 0.028448 | 0.02003
1996 | 13.7604 | 0 | 0 | 0 | 0 | 0 | 0 | 0.012192 | 0.016024
1996 | 13.7708 | 0 | 0 | 0 | 0 | 0 | 0 | 0.004064 | 0.02003
1996 | 13.7812 | 0 | 0 | 0 | 0 | 0 | 0 | 0.008128 | 0.008012
1996 | 13.7917 | 0 | 0 | 0 | 0 | 0 | 0 | 0 | 0.012018
1996 | 13.8021 | 0 | 0 | 0 | 0 | 0 | 0 | 0.004064 | 0.016024
1996 | 13.8125 | 0 | 0 | 0 | 0 | 0 | 0 | 0.008128 | 0.008012
1996 | 13.8229 | 0 | 0 | 0 | 0 | 0 | 0 | 0.008128 | 0.004006
1996 | 13.8333 | 0 | 0 | 0 | 0 | 0 | 0 | 0.012192 | 0.008012
1996 | 13.8437 | 0 | 0 | 0 | 0 | 0 | 0 | 0 | 0.004006
1996 | 13.8542 | 0 | 0 | 0 | 0 | 0 | 0 | 0.004064 | 0.004006
1996 | 13.8646 | 0 | 0 | 0 | 0 | 0 | 0 | 0.004064 | 0.016024
1996 | 13.875 | 0 | 0 | 0 | 0 | 0 | 0 | 0.004064 | -0.004006
1996 | 13.8854 | 0 | 0 | 0 | 0 | 0 | 0 | 0 | 0.012018
1996 | 13.8958 | 0 | 0 | 0 | 0 | 0 | 0 | 0.004064 | 0.008012
1996 | 13.9062 | 0 | 0 | 0 | 0 | 0 | 0 | 0.008128 | 0.004006
1996 | 13.9167 | 0 | 0 | 0 | 0 | 0 | 0 | 0 | 0
1996 | 13.9271 | 0 | 0 | 0 | 0 | 0 | 0 | -0.004064 | 0.008012
1996 | 13.9375 | 0 | 0 | 0 | 0 | 0 | 0 | 0.012192 | 0.004006
1996 | 13.9479 | 0 | 0 | 0 | 0 | 0 | 0 | 0.012192 | 0.004006
1996 | 13.9583 | 0 | 0 | 0 | 0 | 0 | 0 | 0.004064 | 0
1996 | 13.9687 | 0 | 0 | 0 | 0 | 0 | 0 | 0 | 0.004006
1996 | 13.9792 | 0 | 0 | 0 | 0 | 0 | 0 | 0.004064 | -0.004006
1996 | 13.9896 | 0 | 0 | 0 | 0 | 0 | 0 | 0 | 0.004006
1996 | 14 | 0 | 0 | 0 | 0 | 0 | 0 | -0.004064 | 0.012018
1996 | 14.0104 | 0 | 0.072108 | 0 | 0 | 0 | 0 | -0.036576 | -0.008012
1996 | 14.0208 | 0 | 0 | 0 | 0 | 0 | 0 | 0 | -0.024036
1996 | 14.0312 | 0 | 0 | 0 | 0 | 0 | 0 | 0.02032 | 0.012018
1996 | 14.0417 | 0 | 0 | 0 | 0 | 0 | 0 | 0.024384 | 0.036054
1996 | 14.0521 | 0 | 0 | 0 | 0 | 0 | 0 | 0.008128 | 0.016024
1996 | 14.0625 | 0 | 0 | 0 | 0 | 0 | 0 | -0.02032 | -0.024036
1996 | 14.0729 | 0 | 0 | 0 | 0 | 0 | 0 | 0.008128 | -0.016024
1996 | 14.0833 | 0 | 0 | 0 | 0 | 0 | 0 | 0.008128 | 0.024036
1996 | 14.0937 | 0 | 0 | 0 | 0 | 0 | 0 | 0.012192 | 0.016024
1996 | 14.1042 | 0 | 0 | 0 | 0 | 0 | 0 | 0 | -0.012018
1996 | 14.1146 | 0 | 0 | 0 | 0 | 0 | 0 | 0.012192 | 0.004006
1996 | 14.125 | 0 | 0 | 0 | 0 | 0 | 0 | 0.004064 | 0.04006
1996 | 14.1354 | 0 | 0 | 0 | 0 | 0 | 0 | 0.016256 | -1.4211e-14
1996 | 14.1458 | 0 | 0 | 0 | 0 | 0 | 0 | 0.016256 | 0.032048
1996 | 14.1562 | 0 | 0 | 0 | 0 | 0 | 0 | 0.008128 | 0.004006
1996 | 14.1667 | 0 | 0 | 0 | 0 | 0 | 0 | 0 | 1.4211e-14
1996 | 14.1771 | 0 | 0 | 0 | 0 | 0 | 0 | 0 | 0.008012
1996 | 14.1875 | 0 | 0 | 0 | 0 | 0 | 0 | 0 | -0.02003
1996 | 14.1979 | 0 | 0 | 0 | 0 | 0 | 0 | 0.004064 | 0.012018
1996 | 14.2083 | 0 | 0 | 0 | 0 | 0 | 0 | 0.008128 | 0.008012
1996 | 14.2187 | 0 | 0 | 0 | 0 | 0 | 0 | 0.004064 | 0.004006
1996 | 14.2292 | 0 | 0 | 0 | 0 | 0 | 0 | 0.024384 | 0.04006
1996 | 14.2396 | 0 | 0 | 0 | 0 | 0 | 0 | 0.024384 | 0.032048
1996 | 14.25 | 0 | 0.024036 | 0 | 0 | 0 | 0 | -0.012192 | 0
1996 | 14.2604 | 0 | 0 | 0 | 0 | 0 | 0 | -0.012192 | -0.02003
1996 | 14.2708 | 0 | 0 | 0 | 0 | 0 | 0 | -0.012192 | -0.008012
1996 | 14.2812 | 0 | 0 | 0 | 0 | 0 | 0 | 0.016256 | 0.024036
1996 | 14.2917 | 0 | 0 | 0 | 0 | 0 | 0 | 0.016256 | -0.004006
1996 | 14.3021 | 0 | 0 | 0 | 0 | 0 | 0 | 0.016256 | 0.024036
1996 | 14.3125 | 0 | 0 | 0 | 0 | 0 | 0 | 0.012192 | 0.012018
1996 | 14.3229 | 0 | 0 | 0 | 0 | 0 | 0 | -0.004064 | 0.024036
1996 | 14.3333 | 0 | 0 | 0 | 0 | 0 | 0 | 0.012192 | -0.008012
1996 | 14.3437 | 0 | 0 | 0 | 0 | 0 | 0 | -0.008128 | -0.012018
1996 | 14.3542 | 0 | 0 | 0 | 0 | 0 | 0 | 0.016256 | 0.012018
1996 | 14.3646 | 0 | 0 | 0 | 0 | 0 | 0 | -0.02032 | -0.016024
1996 | 14.375 | 0 | 0 | 0 | 0 | 0 | 0 | -0.004064 | -0.024036
1996 | 14.3854 | 0 | 0.032048 | 0 | 0 | 0 | 0 | -0.008128 | 0.024036
1996 | 14.3958 | 0 | 0 | 0 | 0 | 0 | 0 | 0.02032 | -1.4211e-14
1996 | 14.4062 | 0 | 0 | 0 | 0 | 0 | 0 | 0.02032 | 0.012018
1996 | 14.4167 | 0 | 0 | 0 | 0 | 0 | 0 | 0 | -0.024036
1996 | 14.4271 | 0 | 0 | 0 | 0 | 0 | 0 | 0.008128 | -0.02003
1996 | 14.4375 | 0 | 0 | 0 | 0 | 0 | 0 | 0.016256 | 0.008012
1996 | 14.4479 | 0 | 0 | 0 | 0 | 0 | 0 | 0.02032 | -0.004006
1996 | 14.4583 | 0 | 0 | 0 | 0 | 0 | 0 | 0.032512 | 0.012018
1996 | 14.4687 | 0 | 0 | 0 | 0 | 0 | 0 | 0.052832 | 0.032048
1996 | 14.4792 | 0 | 0 | 0 | 0 | 0 | 0 | 0.02032 | 0.02003
1996 | 14.4896 | 0 | 0 | 0 | 0 | 0 | 0 | 0.036576 | 0.028042
1996 | 14.5 | 0 | 0 | 0 | 0 | 0 | 0 | 0.036576 | 0.008012
1996 | 14.5104 | 0 | 0 | 0 | 0 | 0 | 0 | 0.032512 | 0.032048
1996 | 14.5208 | 0 | 0 | 0 | 0 | 0 | 0 | 0.024384 | 0.016024
1996 | 14.5312 | 0 | 0 | 0 | 0 | 0 | 0 | 0.028448 | 0.036054
1996 | 14.5417 | 0 | 0 | 0 | 0 | 0 | 0 | 0.048768 | 0.028042
1996 | 14.5521 | 0 | 0 | 0 | 0 | 0 | 0 | 0.056896 | 0.072108
1996 | 14.5625 | 0 | 0 | 0 | 0 | 0 | 0 | 0.024384 | -0.016024
1996 | 14.5729 | 0 | 0 | 0 | 0 | 0 | 0 | 0.065024 | 0.088132
1996 | 14.5833 | 0 | 0 | 0 | 0 | 0 | 0 | 0.056896 | 0.044066
1996 | 14.5937 | 0 | 0 | 0 | 0 | 0 | 0 | 0.02032 | 0.012018
1996 | 14.6042 | 0 | 0 | 0 | 0 | 0 | 0 | 0.04064 | 0.016024
1996 | 14.6146 | 0 | 0 | 0 | 0 | 0 | 0 | 0.032512 | 0.028042
1996 | 14.625 | 0 | 0 | 0 | 0 | 0 | 0 | 0.056896 | 0.06009
1996 | 14.6354 | 0 | 0 | 0 | 0 | 0 | 0 | 0.032512 | 0.012018
1996 | 14.6458 | 0 | 0.048072 | 0 | 0 | 0 | 0 | -0.008128 | 0.056084
1996 | 14.6562 | 0 | 0 | 0 | 0 | 0 | 0 | 0.093472 | 0.12018
1996 | 14.6667 | 0 | 0 | 0 | 0 | 0 | 0 | 0.044704 | 0.048072
1996 | 14.6771 | 0 | 0 | 0 | 0 | 0 | 0 | 0.048768 | 0.036054
1996 | 14.6875 | 0 | 0 | 0 | 0 | 0 | 0 | 0.008128 | -0.004006
1996 | 14.6979 | 0 | 0 | 0 | 0 | 0 | 0 | 0.04064 | 0.036054
1996 | 14.7083 | 0 | 0 | 0 | 0 | 0 | 0 | 0.028448 | 0.04006
1996 | 14.7187 | 0 | 0 | 0 | 0 | 0 | 0 | 0.028448 | 0.06009
1996 | 14.7292 | 0 | 0 | 0 | 0 | 0 | 0 | 0.016256 | 0.044066
1996 | 14.7396 | 0 | 0 | 0 | 0 | 0 | 0 | 0.016256 | 0.064096
1996 | 14.75 | 0 | 0 | 0 | 0 | 0 | 0 | 0.016256 | 0.048072
1996 | 14.7604 | 0 | 0 | 0 | 0 | 0 | 0 | 0.012192 | 0.036054
1996 | 14.7708 | 0 | 0 | 0 | 0 | 0 | 0 | 0.012192 | 0.028042
1996 | 14.7812 | 0 | 0 | 0 | 0 | 0 | 0 | 0.004064 | 0.02003
1996 | 14.7917 | 0 | 0 | 0 | 0 | 0 | 0 | 0.008128 | 0.004006
1996 | 14.8021 | 0 | 0 | 0 | 0 | 0 | 0 | 0.008128 | 0.016024
1996 | 14.8125 | 0 | 0 | 0 | 0 | 0 | 0 | 0 | 0.012018
1996 | 14.8229 | 0 | 0 | 0 | 0 | 0 | 0 | 0.004064 | 0.008012
1996 | 14.8333 | 0 | 0 | 0 | 0 | 0 | 0 | 0.004064 | 0.004006
1996 | 14.8437 | 0 | 0 | 0 | 0 | 0 | 0 | 0.004064 | 0.004006
1996 | 14.8542 | 0 | 0 | 0 | 0 | 0 | 0 | 0.004064 | 0.008012
1996 | 14.8646 | 0 | 0 | 0 | 0 | 0 | 0 | 0 | 0
1996 | 14.875 | 0 | 0 | 0 | 0 | 0 | 0 | 0 | 0.012018
1996 | 14.8854 | 0 | 0 | 0 | 0 | 0 | 0 | 0.008128 | 0.004006
1996 | 14.8958 | 0 | 0 | 0 | 0 | 0 | 0 | 0 | 0.004006
1996 | 14.9062 | 0 | 0 | 0 | 0 | 0 | 0 | 0.004064 | 0.012018
1996 | 14.9167 | 0 | 0 | 0 | 0 | 0 | 0 | 0.004064 | 0
1996 | 14.9271 | 0 | 0 | 0 | 0 | 0 | 0 | 0.004064 | 0.004006
1996 | 14.9375 | 0 | 0 | 0 | 0 | 0 | 0 | -0.004064 | -0.004006
1996 | 14.9479 | 0 | 0 | 0 | 0 | 0 | 0 | 0.004064 | 0
1996 | 14.9583 | 0 | 0 | 0 | 0 | 0 | 0 | 0.012192 | 0.016024
1996 | 14.9687 | 0 | 0 | 0 | 0 | 0 | 0 | 0 | 0.008012
1996 | 14.9792 | 0 | 0 | 0 | 0 | 0 | 0 | 0 | -0.008012
1996 | 14.9896 | 0 | 0 | 0 | 0 | 0 | 0 | 0 | 0.008012
1996 | 15 | 0 | 0 | 0 | 0 | 0 | 0 | 0.004064 | 0
1996 | 15.0104 | 0 | 0 | 0 | 0 | 0 | 0 | 0.004064 | 0.008012
1996 | 15.0208 | 0 | 0 | 0 | 0 | 0 | 0 | 0 | 0
1996 | 15.0312 | 0 | 0 | 0 | 0 | 0 | 0 | 0 | 0.004006
1996 | 15.0417 | 0 | 0 | 0 | 0 | 0 | 0 | 0 | -0.004006
1996 | 15.0521 | 0 | 0 | 0 | 0 | 0 | 0 | 0.008128 | 0.008012
1996 | 15.0625 | 0 | 0 | 0 | 0 | 0 | 0 | 0 | 0
1996 | 15.0729 | 0 | 0 | 0 | 0 | 0 | 0 | 0 | 0.004006
1996 | 15.0833 | 0 | 0 | 0 | 0 | 0 | 0 | 0 | -0.008012
1996 | 15.0937 | 0 | 0 | 0 | 0 | 0 | 0 | -0.004064 | -0.004006
1996 | 15.1042 | 0 | 0 | 0 | 0 | 0 | 0 | 0 | 0.004006
1996 | 15.1146 | 0 | 0 | 0 | 0 | 0 | 0 | 0.008128 | 0.008012
1996 | 15.125 | 0 | 0 | 0 | 0 | 0 | 0 | 0.004064 | 0.02003
1996 | 15.1354 | 0 | 0 | 0 | 0 | 0 | 0 | 0.004064 | 0
1996 | 15.1458 | 0 | 0 | 0 | 0 | 0 | 0 | -0.004064 | -0.008012
1996 | 15.1562 | 0 | 0 | 0 | 0 | 0 | 0 | -0.008128 | -0.008012
1996 | 15.1667 | 0 | 0 | 0 | 0 | 0 | 0 | 0.004064 | 0.004006
1996 | 15.1771 | 0 | 0 | 0 | 0 | 0 | 0 | 0.004064 | 0
1996 | 15.1875 | 0 | 0 | 0 | 0 | 0 | 0 | 0.016256 | 0.02003
1996 | 15.1979 | 0 | 0 | 0 | 0 | 0 | 0 | 0 | 0
1996 | 15.2083 | 0 | 0 | 0 | 0 | 0 | 0 | 0.008128 | 0.02003
1996 | 15.2187 | 0 | 0 | 0 | 0 | 0 | 0 | -0.008128 | -0.02003
1996 | 15.2292 | 0 | 0 | 0 | 0 | 0 | 0 | 0.012192 | 0.02003
1996 | 15.2396 | 0 | 0 | 0 | 0 | 0 | 0 | -0.012192 | -0.012018
1996 | 15.25 | 0 | 0 | 0 | 0 | 0 | 0 | 0.012192 | 0.016024
1996 | 15.2604 | 0 | 0 | 0 | 0 | 0 | 0 | 0 | -0.004006
1996 | 15.2708 | 0 | 0 | 0 | 0 | 0 | 0 | -0.004064 | -0.008012
1996 | 15.2812 | 0 | 0 | 0 | 0 | 0 | 0 | 0.004064 | 0.008012
1996 | 15.2917 | 0 | 0 | 0 | 0 | 0 | 0 | 0.012192 | 0.016024
1996 | 15.3021 | 0 | 0 | 0 | 0 | 0 | 0 | 0 | 0
1996 | 15.3125 | 0 | 0 | 0 | 0 | 0 | 0 | 0 | 0
1996 | 15.3229 | 0 | 0 | 0 | 0 | 0 | 0 | -0.008128 | 0
1996 | 15.3333 | 0 | 0 | 0 | 0 | 0 | 0 | 0 | 0.008012
1996 | 15.3437 | 0 | 0 | 0 | 0 | 0 | 0 | 0 | -0.008012
1996 | 15.3542 | 0 | 0 | 0 | 0 | 0 | 0 | 0 | 0.004006
1996 | 15.3646 | 0 | 0 | 0 | 0 | 0 | 0 | 0 | -0.008012
1996 | 15.375 | 0 | 0 | 0 | 0 | 0 | 0 | 0 | 0.008012
1996 | 15.3854 | 0 | 0 | 0 | 0 | 0 | 0 | 0 | 0
1996 | 15.3958 | 0 | 0 | 0 | 0 | 0 | 0 | 0 | -0.004006
1996 | 15.4062 | 0 | 0 | 0 | 0 | 0 | 0 | 0.008128 | 0
1996 | 15.4167 | 0 | 0 | 0 | 0 | 0 | 0 | 0.004064 | 0.004006
1996 | 15.4271 | 0 | 0 | 0 | 0 | 0 | 0 | 0.008128 | 0.024036
1996 | 15.4375 | 0 | 0 | 0 | 0 | 0 | 0 | 0 | 0
1996 | 15.4479 | 0 | 0 | 0 | 0 | 0 | 0 | 0.016256 | 0.004006
1996 | 15.4583 | 0 | 0 | 0 | 0 | 0 | 0 | 0.008128 | 0.004006
1996 | 15.4687 | 0 | 0 | 0 | 0 | 0 | 0 | 0.016256 | 0.008012
1996 | 15.4792 | 0 | 0 | 0 | 0 | 0 | 0 | 0.008128 | 0.008012
1996 | 15.4896 | 0 | 0 | 0 | 0 | 0 | 0 | 0.016256 | 0.012018
1996 | 15.5 | 0 | 0 | 0 | 0 | 0 | 0 | 0.012192 | 0.02003
1996 | 15.5104 | 0 | 0 | 0 | 0 | 0 | 0 | 0.028448 | 0.024036
1996 | 15.5208 | 0 | 0 | 0 | 0 | 0 | 0 | 0.044704 | 0.016024
1996 | 15.5312 | 0 | 0 | 0 | 0 | 0 | 0 | 0.016256 | 0.024036
1996 | 15.5417 | 0 | 0 | 0 | 0 | 0 | 0 | 0.02032 | 0.036054
1996 | 15.5521 | 0 | 0 | 0 | 0 | 0 | 0 | 0.012192 | 0.036054
1996 | 15.5625 | 0 | 0 | 0 | 0 | 0 | 0 | 0.028448 | 0.044066
1996 | 15.5729 | 0 | 0 | 0 | 0 | 0 | 0 | 0.052832 | 0.032048
1996 | 15.5833 | 0 | 0 | 0 | 0 | 0 | 0 | 0.032512 | 0.02003
1996 | 15.5937 | 0 | 0 | 0 | 0 | 0 | 0 | 0.016256 | 0.044066
1996 | 15.6042 | 0 | 0 | 0 | 0 | 0 | 0 | 0.02032 | 0.032048
1996 | 15.6146 | 0 | 0 | 0 | 0 | 0 | 0 | 0.036576 | 0.052078
1996 | 15.625 | 0 | 0 | 0 | 0 | 0 | 0 | 0.052832 | 0.016024
1996 | 15.6354 | 0 | 0 | 0 | 0 | 0 | 0 | 0.028448 | 0.048072
1996 | 15.6458 | 0 | 0 | 0 | 0 | 0 | 0 | 0.02032 | 0.04006
1996 | 15.6562 | 0 | 0 | 0 | 0 | 0 | 0 | 0.02032 | 0.02003
1996 | 15.6667 | 0 | 0 | 0 | 0 | 0 | 0 | 0.024384 | 0.048072
1996 | 15.6771 | 0 | 0 | 0 | 0 | 0 | 0 | 0.048768 | 0.04006
1996 | 15.6875 | 0 | 0 | 0 | 0 | 0 | 0 | 0.024384 | 0.028042
1996 | 15.6979 | 0 | 0 | 0 | 0 | 0 | 0 | 0.016256 | 0.048072
1996 | 15.7083 | 0 | 0 | 0 | 0 | 0 | 0 | 0.085344 | 0.032048
1996 | 15.7187 | 0 | 0 | 0 | 0 | 0 | 0 | 0.032512 | 0.04006
1996 | 15.7292 | 0 | 0 | 0 | 0 | 0 | 0 | 0.044704 | 0.028042
1996 | 15.7396 | 0 | 0 | 0 | 0 | 0 | 0 | 0.032512 | 0.028042
1996 | 15.75 | 0 | 0 | 0 | 0 | 0 | 0 | 0.044704 | 0.02003
1996 | 15.7604 | 0 | 0 | 0 | 0 | 0 | 0 | 0.04064 | 0.024036
1996 | 15.7708 | 0 | 0 | 0 | 0 | 0 | 0 | 0.02032 | 0.028042
1996 | 15.7812 | 0 | 0 | 0 | 0 | 0 | 0 | 0.032512 | 0.012018
1996 | 15.7917 | 0 | 0 | 0 | 0 | 0 | 0 | -0.004064 | 0.004006
1996 | 15.8021 | 0 | 0 | 0 | 0 | 0 | 0 | 0.036576 | 0.008012
1996 | 15.8125 | 0 | 0 | 0 | 0 | 0 | 0 | 0.012192 | 0.004006
1996 | 15.8229 | 0 | 0 | 0 | 0 | 0 | 0 | -0.016256 | 0.02003
1996 | 15.8333 | 0 | 0 | 0 | 0 | 0 | 0 | 0.02032 | 0.016024
1996 | 15.8437 | 0 | 0 | 0 | 0 | 0 | 0 | 0.008128 | 0.012018
1996 | 15.8542 | 0 | 0 | 0 | 0 | 0 | 0 | -0.004064 | 0.012018
1996 | 15.8646 | 0 | 0 | 0 | 0 | 0 | 0 | 0.024384 | 0.008012
1996 | 15.875 | 0.024384 | 0 | 0 | 0 | 0 | 0 | -0.008128 | 0.012018
1996 | 15.8854 | 0 | 0 | 0 | 0 | 0 | 0 | -0.02032 | 0.02003
1996 | 15.8958 | 0 | 0 | 0 | 0 | 0 | 0 | 0.008128 | 0.008012
1996 | 15.9062 | 0 | 0 | 0 | 0 | 0 | 0 | -0.028448 | 0.012018
1996 | 15.9167 | 0 | 0 | 0 | 0 | 0 | 0 | 0.032512 | 0
1996 | 15.9271 | 0 | 0 | 0 | 0 | 0 | 0 | -0.016256 | 0.016024
1996 | 15.9375 | 0 | 0 | 0 | 0 | 0 | 0 | -0.036576 | 0.004006
1996 | 15.9479 | 0.024384 | 0 | 0 | 0 | 0 | 0 | -0.016256 | -0.004006
1996 | 15.9583 | 0 | 0 | 0 | 0 | 0 | 0 | 0 | 0.012018
1996 | 15.9687 | 0 | 0 | 0 | 0 | 0 | 0 | 0 | 0.004006
1996 | 15.9792 | 0 | 0 | 0 | 0 | 0 | 0 | 0 | -0.004006
1996 | 15.9896 | 0 | 0 | 0 | 0 | 0 | 0 | -0.008128 | 0
1996 | 16 | 0 | 0 | 0 | 0 | 0 | 0 | 0.056896 | 0.012018
1996 | 16.0104 | 0 | 0 | 0 | 0 | 0 | 0 | 0.012192 | 0.02003
1996 | 16.0208 | 0.065024 | 0 | 0 | 0 | 0 | 0 | 0.012192 | -0.012018
1996 | 16.0312 | 0 | 0 | 0 | 0 | 0 | 0 | 0.069088 | 0.052078
1996 | 16.0417 | 0 | 0 | 0 | 0 | 0 | 0 | 0.052832 | 0.008012
1996 | 16.0521 | 0 | 0 | 0 | 0 | 0 | 0 | 0.008128 | 0.02003
1996 | 16.0625 | 0 | 0 | 0 | 0 | 0 | 0 | 0.024384 | 0.008012
1996 | 16.0729 | 0 | 0 | 0 | 0 | 0 | 0 | 0.008128 | 0.016024
1996 | 16.0833 | 0 | 0 | 0 | 0 | 0 | 0 | 0 | 0.016024
1996 | 16.0937 | 0 | 0 | 0 | 0 | 0 | 0 | 0.052832 | 0.008012
1996 | 16.1042 | 0 | 0 | 0 | 0 | 0 | 0 | -0.036576 | 0.012018
1996 | 16.1146 | 0 | 0 | 0 | 0 | 0 | 0 | -0.02032 | 0.008012
1996 | 16.125 | 0 | 0 | 0 | 0 | 0 | 0 | 0.02032 | 0.016024
1996 | 16.1354 | 0 | 0 | 0 | 0 | 0 | 0 | 0.06096 | 0.008012
1996 | 16.1458 | 0 | 0 | 0 | 0 | 0 | 0 | 0.036576 | 0.004006
1996 | 16.1562 | 0 | 0 | 0 | 0 | 0 | 0 | 0.016256 | 0.012018
1996 | 16.1667 | 0 | 0 | 0 | 0 | 0 | 0 | -0.016256 | 0.004006
1996 | 16.1771 | 0 | 0 | 0 | 0 | 0 | 0 | 0.012192 | 0.004006
1996 | 16.1875 | 0 | 0 | 0 | 0 | 0 | 0 | 0.028448 | 0
1996 | 16.1979 | 0 | 0 | 0 | 0 | 0 | 0 | 0.016256 | 0.008012
1996 | 16.2083 | 0 | 0 | 0 | 0 | 0 | 0 | -0.004064 | 0
1996 | 16.2187 | 0 | 0 | 0 | 0 | 0 | 0 | 0.044704 | 0.004006
1996 | 16.2292 | 0 | 0 | 0 | 0 | 0 | 0 | 0.012192 | 0.02003
1996 | 16.2396 | 0 | 0 | 0 | 0 | 0 | 0 | 0.012192 | 0.004006
1996 | 16.25 | 0 | 0 | 0 | 0 | 0 | 0 | 0.02032 | 0.016024
1996 | 16.2604 | 0 | 0 | 0 | 0 | 0 | 0 | 0.04064 | 0.012018
1996 | 16.2708 | 0 | 0 | 0 | 0 | 0 | 0 | 0.016256 | 0.02003
1996 | 16.2812 | 0 | 0 | 0 | 0 | 0 | 0 | 0.012192 | 0.012018
1996 | 16.2917 | 0 | 0 | 0 | 0 | 0 | 0 | -0.004064 | 0.008012
1996 | 16.3021 | 0 | 0 | 0 | 0 | 0 | 0 | 0.004064 | 0.008012
1996 | 16.3125 | 0 | 0 | 0 | 0 | 0 | 0 | 0.028448 | 0.004006
1996 | 16.3229 | 0 | 0 | 0 | 0 | 0 | 0 | 0.004064 | 0.016024
1996 | 16.3333 | 0 | 0 | 0 | 0 | 0 | 0 | 0 | 0
1996 | 16.3437 | 0 | 0 | 0 | 0 | 0 | 0 | 0.008128 | 0
1996 | 16.3542 | 0 | 0 | 0 | 0 | 0 | 0 | -0.008128 | 0.004006
1996 | 16.3646 | 0 | 0 | 0 | 0 | 0 | 0 | 0.008128 | 0
1996 | 16.375 | 0 | 0 | 0 | 0 | 0 | 0 | -0.008128 | -0.02003
1996 | 16.3854 | 0 | 0 | 0 | 0 | 0 | 0 | -0.012192 | -0.024036
1996 | 16.3958 | 0 | 0 | 0 | 0 | 0 | 0 | 0.004064 | -0.008012
1996 | 16.4062 | 0 | 0 | 0 | 0 | 0 | 0 | 0.004064 | -0.016024
1996 | 16.4167 | 0 | 0 | 0 | 0 | 0 | 0 | 0.016256 | 0.004006
1996 | 16.4271 | 0 | 0 | 0 | 0 | 0 | 0 | 0.008128 | 0.02003
1996 | 16.4375 | 0 | 0 | 0 | 0 | 0 | 0 | 0.032512 | -0.02003
1996 | 16.4479 | 0 | 0 | 0 | 0 | 0 | 0 | 0.032512 | 0.016024
1996 | 16.4583 | 0 | 0 | 0 | 0 | 0 | 0 | 0.024384 | 0.012018
1996 | 16.4687 | 0 | 0 | 0 | 0 | 0 | 0 | 0.016256 | 0
1996 | 16.4792 | 0 | 0 | 0 | 0 | 0 | 0 | 0.04064 | 0.052078
1996 | 16.4896 | 0 | 0 | 0 | 0 | 0 | 0 | 0.06096 | 0.04006
1996 | 16.5 | 0 | 0 | 0 | 0 | 0 | 0 | 0.032512 | 0.024036
1996 | 16.5104 | 0 | 0 | 0 | 0 | 0 | 0 | 0.036576 | -0.004006
1996 | 16.5208 | 0 | 0 | 0 | 0 | 0 | 0 | 0.04064 | 0.02003
1996 | 16.5312 | 0 | 0 | 0 | 0 | 0 | 0 | 0.06096 | 0.084126
1996 | 16.5417 | 0 | 0 | 0 | 0 | 0 | 0 | 0.036576 | -0.004006
1996 | 16.5521 | 0 | 0 | 0 | 0 | 0 | 0 | 0.028448 | 0.016024
1996 | 16.5625 | 0 | 0 | 0 | 0 | 0 | 0 | 0.077216 | 0.096144
1996 | 16.5729 | 0 | 0 | 0 | 0 | 0 | 0 | 0.06096 | 0.044066
1996 | 16.5833 | 0 | 0 | 0 | 0 | 0 | 0 | 0.04064 | 0.028042
1996 | 16.5937 | 0 | 0 | 0 | 0 | 0 | 0 | 0.056896 | 0.064096
1996 | 16.6042 | 0 | 0 | 0 | 0 | 0 | 0 | 0.04064 | 0.036054
1996 | 16.6146 | 0 | 0 | 0 | 0 | 0 | 0 | 0.048768 | 0.048072
1996 | 16.625 | 0 | 0 | 0 | 0 | 0 | 0 | 0.052832 | 0.06009
1996 | 16.6354 | 0 | 0 | 0 | 0 | 0 | 0 | 0.065024 | 0.10015
1996 | 16.6458 | 0 | 0 | 0 | 0 | 0 | 0 | 0.048768 | 0.04006
1996 | 16.6562 | 0 | 0 | 0 | 0 | 0 | 0 | 0.056896 | 0.072108
1996 | 16.6667 | 0 | 0 | 0 | 0 | 0 | 0 | 0.036576 | 0.016024
1996 | 16.6771 | 0 | 0 | 0 | 0 | 0 | 0 | 0.036576 | 0.044066
1996 | 16.6875 | 0 | 0 | 0 | 0 | 0 | 0 | 0.056896 | 0.06009
1996 | 16.6979 | 0 | 0 | 0 | 0 | 0 | 0 | 0.024384 | 0.04006
1996 | 16.7083 | 0 | 0 | 0 | 0 | 0 | 0 | 0.024384 | 0.04006
1996 | 16.7187 | 0 | 0 | 0 | 0 | 0 | 0 | 0.032512 | 0.032048
1996 | 16.7292 | 0 | 0 | 0 | 0 | 0 | 0 | 0.032512 | 0.068102
1996 | 16.7396 | 0 | 0 | 0 | 0 | 0 | 0 | 0.02032 | 0.024036
1996 | 16.75 | 0 | 0.024036 | 0 | 0 | 0 | 0 | 0.02032 | 0.004006
1996 | 16.7604 | 0 | 0 | 0 | 0 | 0 | 0 | 0.02032 | 0.024036
1996 | 16.7708 | 0 | 0 | 0 | 0 | 0 | 0 | 0 | 0.044066
1996 | 16.7812 | 0 | 0 | 0 | 0 | 0 | 0 | -0.008128 | -0.016024
1996 | 16.7917 | 0 | 0 | 0 | 0 | 0 | 0 | 0.04064 | 0.016024
1996 | 16.8021 | 0 | 0 | 0 | 0 | 0 | 0 | 0 | 0.052078
1996 | 16.8125 | 0 | 0 | 0 | 0 | 0 | 0 | 0 | 0.008012
1996 | 16.8229 | 0 | 0 | 0 | 0 | 0 | 0 | 0.008128 | 0
1996 | 16.8333 | 0 | 0 | 0 | 0 | 0 | 0 | 0.016256 | 0.008012
1996 | 16.8437 | 0 | 0 | 0 | 0 | 0 | 0 | -0.008128 | 0.008012
1996 | 16.8542 | 0 | 0 | 0 | 0 | 0 | 0 | 0.004064 | 0.012018
1996 | 16.8646 | 0 | 0 | 0 | 0 | 0 | 0 | 0.004064 | 0.012018
1996 | 16.875 | 0 | 0 | 0 | 0 | 0 | 0 | 0 | 0.004006
1996 | 16.8854 | 0 | 0 | 0 | 0 | 0 | 0 | 0 | 0
1996 | 16.8958 | 0 | 0 | 0 | 0 | 0 | 0 | 0 | 0.008012
1996 | 16.9062 | 0 | 0 | 0 | 0 | 0 | 0 | 0.004064 | 0
1996 | 16.9167 | 0 | 0 | 0 | 0 | 0 | 0 | 0.008128 | 0.012018
1996 | 16.9271 | 0 | 0 | 0 | 0 | 0 | 0 | 0 | -0.004006
1996 | 16.9375 | 0 | 0 | 0 | 0 | 0 | 0 | 0.004064 | 0.012018
1996 | 16.9479 | 0 | 0 | 0 | 0 | 0 | 0 | 0 | 0.024036
1996 | 16.9583 | 0 | 0 | 0 | 0 | 0 | 0 | 0.008128 | 0
1996 | 16.9687 | 0 | 0 | 0 | 0 | 0 | 0 | -0.004064 | 0.012018
1996 | 16.9792 | 0 | 0 | 0 | 0 | 0 | 0 | 0.004064 | -0.02003
1996 | 16.9896 | 0 | 0 | 0 | 0 | 0 | 0 | -0.008128 | 0.008012
1996 | 17 | 0 | 0 | 0 | 0 | 0 | 0 | -0.028448 | 0.02003
1996 | 17.0104 | 0 | 0 | 0 | 0 | 0 | 0 | 0.04064 | -0.012018
1996 | 17.0208 | 0 | 0 | 0 | 0 | 0 | 0 | 0.004064 | 0.016024
1996 | 17.0312 | 0 | 0 | 0 | 0 | 0 | 0 | -0.016256 | 0.004006
1996 | 17.0417 | 0 | 0 | 0 | 0 | 0 | 0 | -0.008128 | 0.004006
1996 | 17.0521 | 0 | 0 | 0 | 0 | 0 | 0 | -0.008128 | 0.004006
1996 | 17.0625 | 0 | 0 | 0 | 0 | 0 | 0 | 0.016256 | 0.004006
1996 | 17.0729 | 0 | 0 | 0 | 0 | 0 | 0 | 0 | -0.008012
1996 | 17.0833 | 0 | 0 | 0 | 0 | 0 | 0 | 0.004064 | 0.016024
1996 | 17.0937 | 0 | 0 | 0 | 0 | 0 | 0 | 0.008128 | 0.004006
1996 | 17.1042 | 0 | 0 | 0 | 0 | 0 | 0 | 0 | 0.004006
1996 | 17.1146 | 0 | 0 | 0 | 0 | 0 | 0 | 0 | 0.016024
1996 | 17.125 | 0 | 0 | 0 | 0 | 0 | 0 | 0.004064 | 0.012018
1996 | 17.1354 | 0 | 0 | 0 | 0 | 0 | 0 | 0.012192 | -0.008012
1996 | 17.1458 | 0.024384 | 0 | 0 | 0 | 0 | 0 | 0.004064 | 0.016024
1996 | 17.1562 | 0 | 0 | 0 | 0 | 0 | 0 | -0.012192 | 0
1996 | 17.1667 | 0 | 0 | 0 | 0 | 0 | 0 | 0.044704 | -0.008012
1996 | 17.1771 | 0 | 0 | 0 | 0 | 0 | 0 | -0.012192 | 0.028042
1996 | 17.1875 | 0 | 0 | 0 | 0 | 0 | 0 | 0.012192 | -0.008012
1996 | 17.1979 | 0 | 0 | 0 | 0 | 0 | 0 | 0.004064 | 0.004006
1996 | 17.2083 | 0 | 0 | 0 | 0 | 0 | 0 | 0.004064 | -0.004006
1996 | 17.2187 | 0 | 0 | 0 | 0 | 0 | 0 | 0 | 0.02003
1996 | 17.2292 | 0 | 0 | 0 | 0 | 0 | 0 | 0.028448 | 0.004006
1996 | 17.2396 | 0 | 0 | 0 | 0 | 0 | 0 | 0.012192 | 0.012018
1996 | 17.25 | 0 | 0 | 0 | 0 | 0 | 0 | 0.004064 | 0.012018
1996 | 17.2604 | 0 | 0 | 0 | 0 | 0 | 0 | -0.004064 | 0.004006
1996 | 17.2708 | 0 | 0 | 0 | 0 | 0 | 0 | -0.02032 | -0.004006
1996 | 17.2812 | 0 | 0 | 0 | 0 | 0 | 0 | -0.004064 | -0.004006
1996 | 17.2917 | 0 | 0 | 0 | 0 | 0 | 0 | -0.008128 | 0.004006
1996 | 17.3021 | 0 | 0 | 0 | 0 | 0 | 0 | 0.056896 | 0.02003
1996 | 17.3125 | 0 | 0 | 0 | 0 | 0 | 0 | 0.012192 | 0.012018
1996 | 17.3229 | 0 | 0 | 0 | 0 | 0 | 0 | 0 | 0.016024
1996 | 17.3333 | 0 | 0 | 0 | 0 | 0 | 0 | 0.028448 | 0
1996 | 17.3437 | 0 | 0 | 0 | 0 | 0 | 0 | 0 | 0.008012
1996 | 17.3542 | 0 | 0 | 0 | 0 | 0 | 0 | 0.036576 | 0.008012
1996 | 17.3646 | 0 | 0 | 0 | 0 | 0 | 0 | -0.012192 | 0.016024
1996 | 17.375 | 0 | 0 | 0 | 0 | 0 | 0 | -0.032512 | 0
1996 | 17.3854 | 0 | 0 | 0 | 0 | 0 | 0 | 0.024384 | -0.008012
1996 | 17.3958 | 0 | 0 | 0 | 0 | 0 | 0 | 0 | 0.008012
1996 | 17.4062 | 0 | 0 | 0 | 0 | 0 | 0 | -0.008128 | -0.004006
1996 | 17.4167 | 0.032512 | 0 | 0 | 0 | 0 | 0 | -0.028448 | -0.024036
1996 | 17.4271 | 0 | 0.048072 | 0 | 0 | 0 | 0 | -0.024384 | 0.048072
1996 | 17.4375 | 0 | 0 | 0 | 0 | 0 | 0 | -0.004064 | 0.024036
1996 | 17.4479 | 0 | 0 | 0 | 0 | 0 | 0 | 0 | 0.004006
1996 | 17.4583 | 0.032512 | 0 | 0 | 0 | 0 | 0 | 0.012192 | 0.012018
1996 | 17.4687 | 0 | 0 | 0 | 0.11217 | 0 | 0 | -0.06096 | -0.092138
1996 | 17.4792 | 0 | 0 | 0 | 0 | 0 | 0 | 0.032512 | 0.11217
1996 | 17.4896 | 0 | 0 | 0 | 0 | 0 | 0 | -0.016256 | 0.056084
1996 | 17.5 | 0 | 0 | 0 | 0 | 0 | 0 | 0.056896 | 0.04006
1996 | 17.5104 | 0.04064 | 0 | 0 | 0 | 0 | 0 | 0.024384 | 0.052078
1996 | 17.5208 | 0 | 0.048072 | 0 | 0 | 0 | 0 | 0.12192 | 0.024036
1996 | 17.5312 | 0 | 0 | 0 | 0 | 0 | 0 | -0.1585 | 0.032048
1996 | 17.5417 | 0 | 0.04006 | 0 | 0 | 0 | 0 | 0.19101 | 0.11617
1996 | 17.5521 | 0 | 0 | 0 | 0 | 0 | 0 | 0.052832 | 0.028042
1996 | 17.5625 | 0 | 0 | 0 | 0 | 0 | 0 | 0.093472 | 0.048072
1996 | 17.5729 | 0 | 0 | 0 | 0 | 0 | 0 | -0.008128 | 0.028042
1996 | 17.5833 | 0 | 0 | 0 | 0 | 0 | 0 | 0.15037 | 0.048072
1996 | 17.5937 | 0 | 0 | 0 | 0 | 0 | 0 | 0.052832 | 0.12419
1996 | 17.6042 | 0 | 0 | 0 | 0 | 0 | 0 | -0.024384 | 0.04006
1996 | 17.6146 | 0 | 0 | 0 | 0 | 0 | 0 | 0.085344 | 0.056084
1996 | 17.625 | 0 | 0 | 0 | 0 | 0 | 0 | -0.008128 | 0.02003
1996 | 17.6354 | 0 | 0.032048 | 0 | 0 | 0 | 0 | 0.077216 | -0.02003
1996 | 17.6458 | 0.024384 | 0 | 0 | 0 | 0 | 0 | 0.06096 | 0.12419
1996 | 17.6562 | 0.065024 | 0 | 0 | 0 | 0 | 0 | 0.036576 | -0.032048
1996 | 17.6667 | 0 | 0 | 0 | 0 | 0 | 0 | 0.032512 | 0.068102
1996 | 17.6771 | 0 | 0 | 0 | 0 | 0 | 0 | 0.15443 | 0.096144
1996 | 17.6875 | 0 | 0 | 0 | 0 | 0 | 0 | -0.10973 | 0.028042
1996 | 17.6979 | 0 | 0 | 0 | 0 | 0 | 0 | 0.016256 | -0.084126
1996 | 17.7083 | 0 | 0 | 0 | 0 | 0 | 0 | 0.22758 | 0.12419
1996 | 17.7187 | 0 | 0 | 0 | 0 | 0 | 0 | -0.016256 | -0.008012
1996 | 17.7292 | 0 | 0 | 0 | 0 | 0 | 0 | 0.08128 | 0.092138
1996 | 17.7396 | 0 | 0 | 0 | 0 | 0 | 0 | 0.06096 | 0.048072
1996 | 17.75 | 0 | 0 | 0 | 0 | 0 | 0 | 0.044704 | 0.032048
1996 | 17.7604 | 0 | 0 | 0 | 0 | 0 | 0 | 0.016256 | 0.016024
1996 | 17.7708 | 0 | 0 | 0 | 0 | 0 | 0 | 0.10973 | 0.036054
1996 | 17.7812 | 0 | 0 | 0.11379 | 0.25638 | 0 | 0 | 0.04064 | 0.004006
1996 | 17.7917 | 0 | 0 | 0.33325 | 0.64897 | 0 | 0 | 0 | 0.16024
1996 | 17.8021 | 0 | 0 | 0.032512 | 0.42464 | 0 | 0 | 0.11786 | 0.15623
1996 | 17.8125 | 0 | 0 | 0.15443 | 0.24036 | 0 | 0 | 0.11379 | 0.32849
1996 | 17.8229 | 0 | 0 | 0.17882 | 0.15223 | 0 | 0 | 0.073152 | 0.052078
1996 | 17.8333 | 0 | 0 | 0.19507 | 0.04006 | 0 | 0 | 0.26416 | 0.2644
1996 | 17.8437 | 0 | 0 | 0.26822 | 0.56084 | 0 | 0 | 0.024384 | 0.12419
1996 | 17.8542 | 0 | 0 | 0 | 0 | 0 | 0 | 0.097536 | 0.1322
1996 | 17.8646 | 0 | 0 | 0.34138 | 0.4647 | 0 | 0 | -0.044704 | 0.024036
1996 | 17.875 | 0 | 0 | 0 | 0 | 0 | 0 | 0.35357 | 0.4647
1996 | 17.8854 | 0 | 0 | 0.3495 | 0.21632 | 0 | 0 | 0 | 0
1996 | 17.8958 | 0 | 0 | 0.2032 | 0.5368 | 0 | 0 | 0.069088 | 0.20831
1996 | 17.9062 | 0 | 0 | 0 | 0.12018 | 0 | 0 | 0.21133 | 0.44467
1996 | 17.9167 | 0 | 0 | 0 | 0 | 0 | 0 | 0.38202 | 0.39259
1996 | 17.9271 | 0 | 0 | 0 | 0.23235 | 0 | 0 | 0.08128 | 0.21232
1996 | 17.9375 | 0.048768 | 0 | 0 | -0.096144 | 0 | 0 | 0.069088 | 0.048072
1996 | 17.9479 | 0 | 0 | 0.73152 | 0.57686 | 0 | 0 | 0.11786 | 0.08012
1996 | 17.9583 | 0 | 0 | 0.17882 | 0.29644 | 0 | 0 | 0.23978 | 0.29644
1996 | 17.9687 | 0 | 0 | 0.10566 | 0.1362 | 0 | 0 | 0.27635 | 0.32849
1996 | 17.9792 | 0 | 0 | 0 | 0.12819 | 0 | 0 | -0.089408 | 0.12419
1996 | 17.9896 | 0 | 0 | 0.30074 | 0.31247 | 0 | 0 | 0 | 0.18027
1996 | 18 | 0 | 0 | 0.56896 | 0.665 | 0 | 0 | 0.089408 | 0.25638
1996 | 18.0104 | 0 | 0 | 0.54458 | 0.49674 | 0 | 0 | 0.036576 | 0.084126
1996 | 18.0208 | 0 | 0 | 0.29261 | 0.32048 | 0 | 0 | 0.028448 | 0.084126
1996 | 18.0312 | 0 | 0 | 0.04064 | 0.36054 | 0 | 0 | 0.17475 | 0.24837
1996 | 18.0417 | 0 | 0 | 0 | 0.12018 | 0 | 0 | -0.02032 | 0.14422
1996 | 18.0521 | 0 | 0 | 0.44704 | 0.29644 | 0 | 0 | 0 | 0
1996 | 18.0625 | 0 | 0 | 0.74778 | 0.40861 | 0 | 0 | 0.004064 | 0
1996 | 18.0729 | 0 | 0 | 0 | 0.11217 | 0 | 0 | 0.44298 | 0.14422
1996 | 18.0833 | 0 | 0 | 0.056896 | 0.43265 | 0 | 0 | 0.06096 | -0.004006
1996 | 18.0937 | 0 | 0 | 0.17069 | 0 | 0 | 0 | 0.004064 | 0.10015
1996 | 18.1042 | 0 | 0 | 0.29261 | 0.12018 | 0 | 0 | -0.048768 | 0.12419
1996 | 18.1146 | 0 | 0 | 0 | 0 | 0 | 0 | 0.073152 | 0.15223
1996 | 18.125 | 0 | 0 | 0.8128 | 0.19229 | 0 | 0 | 0.12598 | 0.044066
1996 | 18.1354 | 0 | 0 | 0.15443 | 0.18428 | 0 | 0 | 0.52426 | 0.32449
1996 | 18.1458 | 0 | 0 | 0.1463 | 0.1362 | 0 | 0 | 1.2233 | 0.41662
1996 | 18.1562 | 0 | 0 | 0.1463 | 0.15223 | 0 | 0 | 0.12598 | 0.36455
1996 | 18.1667 | 0 | 0 | 0.10566 | 0.11217 | 0 | 0 | 0.24384 | 0.23235
1996 | 18.1771 | 0 | 0 | 0.073152 | 0.24837 | 0 | 0 | 0.21133 | 0.028042
1996 | 18.1875 | 0 | 0 | 0.048768 | 0 | 0 | 0 | -0.077216 | 0.1322
1996 | 18.1979 | 0 | 0 | 0.22758 | 0.16825 | 0 | 0 | 0.048768 | 0.15223
1996 | 18.2083 | 0 | 0 | 0 | 0.36054 | 0 | 0 | 0.13005 | 0.23235
1996 | 18.2187 | 0 | 0 | 0 | 0 | 0 | 0 | 0.077216 | 0.2644
1996 | 18.2292 | 0 | 0 | 0 | 0 | 0 | 0 | 0.048768 | 0.62894
1996 | 18.2396 | 0 | 0 | 0 | 0.19229 | 0 | 0 | -0.016256 | -0.004006
1996 | 18.25 | 0 | 0 | 0 | 0.20831 | 0 | 0 | 0.016256 | 0
1996 | 18.2604 | 0 | 0 | 0.1463 | 0.1362 | 0 | 0 | 0 | 0.22834
1996 | 18.2708 | 0 | 0 | 0.008128 | 0 | 0 | 0 | 0.18288 | 0.032048
1996 | 18.2812 | 0 | 0 | 0 | 0 | 0 | 0 | -0.048768 | 0.036054
1996 | 18.2917 | 0 | 0 | 0 | 0.4647 | 0 | 0 | -0.06096 | 0.44066
1996 | 18.3021 | 0 | 0 | 0 | 0 | 0 | 0 | 0.12598 | 0.45268
1996 | 18.3125 | 0 | 0 | 0 | 0 | 0 | 0 | 0.069088 | 0.08012
1996 | 18.3229 | 0 | 0.032048 | 0 | 0 | 0 | 0 | -0.008128 | -0.004006
1996 | 18.3333 | 0.032512 | 0 | 0 | 0 | 0 | 0 | 0 | -0.036054
1996 | 18.3437 | 0.024384 | 0 | 0 | 0.14422 | 0 | 0 | -0.085344 | 0.036054
1996 | 18.3542 | 0 | 0 | 0 | 0 | 0 | 0 | 0.069088 | 0.10816
1996 | 18.3646 | 0 | 0 | 0 | 0 | 0 | 0 | 0.056896 | 0.004006
1996 | 18.375 | 0 | 0 | 0 | 0 | 0 | 0 | 0.036576 | 0.076114
1996 | 18.3854 | 0 | 0 | 0.089408 | 0.10416 | 0 | 0 | -0.052832 | -0.044066
1996 | 18.3958 | 0 | 0 | 0 | 0 | 0 | 0 | 0.028448 | 0.068102
1996 | 18.4062 | 0.048768 | 0 | 0 | 0 | 0 | 0 | 0.028448 | 0.048072
1996 | 18.4167 | 0 | 0 | 0 | 0 | 0 | 0 | -0.028448 | -0.056084
1996 | 18.4271 | 0 | 0 | 0 | 0 | 0 | 0 | 0.06096 | 0.02003
1996 | 18.4375 | 0.11379 | 0 | 0 | 0.14422 | 0 | 0 | 0.024384 | 0.092138
1996 | 18.4479 | 0 | 0 | 0 | 0 | 0 | 0 | 0.02032 | 0.036054
1996 | 18.4583 | 0 | 0 | 0 | 0 | 0 | 0 | 0.13005 | 0.15223
1996 | 18.4687 | 0 | 0.064096 | 0.089408 | 0 | 0 | 0 | -0.036576 | -0.004006
1996 | 18.4792 | 0 | 0 | 0 | 0 | 0 | 0 | 0.11379 | 0.048072
1996 | 18.4896 | 0 | 0 | 0 | 0 | 0 | 0 | 0.11786 | 0.044066
1996 | 18.5 | 0 | 0 | 0 | 0 | 0 | 0 | 0.10973 | 0.008012
1996 | 18.5104 | 0 | 0 | 0 | 0 | 0 | 0 | -0.077216 | -0.048072
1996 | 18.5208 | 0 | 0 | 0 | 0 | 0 | 0 | 0.1016 | 0.072108
1996 | 18.5312 | 0 | 0 | 0 | 0 | 0 | 0 | 0.15443 | 0.11217
1996 | 18.5417 | 0 | 0 | 0 | 0 | 0 | 0 | 0.052832 | 0.004006
1996 | 18.5521 | 0 | 0 | 0 | 0 | 0 | 0 | 0.12192 | 0.092138
1996 | 18.5625 | 0 | 0 | 0 | 0 | 0 | 0 | -0.008128 | -0.06009
1996 | 18.5729 | 0 | 0 | 0 | 0 | 0 | 0 | 0.12192 | 0.10015
1996 | 18.5833 | 0 | 0 | 0 | 0 | 0 | 0 | 0.10973 | 0.10416
1996 | 18.5937 | 0 | 0 | 0 | 0 | 0 | 0 | 0.1016 | 0.064096
1996 | 18.6042 | 0 | 0 | 0 | 0 | 0 | 0 | 0.10973 | 0.14021
1996 | 18.6146 | 0 | 0 | 0 | 0 | 0 | 0 | 0.06096 | -0.004006
1996 | 18.625 | 0 | 0 | 0 | 0 | 0 | 0 | 0.06096 | 0.068102
1996 | 18.6354 | 0 | 0 | 0 | 0 | 0 | 0 | 0.008128 | -0.028042
1996 | 18.6458 | 0 | 0 | 0 | 0 | 0 | 0 | 0.065024 | 0.064096
1996 | 18.6562 | 0 | 0 | 0 | 0 | 0 | 0 | 0.052832 | 0.04006
1996 | 18.6667 | 0 | 0 | 0 | 0 | 0 | 0 | 0.056896 | 0.068102
1996 | 18.6771 | 0 | 0 | 0 | 0 | 0 | 0 | 0.048768 | 0.052078
1996 | 18.6875 | 0 | 0 | 0 | 0 | 0 | 0 | 0.052832 | 0.048072
1996 | 18.6979 | 0 | 0 | 0 | 0 | 0 | 0 | 0.016256 | 0.052078
1996 | 18.7083 | 0 | 0 | 0 | 0 | 0 | 0 | 0.004064 | 0.048072
1996 | 18.7187 | 0 | 0 | 0 | 0 | 0 | 0 | 0.036576 | 0.036054
1996 | 18.7292 | 0 | 0 | 0 | 0 | 0 | 0 | 0.032512 | 0.028042
1996 | 18.7396 | 0 | 0 | 0 | 0 | 0 | 0 | 0.02032 | 0.048072
1996 | 18.75 | 0 | 0 | 0 | 0 | 0 | 0 | 0.02032 | 0.036054
1996 | 18.7604 | 0 | 0.024036 | 0 | 0 | 0 | 0 | 0.008128 | 0.008012
1996 | 18.7708 | 0 | 0 | 0 | 0 | 0 | 0 | 0.008128 | 0.008012
1996 | 18.7812 | 0 | 0 | 0 | 0 | 0 | 0 | -0.004064 | 0.012018
1996 | 18.7917 | 0 | 0 | 0 | 0 | 0 | 0 | -0.008128 | -0.016024
1996 | 18.8021 | 0 | 0 | 0 | 0 | 0 | 0 | 0.008128 | 0.012018
1996 | 18.8125 | 0 | 0 | 0 | 0 | 0 | 0 | 0.004064 | 0.008012
1996 | 18.8229 | 0 | 0 | 0 | 0 | 0 | 0 | 0 | 0
1996 | 18.8333 | 0 | 0 | 0 | 0 | 0 | 0 | -0.004064 | -0.008012
1996 | 18.8437 | 0 | 0 | 0 | 0 | 0 | 0 | -0.004064 | -1.4211e-14
1996 | 18.8542 | 0 | 0 | 0 | 0 | 0 | 0 | 0.004064 | 0.004006
1996 | 18.8646 | 0 | 0 | 0 | 0 | 0 | 0 | 0 | 0
1996 | 18.875 | 0 | 0 | 0 | 0 | 0 | 0 | -0.004064 | 0.004006
1996 | 18.8854 | 0 | 0 | 0 | 0 | 0 | 0 | 0 | 0
1996 | 18.8958 | 0 | 0 | 0 | 0 | 0 | 0 | 0 | 0
1996 | 18.9062 | 0 | 0 | 0 | 0 | 0 | 0 | 0 | 0
1996 | 18.9167 | 0 | 0 | 0 | 0 | 0 | 0 | 0 | 0
1996 | 18.9271 | 0 | 0 | 0 | 0 | 0 | 0 | 0 | -0.004006
1996 | 18.9375 | 0 | 0 | 0 | 0 | 0 | 0 | 0 | 0.004006
1996 | 18.9479 | 0 | 0 | 0 | 0 | 0 | 0 | 0 | 0
1996 | 18.9583 | 0 | 0 | 0 | 0 | 0 | 0 | 0 | 0.004006
1996 | 18.9687 | 0 | 0 | 0 | 0 | 0 | 0 | 0 | -0.004006
1996 | 18.9792 | 0 | 0 | 0 | 0 | 0 | 0 | 0 | 0.008012
1996 | 18.9896 | 0 | 0 | 0 | 0 | 0 | 0 | 0 | 1.4211e-14
1996 | 19 | 0 | 0 | 0 | 0 | 0 | 0 | 0 | 0
1996 | 19.0104 | 0 | 0 | 0 | 0 | 0 | 0 | -0.004064 | 0.008012
1996 | 19.0208 | 0 | 0 | 0 | 0 | 0 | 0 | -0.004064 | 0.008012
1996 | 19.0312 | 0 | 0 | 0 | 0 | 0 | 0 | 0.004064 | 0
1996 | 19.0417 | 0 | 0 | 0 | 0 | 0 | 0 | -0.004064 | 0.004006
1996 | 19.0521 | 0 | 0 | 0 | 0 | 0 | 0 | 0 | 0.004006
1996 | 19.0625 | 0 | 0 | 0 | 0 | 0 | 0 | 0 | 0.004006
1996 | 19.0729 | 0 | 0 | 0 | 0 | 0 | 0 | 0 | 0.008012
1996 | 19.0833 | 0 | 0 | 0 | 0 | 0 | 0 | -0.016256 | 0.016024
1996 | 19.0937 | 0 | 0 | 0 | 0 | 0 | 0 | -0.012192 | 0.02003
1996 | 19.1042 | 0 | 0 | 0 | 0 | 0 | 0 | -0.004064 | 0.004006
1996 | 19.1146 | 0 | 0 | 0 | 0 | 0 | 0 | 0.004064 | 0.004006
1996 | 19.125 | 0 | 0 | 0 | 0 | 0 | 0 | 0.012192 | 0.008012
1996 | 19.1354 | 0 | 0 | 0 | 0 | 0 | 0 | 0.008128 | 0.012018
1996 | 19.1458 | 0.024384 | 0 | 0 | 0 | 0 | 0 | 0 | 0.016024
1996 | 19.1562 | 0 | 0 | 0 | 0 | 0 | 0 | 0.028448 | -0.008012
1996 | 19.1667 | 0 | 0 | 0 | 0 | 0 | 0 | -0.004064 | 0.008012
1996 | 19.1771 | 0.032512 | 0 | 0 | 0 | 0 | 0 | 0 | 0.008012
1996 | 19.1875 | 0 | 0 | 0 | 0 | 0 | 0 | 0.028448 | 0.012018
1996 | 19.1979 | 0 | 0 | 0 | 0 | 0 | 0 | 0.008128 | 0.02003
1996 | 19.2083 | 0.024384 | 0 | 0 | 0 | 0 | 0 | -0.02032 | 0.012018
1996 | 19.2188 | 0 | 0 | 0 | 0 | 0 | 0 | 0 | 0.012018
1996 | 19.2292 | 0 | 0 | 0 | 0 | 0 | 0 | 0.024384 | 0
1996 | 19.2396 | 0 | 0 | 0 | 0 | 0 | 0 | -0.024384 | 0.012018
1996 | 19.25 | 0 | 0 | 0 | 0 | 0 | 0 | -0.04064 | 0.008012
1996 | 19.2604 | 0 | 0 | 0 | 0 | 0 | 0 | 0.016256 | 0.008012
1996 | 19.2708 | 0 | 0 | 0 | 0 | 0 | 0 | 0.036576 | -0.004006
1996 | 19.2813 | 0 | 0 | 0 | 0 | 0 | 0 | 0.016256 | 0.016024
1996 | 19.2917 | 0 | 0 | 0 | 0 | 0 | 0 | -0.024384 | 0.02003
1996 | 19.3021 | 0 | 0 | 0 | 0 | 0 | 0 | 0.032512 | 0.008012
1996 | 19.3125 | 0 | 0 | 0 | 0 | 0 | 0 | -0.024384 | 0.02003
1996 | 19.3229 | 0 | 0 | 0 | 0 | 0 | 0 | -0.008128 | 0.012018
1996 | 19.3333 | 0 | 0 | 0 | 0 | 0 | 0 | 0.04064 | 0.008012
1996 | 19.3438 | 0 | 0 | 0 | 0 | 0 | 0 | -0.004064 | 0.008012
1996 | 19.3542 | 0.048768 | 0 | 0 | 0 | 0 | 0 | -0.008128 | 0.016024
1996 | 19.3646 | 0.032512 | 0 | 0 | 0 | 0 | 0 | -0.012192 | 0.012018
1996 | 19.375 | 0.032512 | 0 | 0 | 0 | 0 | 0 | 0.004064 | 0
1996 | 19.3854 | 0.032512 | 0 | 0 | 0 | 0 | 0 | -0.024384 | 0.024036
1996 | 19.3958 | 0 | 0 | 0 | 0 | 0 | 0 | -0.02032 | 0.04006
1996 | 19.4063 | 0 | 0 | 0 | 0 | 0 | 0 | 0.048768 | 0.004006
1996 | 19.4167 | 0 | 0 | 0 | 0 | 0 | 0 | 0.12192 | 0.012018
1996 | 19.4271 | 0 | 0 | 0 | 0 | 0 | 0 | 0.032512 | 0.012018
1996 | 19.4375 | 0 | 0 | 0 | 0 | 0 | 0 | -0.004064 | 0.068102
1996 | 19.4479 | 0 | 0 | 0 | 0 | 0 | 0 | -0.016256 | 0.004006
1996 | 19.4583 | 0 | 0 | 0 | 0 | 0 | 0 | 0.15443 | 0.028042
1996 | 19.4688 | 0 | 0 | 0.13818 | 0 | 0 | 0 | 0.08128 | 0.044066
1996 | 19.4792 | 0 | 0 | 0 | 0 | 0 | 0 | 0.069088 | 0.04006
1996 | 19.4896 | 0 | 0 | 0 | 0 | 0 | 0 | -0.012192 | 0.012018
1996 | 19.5 | 0 | 0.024036 | 0 | 0 | 0 | 0 | 0.052832 | 0.004006
1996 | 19.5104 | 0 | 0 | 0 | 0 | 0 | 0 | 0.052832 | 0.024036
1996 | 19.5208 | 0 | 0 | 0 | 0 | 0 | 0 | 0.004064 | 0
1996 | 19.5313 | 0 | 0 | 0 | 0 | 0 | 0 | 0.052832 | 0.028042
1996 | 19.5417 | 0 | 0 | 0 | 0 | 0 | 0 | 0.004064 | 1.4211e-14
1996 | 19.5521 | 0 | 0 | 0 | 0 | 0 | 0 | 0 | -0.004006
1996 | 19.5625 | 0 | 0.048072 | 0 | 0 | 0 | 0 | 0.004064 | -0.012018
1996 | 19.5729 | 0 | 0 | 0 | 0 | 0 | 0 | 0.044704 | 0.052078
1996 | 19.5833 | 0 | 0.048072 | 0 | 0 | 0 | 0 | 0.024384 | -0.012018
1996 | 19.5938 | 0 | 0 | 0 | 0 | 0 | 0 | 0.065024 | 0.056084
1996 | 19.6042 | 0 | 0 | 0 | 0 | 0 | 0 | -0.012192 | -0.04006
1996 | 19.6146 | 0 | 0 | 0 | 0 | 0 | 0 | 0.036576 | 0.052078
1996 | 19.625 | 0 | 0.04006 | 0 | 0 | 0 | 0 | 0 | -0.016024
1996 | 19.6354 | 0 | 0 | 0 | 0 | 0 | 0 | 0.032512 | 0.04006
1996 | 19.6458 | 0 | 0 | 0 | 0 | 0 | 0 | 0.024384 | 0.016024
1996 | 19.6563 | 0 | 0 | 0 | 0 | 0 | 0 | 0.032512 | 0.02003
1996 | 19.6667 | 0 | 0 | 0 | 0 | 0 | 0 | 0.032512 | 0.012018
1996 | 19.6771 | 0 | 0 | 0 | 0 | 0 | 0 | -0.008128 | 0.016024
1996 | 19.6875 | 0 | 0 | 0 | 0 | 0 | 0 | 0.008128 | 0.02003
1996 | 19.6979 | 0 | 0 | 0 | 0 | 0 | 0 | 0.056896 | 0.012018
1996 | 19.7083 | 0 | 0 | 0 | 0 | 0 | 0 | 0.024384 | 0.004006
1996 | 19.7188 | 0 | 0 | 0 | 0 | 0 | 0 | 0.032512 | 0.052078
1996 | 19.7292 | 0 | 0 | 0 | 0 | 0 | 0 | 0.028448 | 0.016024
1996 | 19.7396 | 0 | 0 | 0 | 0 | 0 | 0 | 0 | 0.004006
1996 | 19.75 | 0 | 0 | 0 | 0 | 0 | 0 | 0.032512 | 0.008012
1996 | 19.7604 | 0 | 0 | 0 | 0 | 0 | 0 | 0.089408 | 0.048072
1996 | 19.7708 | 0 | 0.024036 | 0 | 0 | 0 | 0 | -0.016256 | 0
1996 | 19.7813 | 0 | 0 | 0 | 0 | 0 | 0 | -0.016256 | -0.016024
1996 | 19.7917 | 0.032512 | 0 | 0 | 0 | 0 | 0 | 0 | 0.004006
1996 | 19.8021 | 0 | 0 | 0 | 0 | 0 | 0 | 0.06096 | 0.02003
1996 | 19.8125 | 0 | 0 | 0 | 0 | 0 | 0 | -0.012192 | 0.008012
1996 | 19.8229 | 0 | 0 | 0 | 0 | 0 | 0 | 0.028448 | 0.02003
1996 | 19.8333 | 0 | 0 | 0 | 0 | 0 | 0 | 0.04064 | 0.024036
1996 | 19.8438 | 0 | 0.024036 | 0 | 0 | 0 | 0 | -0.02032 | -0.004006
1996 | 19.8542 | 0 | 0 | 0 | 0 | 0 | 0 | 0.004064 | 0.02003
1996 | 19.8646 | 0 | 0 | 0 | 0 | 0 | 0 | 0.024384 | 0.016024
1996 | 19.875 | 0 | 0 | 0 | 0 | 0 | 0 | 0.044704 | 0.052078
1996 | 19.8854 | 0 | 0 | 0 | 0 | 0 | 0 | 0.024384 | 0.004006
1996 | 19.8958 | 0 | 0 | 0 | 0 | 0 | 0 | 0 | 0.008012
1996 | 19.9063 | 0 | 0 | 0 | 0 | 0 | 0 | 0 | 0.004006
1996 | 19.9167 | 0 | 0 | 0 | 0 | 0 | 0 | 0 | 0.004006
1996 | 19.9271 | 0 | 0 | 0 | 0 | 0 | 0 | 0.004064 | 0.004006
1996 | 19.9375 | 0 | 0 | 0 | 0 | 0 | 0 | -0.004064 | -0.004006
1996 | 19.9479 | 0 | 0 | 0 | 0 | 0 | 0 | 0 | 0.004006
1996 | 19.9583 | 0 | 0 | 0 | 0 | 0 | 0 | 0 | 0
1996 | 19.9688 | 0 | 0 | 0 | 0 | 0 | 0 | 0 | 0.008012
1996 | 19.9792 | 0 | 0 | 0 | 0 | 0 | 0 | -0.008128 | 0.004006
1996 | 19.9896 | 0 | 0 | 0 | 0 | 0 | 0 | 0.004064 | -0.008012
1996 | 20 | 0 | 0 | 0 | 0 | 0 | 0 | 0 | -0.004006
1996 | 20.0104 | 0 | 0 | 0 | 0 | 0 | 0 | 0 | 0.008012
1996 | 20.0208 | 0 | 0 | 0 | 0 | 0 | 0 | 0.016256 | 0
1996 | 20.0313 | 0 | 0 | 0 | 0 | 0 | 0 | 0 | 0.008012
1996 | 20.0417 | 0 | 0 | 0 | 0 | 0 | 0 | -0.008128 | 0.008012
1996 | 20.0521 | 0 | 0 | 0 | 0 | 0 | 0 | -0.008128 | 0
1996 | 20.0625 | 0 | 0 | 0 | 0 | 0 | 0 | 0.012192 | 0.004006
1996 | 20.0729 | 0 | 0 | 0 | 0 | 0 | 0 | -0.008128 | -0.008012
1996 | 20.0833 | 0 | 0 | 0 | 0 | 0 | 0 | 0.008128 | 0.004006
1996 | 20.0938 | 0 | 0 | 0 | 0 | 0 | 0 | 0.016256 | 0.008012
1996 | 20.1042 | 0 | 0 | 0 | 0 | 0 | 0 | -0.016256 | -0.008012
1996 | 20.1146 | 0 | 0 | 0 | 0 | 0 | 0 | 0 | -0.004006
1996 | 20.125 | 0 | 0 | 0 | 0 | 0 | 0 | 0 | -0.008012
1996 | 20.1354 | 0 | 0 | 0 | 0 | 0 | 0 | 0.008128 | 0.012018
1996 | 20.1458 | 0 | 0 | 0 | 0 | 0 | 0 | 0.008128 | -0.004006
1996 | 20.1563 | 0 | 0.032048 | 0 | 0 | 0 | 0 | -0.024384 | -0.008012
1996 | 20.1667 | 0 | 0 | 0 | 0 | 0 | 0 | -0.008128 | -0.036054
1996 | 20.1771 | 0 | 0 | 0 | 0 | 0 | 0 | 0.02032 | 0.04006
1996 | 20.1875 | 0 | 0 | 0 | 0 | 0 | 0 | -0.004064 | 0.036054
1996 | 20.1979 | 0 | 0 | 0 | 0 | 0 | 0 | 0.016256 | 0.008012
1996 | 20.2083 | 0 | 0 | 0 | 0 | 0 | 0 | -0.008128 | -0.008012
1996 | 20.2188 | 0 | 0.024036 | 0 | 0 | 0 | 0 | -0.008128 | 0.004006
1996 | 20.2292 | 0 | 0 | 0 | 0 | 0 | 0 | 0.012192 | 0.016024
1996 | 20.2396 | 0 | 0 | 0 | 0 | 0 | 0 | 0 | 0.012018
1996 | 20.25 | 0 | 0 | 0 | 0 | 0 | 0 | -0.008128 | -0.008012
1996 | 20.2604 | 0 | 0.024036 | 0 | 0 | 0 | 0 | 0.008128 | 0.024036
1996 | 20.2708 | 0 | 0 | 0 | 0 | 0 | 0 | 0.02032 | 0.016024
1996 | 20.2813 | 0 | 0 | 0 | 0 | 0 | 0 | -0.016256 | -0.02003
1996 | 20.2917 | 0 | 0 | 0 | 0 | 0 | 0 | 0.012192 | 0.02003
1996 | 20.3021 | 0 | 0 | 0 | 0 | 0 | 0 | 0.016256 | 0.032048
1996 | 20.3125 | 0 | 0 | 0 | 0 | 0 | 0 | -0.016256 | -0.024036
1996 | 20.3229 | 0 | 0 | 0 | 0 | 0 | 0 | 0.02032 | 0.016024
1996 | 20.3333 | 0 | 0 | 0 | 0 | 0 | 0 | 0.008128 | 0.008012
1996 | 20.3438 | 0 | 0 | 0 | 0 | 0 | 0 | 0.004064 | -0.008012
1996 | 20.3542 | 0 | 0 | 0 | 0 | 0 | 0 | 0.012192 | 0.02003
1996 | 20.3646 | 0 | 0 | 0 | 0 | 0 | 0 | 0.008128 | -0.012018
1996 | 20.375 | 0 | 0 | 0 | 0 | 0 | 0 | 0.008128 | 0.008012
1996 | 20.3854 | 0 | 0 | 0 | 0 | 0 | 0 | -0.008128 | -0.024036
1996 | 20.3958 | 0 | 0.072108 | 0 | 0 | 0 | 0 | -0.04064 | -0.04006
1996 | 20.4063 | 0 | 0 | 0 | 0 | 0 | 0 | -0.02032 | -0.024036
1996 | 20.4167 | 0 | 0.056084 | 0 | 0 | 0 | 0 | 0.004064 | 0
1996 | 20.4271 | 0 | 0 | 0 | 0 | 0 | 0 | 0.032512 | 0.028042
1996 | 20.4375 | 0 | 0 | 0 | 0 | 0 | 0 | 0.02032 | 0.004006
1996 | 20.4479 | 0 | 0 | 0 | 0 | 0 | 0 | 0 | -0.028042
1996 | 20.4583 | 0 | 0 | 0 | 0 | 0 | 0 | 0.028448 | 0.052078
1996 | 20.4688 | 0 | 0.024036 | 0 | 0 | 0 | 0 | 0.004064 | -0.008012
1996 | 20.4792 | 0 | 0 | 0 | 0 | 0 | 0 | 0.016256 | -0.004006
1996 | 20.4896 | 0 | 0 | 0 | 0 | 0 | 0 | 0.028448 | 0.04006
1996 | 20.5 | 0 | 0 | 0 | 0 | 0 | 0 | 0.024384 | 0.016024
1996 | 20.5104 | 0 | 0 | 0 | 0 | 0 | 0 | 0.008128 | 0.02003
1996 | 20.5208 | 0 | 0.056084 | 0 | 0 | 0 | 0 | 0.04064 | 0.08012
1996 | 20.5313 | 0 | 0 | 0 | 0 | 0 | 0 | 0.048768 | 0.064096
1996 | 20.5417 | 0 | 0 | 0 | 0 | 0 | 0 | 0.024384 | 0.012018
1996 | 20.5521 | 0 | 0 | 0 | 0 | 0 | 0 | 0.048768 | 0.056084
1996 | 20.5625 | 0 | 0 | 0 | 0 | 0 | 0 | 0.016256 | 0.024036
1996 | 20.5729 | 0 | 0 | 0 | 0 | 0 | 0 | 0.024384 | -0.004006
1996 | 20.5833 | 0 | 0 | 0 | 0 | 0 | 0 | 0.02032 | 0.02003
1996 | 20.5938 | 0 | 0 | 0 | 0 | 0 | 0 | 0.016256 | 0.028042
1996 | 20.6042 | 0 | 0 | 0 | 0 | 0 | 0 | 0.04064 | 0.04006
1996 | 20.6146 | 0 | 0 | 0 | 0 | 0 | 0 | 0.028448 | 0.016024
1996 | 20.625 | 0 | 0 | 0 | 0 | 0 | 0 | 0.024384 | 0.016024
1996 | 20.6354 | 0 | 0 | 0 | 0 | 0 | 0 | 0.052832 | 0.084126
1996 | 20.6458 | 0 | 0 | 0 | 0 | 0 | 0 | 0.016256 | 0.012018
1996 | 20.6563 | 0 | 0 | 0 | 0 | 0 | 0 | 0.02032 | 0.036054
1996 | 20.6667 | 0 | 0 | 0 | 0 | 0 | 0 | 0.02032 | 0.016024
1996 | 20.6771 | 0 | 0 | 0 | 0 | 0 | 0 | 0.02032 | 0.04006
1996 | 20.6875 | 0 | 0 | 0 | 0 | 0 | 0 | 0.016256 | 0.016024
1996 | 20.6979 | 0 | 0.04006 | 0 | 0 | 0 | 0 | 0.004064 | 0.008012
1996 | 20.7083 | 0 | 0 | 0 | 0 | 0 | 0 | 0.028448 | 0.072108
1996 | 20.7188 | 0 | 0 | 0 | 0 | 0 | 0 | 0.024384 | 0.036054
1996 | 20.7292 | 0 | 0 | 0 | 0 | 0 | 0 | 0.032512 | 0.024036
1996 | 20.7396 | 0 | 0 | 0 | 0 | 0 | 0 | 0.02032 | 0.04006
1996 | 20.75 | 0 | 0 | 0 | 0 | 0 | 0 | 0.012192 | 0.016024
1996 | 20.7604 | 0 | 0 | 0 | 0 | 0 | 0 | 0.008128 | 0.02003
1996 | 20.7708 | 0 | 0 | 0 | 0 | 0 | 0 | 0.004064 | 0.008012
1996 | 20.7813 | 0 | 0 | 0 | 0 | 0 | 0 | 0.004064 | 0.012018
1996 | 20.7917 | 0 | 0 | 0 | 0 | 0 | 0 | 0 | 0.016024
1996 | 20.8021 | 0 | 0 | 0 | 0 | 0 | 0 | 0.004064 | 0.008012
1996 | 20.8125 | 0 | 0 | 0 | 0 | 0 | 0 | 0.004064 | 0.004006
1996 | 20.8229 | 0 | 0 | 0 | 0 | 0 | 0 | 0.004064 | 0.008012
1996 | 20.8333 | 0 | 0 | 0 | 0 | 0 | 0 | 0.004064 | 0
1996 | 20.8438 | 0 | 0 | 0 | 0 | 0 | 0 | 0 | 0.004006
1996 | 20.8542 | 0 | 0 | 0 | 0 | 0 | 0 | 0 | 0.008012
1996 | 20.8646 | 0 | 0 | 0 | 0 | 0 | 0 | 0.008128 | 0.008012
1996 | 20.875 | 0 | 0 | 0 | 0 | 0 | 0 | -0.004064 | -0.004006
1996 | 20.8854 | 0 | 0 | 0 | 0 | 0 | 0 | 0.004064 | 0.012018
1996 | 20.8958 | 0 | 0 | 0 | 0 | 0 | 0 | -0.008128 | 0.008012
1996 | 20.9063 | 0 | 0 | 0 | 0 | 0 | 0 | 0.004064 | 0.008012
1996 | 20.9167 | 0 | 0 | 0 | 0 | 0 | 0 | 0.004064 | 0
1996 | 20.9271 | 0 | 0 | 0 | 0 | 0 | 0 | 0.004064 | 0.008012
1996 | 20.9375 | 0 | 0 | 0 | 0 | 0 | 0 | 0 | -0.004006
1996 | 20.9479 | 0 | 0 | 0 | 0 | 0 | 0 | 0 | 0.012018
1996 | 20.9583 | 0 | 0 | 0 | 0 | 0 | 0 | 0 | 0.008012
1996 | 20.9688 | 0 | 0 | 0 | 0 | 0 | 0 | 0 | 0.004006
1996 | 20.9792 | 0 | 0 | 0 | 0 | 0 | 0 | 0.008128 | 0.004006
1996 | 20.9896 | 0 | 0 | 0 | 0 | 0 | 0 | 0.004064 | 0.008012
1996 | 21 | 0 | 0 | 0 | 0 | 0 | 0 | 0.004064 | 0
1996 | 21.0104 | 0 | 0 | 0 | 0 | 0 | 0 | 0 | -0.004006
1996 | 21.0208 | 0 | 0 | 0 | 0 | 0 | 0 | 0 | 0.008012
1996 | 21.0313 | 0 | 0 | 0 | 0 | 0 | 0 | -0.004064 | 0.004006
1996 | 21.0417 | 0 | 0 | 0 | 0 | 0 | 0 | 0 | 0.004006
1996 | 21.0521 | 0 | 0 | 0 | 0 | 0 | 0 | -0.004064 | 0.008012
1996 | 21.0625 | 0 | 0 | 0 | 0 | 0 | 0 | 0 | 0
1996 | 21.0729 | 0 | 0 | 0 | 0 | 0 | 0 | 0.004064 | -0.004006
1996 | 21.0833 | 0 | 0 | 0 | 0 | 0 | 0 | 0.004064 | 0.004006
1996 | 21.0938 | 0 | 0 | 0 | 0 | 0 | 0 | 0 | 0.02003
1996 | 21.1042 | 0 | 0 | 0 | 0 | 0 | 0 | 0.004064 | -0.008012
1996 | 21.1146 | 0 | 0 | 0 | 0 | 0 | 0 | -0.016256 | 0.012018
1996 | 21.125 | 0 | 0 | 0 | 0 | 0 | 0 | 0.016256 | 0
1996 | 21.1354 | 0 | 0 | 0 | 0 | 0 | 0 | -0.004064 | 0.008012
1996 | 21.1458 | 0 | 0 | 0 | 0 | 0 | 0 | 0.012192 | 0
1996 | 21.1563 | 0 | 0 | 0 | 0 | 0 | 0 | -0.008128 | 0
1996 | 21.1667 | 0 | 0 | 0 | 0 | 0 | 0 | 0 | 0.004006
1996 | 21.1771 | 0 | 0 | 0 | 0 | 0 | 0 | 0.008128 | 0
1996 | 21.1875 | 0 | 0 | 0 | 0 | 0 | 0 | 0 | 0.004006
1996 | 21.1979 | 0 | 0 | 0 | 0 | 0 | 0 | -0.004064 | 0
1996 | 21.2083 | 0 | 0 | 0 | 0 | 0 | 0 | 0.004064 | 0
1996 | 21.2188 | 0 | 0 | 0 | 0 | 0 | 0 | 0 | 0.004006
1996 | 21.2292 | 0 | 0 | 0 | 0 | 0 | 0 | -0.004064 | 0
1996 | 21.2396 | 0 | 0 | 0 | 0 | 0 | 0 | 0.004064 | 0.008012
1996 | 21.25 | 0 | 0 | 0 | 0 | 0 | 0 | 0 | 0
1996 | 21.2604 | 0 | 0 | 0 | 0 | 0 | 0 | 0 | 0
1996 | 21.2708 | 0 | 0 | 0 | 0 | 0 | 0 | -0.008128 | 0.008012
1996 | 21.2813 | 0 | 0 | 0 | 0 | 0 | 0 | -0.012192 | 0.004006
1996 | 21.2917 | 0 | 0 | 0 | 0 | 0 | 0 | -0.008128 | -0.004006
1996 | 21.3021 | 0 | 0 | 0 | 0 | 0 | 0 | 0.012192 | 0.008012
1996 | 21.3125 | 0 | 0 | 0 | 0 | 0 | 0 | 0.004064 | 0.012018
1996 | 21.3229 | 0 | 0 | 0 | 0 | 0 | 0 | -0.004064 | -0.008012
1996 | 21.3333 | 0 | 0 | 0 | 0 | 0 | 0 | 0.016256 | -0.004006
1996 | 21.3438 | 0 | 0 | 0 | 0 | 0 | 0 | 0 | 0
1996 | 21.3542 | 0 | 0 | 0 | 0 | 0 | 0 | 0 | 0.004006
1996 | 21.3646 | 0 | 0 | 0 | 0 | 0 | 0 | -0.016256 | 0.008012
1996 | 21.375 | 0 | 0 | 0 | 0 | 0 | 0 | -0.012192 | -0.012018
1996 | 21.3854 | 0 | 0 | 0 | 0 | 0 | 0 | 0.02032 | 0.016024
1996 | 21.3958 | 0 | 0 | 0 | 0 | 0 | 0 | 0.008128 | -0.004006
1996 | 21.4063 | 0.024384 | 0 | 0 | 0 | 0 | 0 | 0 | 0.016024
1996 | 21.4167 | 0 | 0 | 0 | 0 | 0 | 0 | -0.004064 | -0.004006
1996 | 21.4271 | 0 | 0 | 0 | 0 | 0 | 0 | 0.012192 | -0.004006
1996 | 21.4375 | 0 | 0 | 0 | 0 | 0 | 0 | -0.036576 | -0.024036
1996 | 21.4479 | 0 | 0.032048 | 0 | 0 | 0 | 0 | 0.032512 | 0.004006
1996 | 21.4583 | 0.04064 | 0 | 0 | 0 | 0 | 0 | -0.036576 | -0.044066
1996 | 21.4688 | 0 | 0 | 0 | 0 | 0 | 0 | 0.016256 | 0
1996 | 21.4792 | 0.056896 | 0.024036 | 0 | 0 | 0 | 0 | -0.008128 | -0.04006
1996 | 21.4896 | 0.024384 | 0 | 0 | 0 | 0 | 0 | -0.008128 | -0.004006
1996 | 21.5 | 0 | 0 | 0 | 0 | 0 | 0 | 0.02032 | 0.024036
1996 | 21.5104 | 0 | 0 | 0 | 0 | 0 | 0 | 0 | 0.024036
1996 | 21.5208 | 0 | 0 | 0 | 0 | 0 | 0 | 0.085344 | -0.008012
1996 | 21.5313 | 0 | 0 | 0 | 0 | 0 | 0 | 0.024384 | 0.02003
1996 | 21.5417 | 0.04064 | 0 | 0 | 0 | 0 | 0 | -0.052832 | 0
1996 | 21.5521 | 0 | 0 | 0 | 0 | 0 | 0 | 0.04064 | -0.044066
1996 | 21.5625 | 0 | 0 | 0 | 0 | 0 | 0 | 0.012192 | 0.056084
1996 | 21.5729 | 0 | 0 | 0 | 0 | 0 | 0 | -0.012192 | 0.032048
1996 | 21.5833 | 0 | 0 | 0 | 0 | 0 | 0 | 0.08128 | 0.068102
1996 | 21.5938 | 0 | 0 | 0 | 0 | 0 | 0 | 0 | -0.008012
1996 | 21.6042 | 0 | 0 | 0 | 0 | 0 | 0 | 0.04064 | 0.056084
1996 | 21.6146 | 0 | 0 | 0 | 0 | 0 | 0 | 0.056896 | 0.04006
1996 | 21.625 | 0 | 0 | 0 | 0 | 0 | 0 | 0.069088 | 0.08012
1996 | 21.6354 | 0 | 0 | 0 | 0 | 0 | 0 | 0 | 0.016024
1996 | 21.6458 | 0 | 0 | 0 | 0 | 0 | 0 | 0.008128 | 0.048072
1996 | 21.6563 | 0 | 0 | 0 | 0 | 0 | 0 | 0.044704 | 0.036054
1996 | 21.6667 | 0 | 0 | 0 | 0 | 0 | 0 | 0.085344 | 0.068102
1996 | 21.6771 | 0 | 0 | 0 | 0 | 0 | 0 | 0 | 0.012018
1996 | 21.6875 | 0 | 0 | 0 | 0 | 0 | 0 | 0.044704 | 0.04006
1996 | 21.6979 | 0 | 0 | 0 | 0 | 0 | 0 | 0.13005 | 0.012018
1996 | 21.7083 | 0 | 0 | 0 | 0 | 0 | 0 | 0.02032 | 0.076114
1996 | 21.7188 | 0 | 0 | 0 | 0 | 0 | 0 | 0.024384 | -0.012018
1996 | 21.7292 | 0 | 0 | 0 | 0 | 0 | 0 | 0.1016 | 0.052078
1996 | 21.7396 | 0 | 0 | 0 | 0 | 0 | 0 | 0.016256 | 0.048072
1996 | 21.75 | 0 | 0 | 0 | 0 | 0 | 0 | 0.08128 | 0.028042
1996 | 21.7604 | 0 | 0 | 0 | 0 | 0 | 0 | 0.024384 | 0.02003
1996 | 21.7708 | 0 | 0 | 0 | 0 | 0 | 0 | 0.016256 | 0.028042
1996 | 21.7813 | 0 | 0 | 0 | 0 | 0 | 0 | -0.016256 | 0.016024
1996 | 21.7917 | 0 | 0 | 0 | 0 | 0 | 0 | 0.008128 | 0.02003
1996 | 21.8021 | 0 | 0 | 0 | 0 | 0 | 0 | 0.044704 | 0.02003
1996 | 21.8125 | 0 | 0 | 0 | 0 | 0 | 0 | 0.016256 | 0.008012
1996 | 21.8229 | 0 | 0 | 0 | 0 | 0 | 0 | -0.008128 | 0.008012
1996 | 21.8333 | 0 | 0 | 0 | 0 | 0 | 0 | 0.008128 | 0.02003
1996 | 21.8438 | 0 | 0 | 0 | 0 | 0 | 0 | -0.008128 | 0.016024
1996 | 21.8542 | 0 | 0 | 0 | 0 | 0 | 0 | 0.024384 | 0.004006
1996 | 21.8646 | 0.024384 | 0 | 0 | 0 | 0 | 0 | 0.02032 | 0.004006
1996 | 21.875 | 0 | 0 | 0 | 0 | 0 | 0 | 0.056896 | 0.028042
1996 | 21.8854 | 0.048768 | 0 | 0 | 0 | 0 | 0 | 0.008128 | 0
1996 | 21.8958 | 0 | 0 | 0 | 0 | 0 | 0 | 0.012192 | 0.008012
1996 | 21.9063 | 0 | 0 | 0 | 0 | 0 | 0 | 0 | 0.012018
1996 | 21.9167 | 0 | 0 | 0 | 0 | 0 | 0 | 0.04064 | 0.012018
1996 | 21.9271 | 0.024384 | 0 | 0 | 0 | 0 | 0 | -0.004064 | 0.008012
1996 | 21.9375 | 0 | 0 | 0 | 0 | 0 | 0 | 0.024384 | 0.004006
1996 | 21.9479 | 0 | 0 | 0 | 0 | 0 | 0 | 0.04064 | 0.016024
1996 | 21.9583 | 0 | 0 | 0 | 0 | 0 | 0 | 0.012192 | 0.012018
1996 | 21.9688 | 0.032512 | 0 | 0 | 0 | 0 | 0 | 0.004064 | 0.016024
1996 | 21.9792 | 0 | 0 | 0 | 0 | 0 | 0 | -0.012192 | -0.008012
1996 | 21.9896 | 0 | 0 | 0 | 0 | 0 | 0 | 0.008128 | 0.016024
1996 | 22 | 0 | 0 | 0 | 0 | 0 | 0 | 0.028448 | 0
1996 | 22.0104 | 0 | 0 | 0 | 0 | 0 | 0 | 0.004064 | 0.016024
1996 | 22.0208 | 0 | 0 | 0 | 0 | 0 | 0 | -0.012192 | 0.012018
1996 | 22.0313 | 0 | 0 | 0 | 0 | 0 | 0 | 0.016256 | 0.008012
1996 | 22.0417 | 0 | 0 | 0 | 0 | 0 | 0 | 0.04064 | 0.008012
1996 | 22.0521 | 0 | 0 | 0 | 0 | 0 | 0 | -0.012192 | 0.008012
1996 | 22.0625 | 0 | 0 | 0 | 0 | 0 | 0 | 0.008128 | 0
1996 | 22.0729 | 0 | 0 | 0 | 0 | 0 | 0 | 0.028448 | 0.008012
1996 | 22.0833 | 0 | 0 | 0 | 0 | 0 | 0 | 0 | -0.004006
1996 | 22.0938 | 0 | 0 | 0 | 0 | 0 | 0 | 0.004064 | 0.012018
1996 | 22.1042 | 0.056896 | 0 | 0 | 0 | 0 | 0 | -0.008128 | 0.008012
1996 | 22.1146 | 0 | 0 | 0 | 0 | 0 | 0 | 0.004064 | -0.004006
1996 | 22.125 | 0 | 0 | 0 | 0 | 0 | 0 | 0.024384 | 0.008012
1996 | 22.1354 | 0 | 0 | 0 | 0 | 0 | 0 | 0 | 0.012018
1996 | 22.1458 | 0 | 0 | 0 | 0 | 0 | 0 | 0.004064 | -0.008012
1996 | 22.1563 | 0 | 0 | 0 | 0 | 0 | 0 | 0.052832 | 0.02003
1996 | 22.1667 | 0 | 0 | 0 | 0 | 0 | 0 | 0.036576 | 0.004006
1996 | 22.1771 | 0 | 0 | 0 | 0 | 0 | 0 | 0.004064 | 0.008012
1996 | 22.1875 | 0 | 0 | 0 | 0 | 0 | 0 | -0.008128 | 0.008012
1996 | 22.1979 | 0 | 0 | 0 | 0 | 0 | 0 | 0.012192 | 0
1996 | 22.2083 | 0 | 0 | 0 | 0 | 0 | 0 | 0.024384 | 0.012018
1996 | 22.2188 | 0 | 0 | 0 | 0 | 0 | 0 | -0.012192 | 0.004006
1996 | 22.2292 | 0 | 0 | 0 | 0 | 0 | 0 | 0.012192 | 0.008012
1996 | 22.2396 | 0 | 0 | 0 | 0 | 0 | 0 | -0.016256 | 0.004006
1996 | 22.25 | 0 | 0 | 0 | 0 | 0 | 0 | 0.012192 | 0.004006
1996 | 22.2604 | 0 | 0 | 0 | 0 | 0 | 0 | 0.024384 | -0.004006
1996 | 22.2708 | 0 | 0 | 0 | 0 | 0 | 0 | 0 | 0.012018
1996 | 22.2813 | 0 | 0 | 0 | 0 | 0 | 0 | 0.004064 | 0.008012
1996 | 22.2917 | 0 | 0 | 0 | 0 | 0 | 0 | 0.004064 | 0.008012
1996 | 22.3021 | 0 | 0 | 0 | 0 | 0 | 0 | 0.032512 | 0
1996 | 22.3125 | 0 | 0 | 0 | 0 | 0 | 0 | -0.004064 | 0.016024
1996 | 22.3229 | 0 | 0 | 0 | 0 | 0 | 0 | 0.004064 | -0.004006
1996 | 22.3333 | 0 | 0 | 0 | 0 | 0 | 0 | 0.024384 | 0
1996 | 22.3438 | 0 | 0 | 0 | 0 | 0 | 0 | -0.016256 | 0.012018
1996 | 22.3542 | 0 | 0 | 0 | 0 | 0 | 0 | -0.004064 | 0
1996 | 22.3646 | 0 | 0 | 0 | 0 | 0 | 0 | 0.008128 | 0.004006
1996 | 22.375 | 0 | 0 | 0 | 0 | 0 | 0 | -0.004064 | 0
1996 | 22.3854 | 0.024384 | 0 | 0 | 0 | 0 | 0 | 0.02032 | -0.004006
1996 | 22.3958 | 0 | 0 | 0 | 0 | 0 | 0 | -0.016256 | -0.004006
1996 | 22.4063 | 0 | 0 | 0 | 0 | 0 | 0 | -0.004064 | -0.008012
1996 | 22.4167 | 0 | 0 | 0 | 0 | 0 | 0 | 0.004064 | 0.012018
1996 | 22.4271 | 0 | 0 | 0 | 0 | 0 | 0 | -0.008128 | -0.004006
1996 | 22.4375 | 0 | 0 | 0 | 0 | 0 | 0 | 0.016256 | 0.004006
1996 | 22.4479 | 0 | 0 | 0 | 0 | 0 | 0 | -0.008128 | -0.008012
1996 | 22.4583 | 0.04064 | 0 | 0 | 0 | 0 | 0 | -0.024384 | 1.4211e-14
1996 | 22.4688 | 0 | 0 | 0 | 0 | 0 | 0 | -0.032512 | 0.004006
1996 | 22.4792 | 0 | 0 | 0 | 0 | 0 | 0 | 0.073152 | 0.008012
1996 | 22.4896 | 0.024384 | 0 | 0 | 0 | 0 | 0 | 0.024384 | -0.036054
1996 | 22.5 | 0 | 0 | 0 | 0 | 0 | 0 | 0.069088 | 0.02003
1996 | 22.5104 | 0 | 0 | 0 | 0 | 0 | 0 | -0.02032 | -0.004006
1996 | 22.5208 | 0 | 0 | 0 | 0 | 0 | 0 | 0.052832 | 0.016024
1996 | 22.5313 | 0 | 0 | 0 | 0 | 0 | 0 | 0.065024 | 0.06009
1996 | 22.5417 | 0 | 0 | 0 | 0 | 0 | 0 | 0.056896 | 0.02003
1996 | 22.5521 | 0 | 0 | 0 | 0 | 0 | 0 | -0.02032 | 0.012018
1996 | 22.5625 | 0 | 0 | 0 | 0 | 0 | 0 | -0.012192 | 0.028042
1996 | 22.5729 | 0 | 0.032048 | 0 | 0 | 0 | 0 | 0.036576 | -0.008012
1996 | 22.5833 | 0.065024 | 0 | 0 | 0 | 0 | 0 | 0 | -0.032048
1996 | 22.5938 | 0 | 0 | 0 | 0 | 0 | 0 | 0.028448 | 0.10416
1996 | 22.6042 | 0 | 0 | 0 | 0 | 0 | 0 | 0.12598 | 0.056084
1996 | 22.6146 | 0 | 0 | 0 | 0 | 0 | 0 | 0.10973 | 0.052078
1996 | 22.625 | 0 | 0 | 0 | 0 | 0 | 0 | 0.028448 | 0.032048
1996 | 22.6354 | 0 | 0 | 0 | 0 | 0 | 0 | 0.052832 | 0.04006
1996 | 22.6458 | 0 | 0 | 0 | 0 | 0 | 0 | 0.069088 | 0.036054
1996 | 22.6563 | 0.056896 | 0 | 0 | 0 | 0 | 0 | 0.077216 | 0.056084
1996 | 22.6667 | 0 | 0 | 0 | 0 | 0 | 0 | 0.065024 | 0.032048
1996 | 22.6771 | 0 | 0 | 0 | 0 | 0 | 0 | -0.1463 | 0.012018
1996 | 22.6875 | 0 | 0 | 0 | 0 | 0 | 0 | 0.19101 | 0.016024
1996 | 22.6979 | 0 | 0 | 0 | 0 | 0 | 0 | 0.093472 | 0.064096
1996 | 22.7083 | 0 | 0 | 0 | 0 | 0 | 0 | 0.036576 | 0.032048
1996 | 22.7188 | 0 | 0 | 0 | 0 | 0 | 0 | 0.044704 | 0.036054
1996 | 22.7292 | 0 | 0 | 0 | 0 | 0 | 0 | 0.044704 | 0.064096
1996 | 22.7396 | 0 | 0 | 0 | 0 | 0 | 0 | 0.052832 | 0.052078
1996 | 22.75 | 0 | 0 | 0 | 0 | 0 | 0 | 0.056896 | 0.04006
1996 | 22.7604 | 0 | 0 | 0 | 0 | 0 | 0 | 0.016256 | 0.032048
1996 | 22.7708 | 0 | 0 | 0 | 0 | 0 | 0 | 0.012192 | 0.024036
1996 | 22.7813 | 0 | 0 | 0 | 0 | 0 | 0 | 0.024384 | 0.008012
1996 | 22.7917 | 0 | 0 | 0 | 0 | 0 | 0 | 0 | 0.016024
1996 | 22.8021 | 0 | 0 | 0 | 0 | 0 | 0 | 0.004064 | 0.016024
1996 | 22.8125 | 0 | 0 | 0 | 0 | 0 | 0 | 0.004064 | 0.008012
1996 | 22.8229 | 0 | 0 | 0 | 0 | 0 | 0 | 0.004064 | 0.012018
1996 | 22.8333 | 0 | 0 | 0 | 0 | 0 | 0 | -0.004064 | 0
1996 | 22.8438 | 0 | 0 | 0 | 0 | 0 | 0 | 0.024384 | 0.02003
1996 | 22.8542 | 0 | 0 | 0 | 0 | 0 | 0 | 0.004064 | 0.012018
1996 | 22.8646 | 0 | 0 | 0 | 0 | 0 | 0 | 0.004064 | 0.008012
1996 | 22.875 | 0 | 0 | 0 | 0 | 0 | 0 | 0 | 0.004006
1996 | 22.8854 | 0.04064 | 0 | 0 | 0.072108 | 0 | 0 | 0.008128 | 0.004006
1996 | 22.8958 | 0.024384 | 0 | 0 | 0.28042 | 0 | 0 | -0.008128 | 0
1996 | 22.9063 | 0 | 0 | 0 | -0.10416 | 0 | 0 | 0.016256 | 0.048072
1996 | 22.9167 | 0 | 0 | 0 | 0 | 0 | 0 | 0.024384 | 0.004006
1996 | 22.9271 | 0 | 0 | 0 | 0 | 0 | 0 | 0.044704 | 0.028042
1996 | 22.9375 | 0 | 0 | 0 | 0 | 0 | 0 | 0.012192 | 0.04006
1996 | 22.9479 | 0 | 0.056084 | 0 | 0 | 0 | 0 | -0.028448 | -0.008012
1996 | 22.9583 | 0 | 0 | 0 | 0 | 0 | 0 | -0.012192 | 0.056084
1996 | 22.9688 | 0 | 0 | 0 | 0 | 0 | 0 | 0.044704 | 0.016024
1996 | 22.9792 | 0 | 0 | 0 | 0 | 0 | 0 | 0.008128 | 0.056084
1996 | 22.9896 | 0 | 0.024036 | 0 | 0 | 0 | 0 | -0.008128 | -0.008012
1996 | 23 | 0 | 0 | 0 | 0 | 0 | 0 | 0.028448 | 0.012018
1996 | 23.0104 | 0.032512 | 0 | 0 | 0 | 0 | 0 | 0.008128 | -0.008012
1996 | 23.0208 | 0 | 0 | 0 | 0 | 0 | 0 | -0.036576 | -0.024036
1996 | 23.0313 | 0 | 0 | 0 | 0 | 0 | 0 | 0.024384 | -0.02003
1996 | 23.0417 | 0 | 0 | 0 | 0 | 0 | 0 | 0.008128 | 0.04006
1996 | 23.0521 | 0.04064 | 0.032048 | 0 | 0 | 0 | 0 | 0.012192 | -0.016024
1996 | 23.0625 | 0 | 0.024036 | 0 | 0 | 0 | 0 | -0.024384 | 0
1996 | 23.0729 | 0 | 0 | 0 | 0 | 0 | 0 | 0.048768 | 0.072108
1996 | 23.0833 | 0 | 0 | 0 | 0 | 0 | 0 | 0.008128 | 0.048072
1996 | 23.0938 | 0 | 0 | 0 | 0 | 0 | 0 | -0.024384 | 0.024036
1996 | 23.1042 | 0 | 0 | 0 | 0 | 0 | 0 | 0.024384 | 0.016024
1996 | 23.1146 | 0 | 0 | 0 | 0 | 0 | 0 | -0.008128 | 0.012018
1996 | 23.125 | 0 | 0 | 0 | 0 | 0 | 0 | 0.008128 | 0.048072
1996 | 23.1354 | 0 | 0 | 0 | 0 | 0 | 0 | 0.008128 | -0.008012
1996 | 23.1458 | 0 | 0 | 0 | 0 | 0 | 0 | 0.012192 | 0.044066
1996 | 23.1563 | 0 | 0 | 0 | 0 | 0 | 0 | 0.044704 | 0.016024
1996 | 23.1667 | 0.04064 | 0 | 0 | 0 | 0 | 0 | 0.012192 | 0.036054
1996 | 23.1771 | 0 | 0 | 0 | 0 | 0 | 0 | -0.004064 | -0.008012
1996 | 23.1875 | 0 | 0 | 0 | 0 | 0 | 0 | -0.004064 | -0.004006
1996 | 23.1979 | 0 | 0 | 0 | 0 | 0 | 0 | 0.008128 | 0.024036
1996 | 23.2083 | 0 | 0 | 0 | 0 | 0 | 0 | -0.008128 | -0.028042
1996 | 23.2188 | 0 | 0.024036 | 0 | 0 | 0 | 0 | -0.008128 | -0.004006
1996 | 23.2292 | 0 | 0 | 0 | 0 | 0 | 0 | 0.02032 | 0.064096
1996 | 23.2396 | 0 | 0 | 0 | 0 | 0 | 0 | 0 | 0.008012
1996 | 23.25 | 0 | 0 | 0 | 0 | 0 | 0 | -0.008128 | -0.024036
1996 | 23.2604 | 0 | 0 | 0 | 0 | 0 | 0 | 0.004064 | 0.008012
1996 | 23.2708 | 0 | 0 | 0 | 0 | 0 | 0 | -0.004064 | 0
1996 | 23.2813 | 0 | 0 | 0 | 0 | 0 | 0 | 0.008128 | 0.016024
1996 | 23.2917 | 0 | 0 | 0 | 0 | 0 | 0 | 0.004064 | 0.008012
1996 | 23.3021 | 0 | 0 | 0 | 0 | 0 | 0 | -0.008128 | -0.02003
1996 | 23.3125 | 0 | 0 | 0 | 0 | 0 | 0 | -0.008128 | -0.02003
1996 | 23.3229 | 0 | 0 | 0 | 0 | 0 | 0 | 0.004064 | 0.02003
1996 | 23.3333 | 0 | 0 | 0 | 0 | 0 | 0 | -0.004064 | -0.004006
1996 | 23.3438 | 0 | 0 | 0 | 0 | 0 | 0 | 0.004064 | 0.016024
1996 | 23.3542 | 0 | 0.032048 | 0 | 0 | 0 | 0 | -0.008128 | -0.008012
1996 | 23.3646 | 0 | 0.056084 | 0 | 0 | 0 | 0 | -0.004064 | -0.008012
1996 | 23.375 | 0 | 0 | 0 | 0 | 0 | 0 | 0.008128 | -0.016024
1996 | 23.3854 | 0 | 0.032048 | 0 | 0 | 0 | 0 | -0.008128 | 0.004006
1996 | 23.3958 | 0 | 0.04006 | 0 | 0 | 0 | 0 | 0.008128 | -0.012018
1996 | 23.4063 | 0 | 0 | 0 | 0 | 0 | 0 | 0.004064 | 0.012018
1996 | 23.4167 | 0 | 0 | 0 | 0 | 0 | 0 | 0.012192 | 0
1996 | 23.4271 | 0 | 0 | 0 | 0 | 0 | 0 | 0.02032 | -0.008012
1996 | 23.4375 | 0 | 0 | 0 | 0 | 0 | 0 | 0 | 0.036054
1996 | 23.4479 | 0 | 0.032048 | 0 | 0 | 0 | 0 | -0.012192 | -0.036054
1996 | 23.4583 | 0 | 0 | 0 | 0 | 0 | 0 | 0 | -0.004006
1996 | 23.4688 | 0 | 0 | 0 | 0 | 0 | 0 | 0.008128 | -0.008012
1996 | 23.4792 | 0 | 0 | 0 | 0 | 0 | 0 | -0.004064 | 0.016024
1996 | 23.4896 | 0 | 0.024036 | 0 | 0 | 0 | 0 | 0.004064 | 0.012018
1996 | 23.5 | 0 | 0 | 0 | 0 | 0 | 0 | 0.024384 | 0.028042
1996 | 23.5104 | 0 | 0 | 0 | 0 | 0 | 0 | -0.004064 | 0.008012
1996 | 23.5208 | 0 | 0 | 0 | 0 | 0 | 0 | 0 | -0.024036
1996 | 23.5313 | 0 | 0 | 0 | 0 | 0 | 0 | 0.02032 | 0.056084
1996 | 23.5417 | 0 | 0 | 0 | 0 | 0 | 0 | 0 | -0.004006
1996 | 23.5521 | 0 | 0 | 0 | 0 | 0 | 0 | 0.016256 | 0
1996 | 23.5625 | 0 | 0 | 0 | 0 | 0 | 0 | 0.02032 | 0.028042
1996 | 23.5729 | 0 | 0 | 0 | 0 | 0 | 0 | 0.028448 | 0.06009
1996 | 23.5833 | 0 | 0.048072 | 0 | 0 | 0 | 0 | 0.012192 | 0.024036
1996 | 23.5938 | 0 | 0.04006 | 0 | 0 | 0 | 0 | 0.004064 | 0.004006
1996 | 23.6042 | 0 | 0 | 0 | 0 | 0 | 0 | 0.012192 | 0.048072
1996 | 23.6146 | 0 | 0 | 0 | 0 | 0 | 0 | 0.016256 | 0
1996 | 23.625 | 0 | 0.024036 | 0 | 0 | 0 | 0 | 0.016256 | -0.012018
1996 | 23.6354 | 0 | 0 | 0 | 0 | 0 | 0 | 0.016256 | 0.032048
1996 | 23.6458 | 0 | 0 | 0 | 0 | 0 | 0 | 0.032512 | 0.032048
1996 | 23.6563 | 0 | 0 | 0 | 0 | 0 | 0 | 0 | -0.024036
1996 | 23.6667 | 0 | 0 | 0 | 0 | 0 | 0 | 0.032512 | 0.056084
1996 | 23.6771 | 0 | 0 | 0 | 0 | 0 | 0 | 0.028448 | 0.056084
1996 | 23.6875 | 0 | 0 | 0 | 0 | 0 | 0 | 0.032512 | 0.076114
1996 | 23.6979 | 0 | 0 | 0 | 0 | 0 | 0 | 0 | 0.012018
1996 | 23.7083 | 0 | 0 | 0 | 0 | 0 | 0 | 0.004064 | -0.008012
1996 | 23.7188 | 0 | 0 | 0 | 0 | 0 | 0 | 0.012192 | 0.028042
1996 | 23.7292 | 0 | 0 | 0 | 0 | 0 | 0 | 0.024384 | 0.048072
1996 | 23.7396 | 0 | 0 | 0 | 0 | 0 | 0 | 0.02032 | 0.032048
1996 | 23.75 | 0 | 0 | 0 | 0 | 0 | 0 | -0.004064 | 0.02003
1996 | 23.7604 | 0 | 0 | 0 | 0 | 0 | 0 | 0 | 0.008012
1996 | 23.7708 | 0 | 0 | 0 | 0 | 0 | 0 | 0.004064 | 0.012018
1996 | 23.7813 | 0 | 0 | 0 | 0 | 0 | 0 | 0.008128 | 0.012018
1996 | 23.7917 | 0 | 0 | 0 | 0 | 0 | 0 | -0.008128 | 0.004006
1996 | 23.8021 | 0 | 0 | 0 | 0 | 0 | 0 | 0.008128 | 0.008012
1996 | 23.8125 | 0 | 0 | 0 | 0 | 0 | 0 | 0.004064 | 0
1996 | 23.8229 | 0 | 0 | 0 | 0 | 0 | 0 | 0 | 0.008012
1996 | 23.8333 | 0 | 0 | 0 | 0 | 0 | 0 | -0.004064 | 0
1996 | 23.8438 | 0 | 0 | 0 | 0 | 0 | 0 | -0.004064 | 0.008012
1996 | 23.8542 | 0 | 0 | 0 | 0 | 0 | 0 | 0.012192 | 0.004006
1996 | 23.8646 | 0 | 0 | 0 | 0 | 0 | 0 | 0 | 0.004006
1996 | 23.875 | 0 | 0 | 0 | 0 | 0 | 0 | 0.008128 | 0.008012
1996 | 23.8854 | 0 | 0 | 0 | 0 | 0 | 0 | 0.004064 | -0.004006
1996 | 23.8958 | 0 | 0 | 0 | 0 | 0 | 0 | 0 | 0.012018
1996 | 23.9063 | 0 | 0 | 0 | 0 | 0 | 0 | -0.012192 | 0.004006
1996 | 23.9167 | 0 | 0 | 0 | 0 | 0 | 0 | -0.016256 | 0.012018
1996 | 23.9271 | 0 | 0 | 0 | 0 | 0 | 0 | 0.02032 | 0.012018
1996 | 23.9375 | 0 | 0 | 0 | 0 | 0 | 0 | -0.02032 | 0.004006
1996 | 23.9479 | 0 | 0 | 0 | 0 | 0 | 0 | 0.024384 | -0.004006
1996 | 23.9583 | 0 | 0 | 0 | 0 | 0 | 0 | 0 | 0.004006
1996 | 23.9688 | 0 | 0 | 0 | 0 | 0 | 0 | -0.012192 | 0.008012
1996 | 23.9792 | 0 | 0 | 0 | 0 | 0 | 0 | 0.016256 | 1.4211e-14
1996 | 23.9896 | 0 | 0 | 0 | 0 | 0 | 0 | 0.008128 | -1.4211e-14
1996 | 24 | 0 | 0 | 0 | 0 | 0 | 0 | 0 | 1.4211e-14
1996 | 24.0104 | 0 | 0 | 0 | 0 | 0 | 0 | 0 | 0.008012
1996 | 24.0208 | 0 | 0 | 0 | 0 | 0 | 0 | -0.004064 | -0.004006
1996 | 24.0313 | 0 | 0 | 0 | 0 | 0 | 0 | 0.004064 | 0.004006
1996 | 24.0417 | 0 | 0 | 0 | 0 | 0 | 0 | 0 | 1.4211e-14
1996 | 24.0521 | 0 | 0 | 0 | 0 | 0 | 0 | -0.012192 | -0.028042
1996 | 24.0625 | 0 | 0 | 0 | 0 | 0 | 0 | -0.004064 | 0.02003
1996 | 24.0729 | 0 | 0 | 0 | 0 | 0 | 0 | 0.028448 | 0.008012
1996 | 24.0833 | 0 | 0 | 0 | 0 | 0 | 0 | -0.016256 | 0
1996 | 24.0938 | 0 | 0 | 0 | 0 | 0 | 0 | 0.008128 | -0.004006
1996 | 24.1042 | 0 | 0 | 0 | 0 | 0 | 0 | -0.016256 | -0.004006
1996 | 24.1146 | 0 | 0 | 0 | 0 | 0 | 0 | 0.024384 | 0.02003
1996 | 24.125 | 0 | 0 | 0 | 0 | 0 | 0 | 0 | 0.008012
1996 | 24.1354 | 0 | 0 | 0 | 0 | 0 | 0 | 0 | -0.004006
1996 | 24.1458 | 0 | 0 | 0 | 0 | 0 | 0 | -0.004064 | 0.012018
1996 | 24.1563 | 0 | 0 | 0 | 0 | 0 | 0 | 0.016256 | -0.004006
1996 | 24.1667 | 0 | 0 | 0 | 0 | 0 | 0 | 0 | 0
1996 | 24.1771 | 0 | 0 | 0 | 0 | 0 | 0 | 0.004064 | -0.004006
1996 | 24.1875 | 0 | 0 | 0 | 0 | 0 | 0 | 0.008128 | 0.032048
1996 | 24.1979 | 0 | 0 | 0 | 0 | 0 | 0 | 0 | 0.012018
1996 | 24.2083 | 0 | 0 | 0 | 0 | 0 | 0 | 0.004064 | 0.004006
1996 | 24.2188 | 0 | 0 | 0 | 0 | 0 | 0 | 0.02032 | 0.004006
1996 | 24.2292 | 0 | 0 | 0 | 0 | 0 | 0 | 0.008128 | -0.004006
1996 | 24.2396 | 0 | 0 | 0 | 0 | 0 | 0 | -0.008128 | 0.02003
1996 | 24.25 | 0 | 0 | 0 | 0 | 0 | 0 | 0.012192 | 0.004006
1996 | 24.2604 | 0 | 0 | 0 | 0 | 0 | 0 | -0.012192 | -0.04006
1996 | 24.2708 | 0 | 0 | 0 | 0 | 0 | 0 | 0 | 0.004006
1996 | 24.2813 | 0 | 0 | 0 | 0 | 0 | 0 | 0.004064 | 0.004006
1996 | 24.2917 | 0 | 0 | 0 | 0 | 0 | 0 | 0.004064 | 0.004006
1996 | 24.3021 | 0 | 0 | 0 | 0 | 0 | 0 | 0.012192 | -0.004006
1996 | 24.3125 | 0 | 0 | 0 | 0 | 0 | 0 | 0 | 0.04006
1996 | 24.3229 | 0 | 0 | 0 | 0 | 0 | 0 | 0.004064 | 0
1996 | 24.3333 | 0 | 0 | 0 | 0 | 0 | 0 | -1.4211e-14 | 0
1996 | 24.3438 | 0 | 0 | 0 | 0 | 0 | 0 | 0.008128 | -0.008012
1996 | 24.3542 | 0 | 0 | 0 | 0 | 0 | 0 | -0.016256 | -0.004006
1996 | 24.3646 | 0 | 0 | 0 | 0 | 0 | 0 | 0.004064 | -0.004006
1996 | 24.375 | 0 | 0 | 0 | 0 | 0 | 0 | -0.016256 | -0.024036
1996 | 24.3854 | 0 | 0 | 0 | 0 | 0 | 0 | -0.02032 | -0.028042
1996 | 24.3958 | 0 | 0 | 0 | 0 | 0 | 0 | 0.02032 | -0.004006
1996 | 24.4063 | 0 | 0 | 0 | 0 | 0 | 0 | -0.008128 | -0.028042
1996 | 24.4167 | 0 | 0 | 0 | 0 | 0 | 0 | 0.004064 | -0.016024
1996 | 24.4271 | 0 | 0 | 0 | 0 | 0 | 0 | 0.004064 | 0
1996 | 24.4375 | 0 | 0.032048 | 0 | 0 | 0 | 0 | 0.016256 | -0.016024
1996 | 24.4479 | 0 | 0 | 0 | 0 | 0 | 0 | 0.02032 | -0.008012
1996 | 24.4583 | 0 | 0 | 0 | 0 | 0 | 0 | -0.004064 | -0.024036
1996 | 24.4688 | 0 | 0 | 0 | 0 | 0 | 0 | 0.008128 | 0.016024
1996 | 24.4792 | 0 | 0 | 0 | 0 | 0 | 0 | 0.024384 | 0
1996 | 24.4896 | 0 | 0 | 0 | 0 | 0 | 0 | 0.024384 | 0.016024
1996 | 24.5 | 0 | 0 | 0 | 0 | 0 | 0 | 0.004064 | 0.008012
1996 | 24.5104 | 0 | 0 | 0 | 0 | 0 | 0 | 0.016256 | 0.008012
1996 | 24.5208 | 0 | 0 | 0 | 0 | 0 | 0 | 0.024384 | 0.008012
1996 | 24.5313 | 0 | 0 | 0 | 0 | 0 | 0 | 0.016256 | 0.024036
1996 | 24.5417 | 0 | 0 | 0 | 0 | 0 | 0 | 0.028448 | 0.032048
1996 | 24.5521 | 0 | 0 | 0 | 0 | 0 | 0 | -0.016256 | 0.036054
1996 | 24.5625 | 0 | 0 | 0 | 0 | 0 | 0 | 0.028448 | 0.016024
1996 | 24.5729 | 0 | 0 | 0 | 0 | 0 | 0 | 0.024384 | 0.036054
1996 | 24.5833 | 0.04064 | 0 | 0 | 0 | 0 | 0 | 0.048768 | 0.02003
1996 | 24.5938 | 0 | 0 | 0 | 0 | 0 | 0 | -0.016256 | 0.012018
1996 | 24.6042 | 0 | 0 | 0 | 0 | 0 | 0 | -0.02032 | 0.012018
1996 | 24.6146 | 0 | 0 | 0 | 0 | 0 | 0 | 0.012192 | 0.024036
1996 | 24.625 | 0 | 0 | 0 | 0 | 0 | 0 | 0.032512 | 0.02003
1996 | 24.6354 | 0 | 0 | 0 | 0 | 0 | 0 | 0.016256 | 0.04006
1996 | 24.6458 | 0 | 0 | 0 | 0 | 0 | 0 | 0.056896 | 0.016024
1996 | 24.6563 | 0 | 0 | 0 | 0 | 0 | 0 | -0.016256 | 0.04006
1996 | 24.6667 | 0 | 0 | 0 | 0 | 0 | 0 | 0 | 0.024036
1996 | 24.6771 | 0 | 0 | 0 | 0 | 0 | 0 | 0.036576 | 0.012018
1996 | 24.6875 | 0 | 0 | 0 | 0 | 0 | 0 | 0.036576 | 0.032048
1996 | 24.6979 | 0 | 0 | 0 | 0 | 0 | 0 | 0.012192 | 0.036054
1996 | 24.7083 | 0 | 0 | 0 | 0 | 0 | 0 | 0.036576 | 0.012018
1996 | 24.7188 | 0 | 0 | 0 | 0 | 0 | 0 | 0.032512 | 0.056084
1996 | 24.7292 | 0 | 0 | 0 | 0 | 0 | 0 | -0.004064 | 0.036054
1996 | 24.7396 | 0 | 0 | 0 | 0 | 0 | 0 | 0.032512 | 0.036054
1996 | 24.75 | 0 | 0 | 0 | 0 | 0 | 0 | 0.056896 | 0.032048
1996 | 24.7604 | 0 | 0 | 0 | 0 | 0 | 0 | 0.044704 | 0.032048
1996 | 24.7708 | 0 | 0 | 0 | 0 | 0 | 0 | 0.008128 | 0.016024
1996 | 24.7813 | 0 | 0 | 0 | 0 | 0 | 0 | 0.016256 | 0.012018
1996 | 24.7917 | 0 | 0 | 0 | 0 | 0 | 0 | 0.048768 | 0.02003
1996 | 24.8021 | 0 | 0 | 0 | 0 | 0 | 0 | -0.008128 | 0.016024
1996 | 24.8125 | 0 | 0 | 0 | 0 | 0 | 0 | -0.008128 | 0.016024
1996 | 24.8229 | 0 | 0 | 0 | 0 | 0 | 0 | 0.02032 | 0.008012
1996 | 24.8333 | 0 | 0 | 0 | 0 | 0 | 0 | 0.052832 | 0.008012
1996 | 24.8438 | 0 | 0 | 0 | 0 | 0 | 0 | 0.02032 | 0.004006
1996 | 24.8542 | 0 | 0 | 0 | 0 | 0 | 0 | -0.028448 | 0.012018
1996 | 24.8646 | 0 | 0 | 0 | 0 | 0 | 0 | 0.02032 | 0.008012
1996 | 24.875 | 0 | 0 | 0 | 0 | 0 | 0 | 0.02032 | 0
1996 | 24.8854 | 0 | 0 | 0 | 0 | 0 | 0 | -0.004064 | 0.012018
1996 | 24.8958 | 0 | 0 | 0 | 0 | 0 | 0 | -0.004064 | 0.024036
1996 | 24.9063 | 0 | 0 | 0 | 0 | 0 | 0 | 0.004064 | -0.004006
1996 | 24.9167 | 0 | 0 | 0 | 0 | 0 | 0 | 0 | 0.004006
1996 | 24.9271 | 0 | 0 | 0 | 0 | 0 | 0 | 0.012192 | 0.008012
1996 | 24.9375 | 0 | 0 | 0 | 0 | 0 | 0 | 0.02032 | -0.004006
1996 | 24.9479 | 0 | 0 | 0 | 0 | 0 | 0 | -0.012192 | 0.016024
1996 | 24.9583 | 0 | 0 | 0 | 0 | 0 | 0 | 0.016256 | 0.012018
1996 | 24.9688 | 0 | 0 | 0 | 0 | 0 | 0 | 0.008128 | -0.008012
1996 | 24.9792 | 0 | 0 | 0 | 0 | 0 | 0 | -0.004064 | 0.004006
1996 | 24.9896 | 0 | 0 | 0 | 0 | 0 | 0 | -0.024384 | 0.008012
1996 | 25 | 0 | 0 | 0 | 0 | 0 | 0 | -0.008128 | -0.004006
1996 | 25.0104 | 0 | 0 | 0 | 0 | 0 | 0 | 0.016256 | 0.016024
1996 | 25.0208 | 0 | 0 | 0 | 0 | 0 | 0 | -0.004064 | -0.008012
1996 | 25.0313 | 0 | 0 | 0 | 0 | 0 | 0 | 0.008128 | 0.004006
1996 | 25.0417 | 0 | 0 | 0 | 0 | 0 | 0 | -0.012192 | 0.008012
1996 | 25.0521 | 0 | 0 | 0 | 0 | 0 | 0 | 0 | 0.004006
1996 | 25.0625 | 0 | 0 | 0 | 0 | 0 | 0 | 0.024384 | 0.004006
1996 | 25.0729 | 0.032512 | 0 | 0 | 0 | 0 | 0 | -0.02032 | 0
1996 | 25.0833 | 0 | 0 | 0 | 0 | 0 | 0 | 0.008128 | 0.008012
1996 | 25.0938 | 0 | 0 | 0 | 0 | 0 | 0 | 0.036576 | 0
1996 | 25.1042 | 0 | 0 | 0 | 0 | 0 | 0 | -0.004064 | 0
1996 | 25.1146 | 0 | 0 | 0 | 0 | 0 | 0 | 0.016256 | 0.012018
1996 | 25.125 | 0 | 0 | 0 | 0 | 0 | 0 | 0.024384 | 0
1996 | 25.1354 | 0 | 0 | 0 | 0 | 0 | 0 | -0.008128 | -0.004006
1996 | 25.1458 | 0 | 0 | 0 | 0 | 0 | 0 | -0.02032 | -0.008012
1996 | 25.1563 | 0 | 0 | 0 | 0 | 0 | 0 | -0.016256 | 0.008012
1996 | 25.1667 | 0 | 0 | 0 | 0 | 0 | 0 | 0.008128 | 0.008012
1996 | 25.1771 | 0 | 0 | 0 | 0 | 0 | 0 | 0.02032 | 0.004006
1996 | 25.1875 | 0 | 0 | 0 | 0 | 0 | 0 | -0.016256 | 0.004006
1996 | 25.1979 | 0 | 0 | 0 | 0 | 0 | 0 | -0.004064 | 0
1996 | 25.2083 | 0 | 0 | 0 | 0 | 0 | 0 | 0.008128 | -0.008012
1996 | 25.2188 | 0 | 0 | 0 | 0 | 0 | 0 | 0.024384 | 0.02003
1996 | 25.2292 | 0 | 0 | 0 | 0 | 0 | 0 | 0.012192 | 0.008012
1996 | 25.2396 | 0.032512 | 0 | 0 | 0 | 0 | 0 | -0.016256 | 0.016024
1996 | 25.25 | 0 | 0 | 0 | 0 | 0 | 0 | -0.02032 | 0.004006
1996 | 25.2604 | 0 | 0 | 0 | 0 | 0 | 0 | -0.028448 | -0.004006
1996 | 25.2708 | 0.032512 | 0 | 0 | 0 | 0 | 0 | -0.032512 | -0.012018
1996 | 25.2813 | 0 | 0 | 0 | 0 | 0 | 0 | 0.032512 | -0.008012
1996 | 25.2917 | 0.04064 | 0 | 0 | 0 | 0 | 0 | 0.008128 | 0.012018
1996 | 25.3021 | 0 | 0 | 0 | 0 | 0 | 0 | -0.048768 | -0.016024
1996 | 25.3125 | 0 | 0 | 0 | 0 | 0 | 0 | 0.024384 | 0.016024
1996 | 25.3229 | 0 | 0 | 0 | 0 | 0 | 0 | 0.04064 | 0.02003
1996 | 25.3333 | 0 | 0 | 0 | 0 | 0 | 0 | 0.016256 | -0.008012
1996 | 25.3438 | 0 | 0 | 0 | 0 | 0 | 0 | -0.036576 | 0
1996 | 25.3542 | 0 | 0 | 0 | 0 | 0 | 0 | 0.016256 | 0.008012
1996 | 25.3646 | 0.032512 | 0 | 0 | 0 | 0 | 0 | 0.008128 | -0.012018
1996 | 25.375 | 0 | 0.024036 | 0 | 0 | 0 | 0 | -0.04064 | -0.008012
1996 | 25.3854 | 0 | 0 | 0 | 0 | 0 | 0 | -0.04064 | 1.4211e-14
1996 | 25.3958 | 0 | 0.032048 | 0 | 0 | 0 | 0 | 0.032512 | -0.016024
1996 | 25.4063 | 0.08128 | 0 | 0 | 0 | 0 | 0 | -0.004064 | -0.004006
1996 | 25.4167 | 0 | 0.024036 | 0 | 0 | 0 | 0 | 0.004064 | 0
1996 | 25.4271 | 0 | 0 | 0 | 0 | 0 | 0 | 0.02032 | -0.024036
1996 | 25.4375 | 0 | 0 | 0 | 0 | 0 | 0 | -0.012192 | 0
1996 | 25.4479 | 0 | 0 | 0 | 0 | 0 | 0 | 0.032512 | -0.008012
1996 | 25.4583 | 0 | 0 | 0 | 0 | 0 | 0 | 0.008128 | -0.024036
1996 | 25.4688 | 0 | 0 | 0 | 0 | 0 | 0 | 0.085344 | -0.032048
1996 | 25.4792 | 0 | 0 | 0 | 0 | 0 | 0 | 0.044704 | 0.068102
1996 | 25.4896 | 0 | 0.04006 | 0 | 0 | 0 | 0 | -0.032512 | 0.032048
1996 | 25.5 | 0 | 0 | 0 | 0 | 0 | 0 | 0.1016 | 0
1996 | 25.5104 | 0 | 0 | 0 | 0 | 0 | 0 | -0.036576 | 0.02003
1996 | 25.5208 | 0 | 0 | 0 | 0 | 0 | 0 | 0.004064 | 0.036054
1996 | 25.5313 | 0 | 0 | 0 | 0 | 0 | 0 | 0.036576 | 0.04006
1996 | 25.5417 | 0 | 0.032048 | 0 | 0 | 0 | 0 | -0.028448 | -0.017226
1996 | 25.5521 | 0 | 0 | 0 | 0 | 0 | 0 | 0.13411 | 0.045468
1996 | 25.5625 | 0 | 0 | 0 | 0 | 0 | 0 | -0.008128 | 0.015022
1996 | 25.5729 | 0 | 0 | 0 | 0 | 0 | 0 | 0.06096 | 0.028042
1996 | 25.5833 | 0 | 0 | 0 | 0 | 0 | 0 | 0.14915 | 0.044066
1996 | 25.5938 | 0 | 0 | 0 | 0 | 0 | 0 | 0.034544 | 0.028042
1996 | 25.6042 | 0 | 0 | 0 | 0 | 0 | 0 | 0.004064 | 0.044066
1996 | 25.6146 | 0 | 0 | 0 | 0 | 0 | 0 | 0.15037 | 0.012018
1996 | 25.625 | 0 | 0 | 0 | 0 | 0 | 0 | -0.008128 | 0.06009
1996 | 25.6354 | 0 | 0 | 0 | 0 | 0 | 0 | 0.04064 | 0.028042
1996 | 25.6458 | 0.024384 | 0 | 0 | 0 | 0 | 0 | -0.052832 | 0.08012
1996 | 25.6563 | 0 | 0 | 0 | 0 | 0 | 0 | 0.016256 | 0.056084
1996 | 25.6667 | 0 | 0 | 0 | 0 | 0 | 0 | 0.089408 | 0.02003
1996 | 25.6771 | 0 | 0 | 0 | 0 | 0 | 0 | 0.056896 | 0.008012
1996 | 25.6875 | 0 | 0 | 0 | 0 | 0 | 0 | 0.1016 | 0.024036
1996 | 25.6979 | 0 | 0 | 0 | 0 | 0 | 0 | -0.012192 | 0.10416
1996 | 25.7083 | 0 | 0 | 0 | 0 | 0 | 0 | 0.1016 | 0.052078
1996 | 25.7188 | 0 | 0 | 0 | 0 | 0 | 0 | -0.024384 | 0.032048
1996 | 25.7292 | 0 | 0 | 0 | 0 | 0 | 0 | 0.11786 | 0.044066
1996 | 25.7396 | 0 | 0 | 0 | 0 | 0 | 0 | 0.004064 | 0.044066
1996 | 25.75 | 0 | 0 | 0 | 0 | 0 | 0 | -0.065024 | -0.008012
1996 | 25.7604 | 0 | 0 | 0 | 0 | 0 | 0 | 0.077216 | 0.024036
1996 | 25.7708 | 0 | 0 | 0 | 0 | 0 | 0 | 0.056896 | 0.044066
1996 | 25.7813 | 0 | 0 | 0 | 0 | 0 | 0 | 0.056896 | 0.04006
1996 | 25.7917 | 0 | 0 | 0 | 0 | 0 | 0 | 0.04064 | 0.036054
1996 | 25.8021 | 0 | 0 | 0 | 0 | 0 | 0 | 0.004064 | 0.024036
1996 | 25.8125 | 0 | 0 | 0 | 0 | 0 | 0 | 0.012192 | 0.012018
1996 | 25.8229 | 0 | 0 | 0 | 0 | 0 | 0 | 0.056896 | 0.024036
1996 | 25.8333 | 0 | 0 | 0 | 0 | 0 | 0 | 0.04064 | 0.016024
1996 | 25.8438 | 0 | 0 | 0 | 0 | 0 | 0 | -0.016256 | 0.024036
1996 | 25.8542 | 0 | 0 | 0 | 0 | 0 | 0 | -0.02032 | 0
1996 | 25.8646 | 0.032512 | 0 | 0 | 0 | 0 | 0 | -0.02032 | -0.004006
1996 | 25.875 | 0 | 0 | 0 | 0 | 0 | 0 | 0.032512 | 0.012018
1996 | 25.8854 | 0.04064 | 0 | 0 | 0 | 0 | 0 | 0.008128 | 0
1996 | 25.8958 | 0.024384 | 0 | 0 | 0 | 0 | 0 | 0.036576 | 0.016024
1996 | 25.9063 | 0 | 0 | 0 | 0 | 0 | 0 | 0.089408 | 0.016024
1996 | 25.9167 | 0 | 0 | 0 | 0.38458 | 0 | 0 | 0.08128 | 0
1996 | 25.9271 | 0 | 0 | 0 | -0.12018 | 0 | 0 | 0.008128 | -0.012018
1996 | 25.9375 | 0 | 0 | 0 | 0 | 0 | 0 | -0.04064 | -0.052078
1996 | 25.9479 | 0 | 0.032048 | 0 | 0 | 0 | 0 | -0.1016 | -0.008012
1996 | 25.9583 | 0 | 0.048072 | 0 | 0 | 0 | 0 | -0.028448 | -0.10416
1996 | 25.9688 | 0 | 0 | 0 | 0 | 0 | 0 | 0.11379 | 0.096144
1996 | 25.9792 | 0.048768 | 0 | 0 | 0 | 0 | 0 | 0.044704 | 0.04006
1996 | 25.9896 | 0 | 0 | 0 | 0 | 0 | 0 | 0.008128 | -0.052078
1996 | 26 | 0.048768 | 0 | 0 | 0 | 0 | 0 | 0 | -0.016024
1996 | 26.0104 | 0 | 0 | 0 | 0 | 0 | 0 | 0.056896 | 0.10816
1996 | 26.0208 | 0 | 0 | 0.11379 | 0 | 0 | 0 | 0.052832 | -0.02003
1996 | 26.0313 | 0 | 0 | 0 | 0 | 0 | 0 | -0.016256 | -0.028042
1996 | 26.0417 | 0 | 0 | 0 | 0 | 0 | 0 | -0.048768 | 0.024036
1996 | 26.0521 | 0 | 0.048072 | 0 | 0 | 0 | 0 | 0.028448 | 1.4211e-14
1996 | 26.0625 | 0 | 0 | 0 | 0 | 0 | 0 | -0.008128 | 0.048072
1996 | 26.0729 | 0 | 0 | 0 | 0 | 0 | 0 | 0.04064 | 0.048072
1996 | 26.0833 | 0.065024 | 0 | 0 | 0 | 0 | 0 | 0.028448 | -0.004006
1996 | 26.0938 | 0 | 0 | 0 | 0 | 0 | 0 | 0.004064 | -0.008012
1996 | 26.1042 | 0 | 0 | 0 | 0 | 0 | 0 | -0.02032 | 0.08012
1996 | 26.1146 | 0 | 0 | 0 | 0 | 0 | 0 | 0.097536 | 0.12819
1996 | 26.125 | 0 | 0 | 0 | 0 | 0 | 0 | 0.02032 | 0.064096
1996 | 26.1354 | 0 | 0 | 0 | 0 | 0 | 0 | -0.012192 | 0.02003
1996 | 26.1458 | 0 | 0.04006 | 0 | 0.096144 | 0 | 0 | -0.036576 | -0.012018
1996 | 26.1563 | 0.032512 | 0.064096 | 0 | 0 | 0 | 0 | -0.02032 | -0.028042
1996 | 26.1667 | 0 | 0 | 0 | 0 | 0 | 0 | 0.028448 | 0.10015
1996 | 26.1771 | 0 | 0 | 0 | 0 | 0 | 0 | 0.077216 | 0.14822
1996 | 26.1875 | 0.032512 | 0 | 0 | 0 | 0 | 0 | -0.008128 | -0.084126
1996 | 26.1979 | 0 | 0 | 0 | 0 | 0 | 0 | 0.032512 | 0.02003
1996 | 26.2083 | 0 | 0 | 0 | 0 | 0 | 0 | 0.036576 | 0.14822
1996 | 26.2188 | 0 | 0 | 0 | 0 | 0 | 0 | 0.008128 | 0.016024
1996 | 26.2292 | 0 | 0 | 0 | 0 | 0 | 0 | 0.024384 | 0.072108
1996 | 26.2396 | 0 | 0 | 0 | 0 | 0 | 0 | 0 | 0.008012
1996 | 26.25 | 0 | 0 | 0 | 0 | 0 | 0 | 0.004064 | 0.008012
1996 | 26.2604 | 0 | 0 | 0 | 0 | 0 | 0 | 0.02032 | 0.048072
1996 | 26.2708 | 0 | 0.024036 | 0 | 0 | 0 | 0 | -0.016256 | -0.004006
1996 | 26.2813 | 0 | 0 | 0 | 0 | 0 | 0 | 0 | -0.024036
1996 | 26.2917 | 0 | 0.032048 | 0 | 0 | 0 | 0 | 0 | 0.02003
1996 | 26.3021 | 0 | 0 | 0 | 0 | 0 | 0 | 0.004064 | 0.02003
1996 | 26.3125 | 0 | 0 | 0 | 0 | 0 | 0 | 0.012192 | 0.02003
1996 | 26.3229 | 0 | 0 | 0 | 0 | 0 | 0 | -0.004064 | 0.016024
1996 | 26.3333 | 0 | 0 | 0 | 0 | 0 | 0 | 0.016256 | 0.024036
1996 | 26.3438 | 0 | 0 | 0 | 0 | 0 | 0 | -0.012192 | 0.012018
1996 | 26.3542 | 0 | 0.032048 | 0 | 0 | 0 | 0 | 0.008128 | -0.04006
1996 | 26.3646 | 0 | 0.032048 | 0 | 0 | 0 | 0 | -0.02032 | -0.008012
1996 | 26.375 | 0 | 0.056084 | 0 | 0 | 0 | 0 | 0.012192 | -0.016024
1996 | 26.3854 | 0 | 0 | 0 | 0 | 0 | 0 | 0 | -0.012018
1996 | 26.3958 | 0 | 0 | 0 | 0 | 0 | 0 | 0.004064 | 0.02003
1996 | 26.4063 | 0 | 0.024036 | 0 | 0 | 0 | 0 | 0 | -0.008012
1996 | 26.4167 | 0 | 0 | 0 | 0 | 0 | 0 | 0.008128 | -0.052078
1996 | 26.4271 | 0 | 0.064096 | 0 | 0 | 0 | 0 | -0.028448 | 0.04006
1996 | 26.4375 | 0 | 0 | 0 | 0 | 0 | 0 | 0.048768 | -0.032048
1996 | 26.4479 | 0 | 0 | 0 | 0 | 0 | 0 | 0.016256 | 0.024036
1996 | 26.4583 | 0 | 0 | 0 | 0 | 0 | 0 | -0.012192 | 0.036054
1996 | 26.4688 | 0 | 0.04006 | 0 | 0 | 0 | 0 | -0.004064 | 0.016024
1996 | 26.4792 | 0 | 0 | 0 | 0 | 0 | 0 | 0.016256 | 0.024036
1996 | 26.4896 | 0 | 0 | 0 | 0 | 0 | 0 | 0.008128 | 0.048072
1996 | 26.5 | 0 | 0 | 0 | 0 | 0 | 0 | -0.004064 | 0.024036
1996 | 26.5104 | 0 | 0 | 0 | 0 | 0 | 0 | 0.008128 | -0.004006
1996 | 26.5208 | 0 | 0 | 0 | 0 | 0 | 0 | 0.024384 | 0.052078
1996 | 26.5313 | 0 | 0 | 0 | 0 | 0 | 0 | 0.012192 | -0.016024
1996 | 26.5417 | 0 | 0 | 0 | 0 | 0 | 0 | 0.008128 | 0.012018
1996 | 26.5521 | 0 | 0 | 0 | 0 | 0 | 0 | 0.012192 | 0.012018
1996 | 26.5625 | 0 | 0 | 0 | 0 | 0 | 0 | 0.02032 | 0.028042
1996 | 26.5729 | 0 | 0 | 0 | 0 | 0 | 0 | 0.032512 | 0.016024
1996 | 26.5833 | 0 | 0 | 0 | 0 | 0 | 0 | 0 | 0.004006
1996 | 26.5938 | 0 | 0 | 0 | 0 | 0 | 0 | 0.024384 | -0.012018
1996 | 26.6042 | 0 | 0 | 0 | 0 | 0 | 0 | -0.004064 | 0.004006
1996 | 26.6146 | 0 | 0 | 0 | 0 | 0 | 0 | 0.028448 | 0
1996 | 26.625 | 0 | 0 | 0 | 0 | 0 | 0 | 0.036576 | 0.032048
1996 | 26.6354 | 0 | 0 | 0 | 0 | 0 | 0 | -0.004064 | 0.016024
1996 | 26.6458 | 0 | 0 | 0 | 0 | 0 | 0 | 0.04064 | 0.02003
1996 | 26.6563 | 0 | 0 | 0 | 0 | 0 | 0 | 0.02032 | -0.024036
1996 | 26.6667 | 0 | 0 | 0 | 0 | 0 | 0 | 0.044704 | 0.008012
1996 | 26.6771 | 0 | 0 | 0 | 0 | 0 | 0 | -0.012192 | 0.036054
1996 | 26.6875 | 0 | 0 | 0 | 0 | 0 | 0 | 0.028448 | 0.056084
1996 | 26.6979 | 0 | 0 | 0 | 0 | 0 | 0 | -0.008128 | 0.012018
1996 | 26.7083 | 0 | 0 | 0 | 0 | 0 | 0 | 0.028448 | 0.02003
1996 | 26.7188 | 0 | 0 | 0 | 0 | 0 | 0 | 0.036576 | -0.004006
1996 | 26.7292 | 0 | 0 | 0 | 0 | 0 | 0 | -0.012192 | 0.06009
1996 | 26.7396 | 0 | 0 | 0 | 0 | 0 | 0 | 0 | 0.02003
1996 | 26.75 | 0 | 0 | 0 | 0 | 0 | 0 | 0.016256 | 0.036054
1996 | 26.7604 | 0 | 0 | 0 | 0 | 0 | 0 | 0.008128 | 0.024036
1996 | 26.7708 | 0 | 0 | 0 | 0 | 0 | 0 | 0 | 0.02003
1996 | 26.7813 | 0 | 0 | 0 | 0 | 0 | 0 | 0.02032 | -0.028042
1996 | 26.7917 | 0 | 0 | 0 | 0 | 0 | 0 | 0.032512 | 0.024036
1996 | 26.8021 | 0.04064 | 0 | 0 | 0 | 0 | 0 | 0.016256 | 0.02003
1996 | 26.8125 | 0 | 0 | 0 | 0 | 0 | 0 | 0.008128 | 0.012018
1996 | 26.8229 | 0.024384 | 0 | 0 | 0 | 0 | 0 | 0 | 0.032048
1996 | 26.8333 | 0 | 0 | 0 | 0 | 0 | 0 | 0.012192 | 0
1996 | 26.8438 | 0 | 0 | 0 | 0 | 0 | 0 | -0.004064 | 0.008012
1996 | 26.8542 | 0 | 0 | 0 | 0 | 0 | 0 | -0.008128 | 0.008012
1996 | 26.8646 | 0 | 0 | 0 | 0 | 0 | 0 | 0 | 0.012018
1996 | 26.875 | 0 | 0 | 0 | 0 | 0 | 0 | -0.004064 | 0.012018
1996 | 26.8854 | 0 | 0 | 0 | 0 | 0 | 0 | 0.028448 | -0.008012
1996 | 26.8958 | 0 | 0 | 0 | 0 | 0 | 0 | -0.008128 | 0
1996 | 26.9063 | 0 | 0 | 0 | 0 | 0 | 0 | 0 | 0.004006
1996 | 26.9167 | 0 | 0 | 0 | 0 | 0 | 0 | 0.012192 | 0.012018
1996 | 26.9271 | 0 | 0 | 0 | 0 | 0 | 0 | 0 | 0
1996 | 26.9375 | 0 | 0 | 0 | 0 | 0 | 0 | -0.004064 | 0.004006
1996 | 26.9479 | 0 | 0 | 0 | 0 | 0 | 0 | 0 | -0.008012
1996 | 26.9583 | 0 | 0 | 0 | 0 | 0 | 0 | 0.008128 | 0.004006
1996 | 26.9688 | 0 | 0 | 0 | 0 | 0 | 0 | -0.004064 | 0
1996 | 26.9792 | 0 | 0 | 0 | 0 | 0 | 0 | 0.012192 | 0.012018
1996 | 26.9896 | 0 | 0 | 0 | 0 | 0 | 0 | -0.008128 | 0
1996 | 27 | 0 | 0 | 0 | 0 | 0 | 0 | -0.008128 | 0.012018
1996 | 27.0104 | 0 | 0 | 0 | 0 | 0 | 0 | 0 | -0.008012
1996 | 27.0208 | 0 | 0 | 0 | 0 | 0 | 0 | 0.004064 | -1.4211e-14
1996 | 27.0313 | 0 | 0 | 0 | 0 | 0 | 0 | 0.016256 | 0.012018
1996 | 27.0417 | 0 | 0 | 0 | 0 | 0 | 0 | -0.008128 | 0.004006
1996 | 27.0521 | 0 | 0 | 0 | 0 | 0 | 0 | 0.004064 | -0.004006
1996 | 27.0625 | 0 | 0 | 0 | 0 | 0 | 0 | 0 | 0.012018
1996 | 27.0729 | 0 | 0 | 0 | 0 | 0 | 0 | -0.004064 | 0.004006
1996 | 27.0833 | 0 | 0 | 0 | 0 | 0 | 0 | 0.004064 | -0.004006
1996 | 27.0938 | 0 | 0 | 0 | 0 | 0 | 0 | 0.004064 | 0.016024
1996 | 27.1042 | 0 | 0 | 0 | 0 | 0 | 0 | 0.004064 | -0.004006
1996 | 27.1146 | 0 | 0 | 0 | 0 | 0 | 0 | 0 | 0.012018
1996 | 27.125 | 0 | 0 | 0 | 0 | 0 | 0 | 0.004064 | -0.004006
1996 | 27.1354 | 0 | 0 | 0 | 0 | 0 | 0 | -0.004064 | 0.004006
1996 | 27.1458 | 0 | 0 | 0 | 0 | 0 | 0 | 0.004064 | 0.008012
1996 | 27.1563 | 0 | 0 | 0 | 0 | 0 | 0 | 0 | -0.004006
1996 | 27.1667 | 0 | 0 | 0 | 0 | 0 | 0 | -0.004064 | 0.012018
1996 | 27.1771 | 0 | 0 | 0 | 0 | 0 | 0 | 0.012192 | 0.004006
1996 | 27.1875 | 0 | 0 | 0 | 0 | 0 | 0 | 0.004064 | 0.004006
1996 | 27.1979 | 0 | 0 | 0 | 0 | 0 | 0 | -0.004064 | 0.004006
1996 | 27.2083 | 0 | 0 | 0 | 0 | 0 | 0 | 0.008128 | 0.004006
1996 | 27.2188 | 0 | 0 | 0 | 0 | 0 | 0 | 0.004064 | 0.004006
1996 | 27.2292 | 0 | 0 | 0 | 0 | 0 | 0 | -0.004064 | 0
1996 | 27.2396 | 0 | 0 | 0 | 0 | 0 | 0 | -0.004064 | 0.004006
1996 | 27.25 | 0 | 0 | 0 | 0 | 0 | 0 | 0 | 0
1996 | 27.2604 | 0 | 0 | 0 | 0 | 0 | 0 | 0.012192 | 0
1996 | 27.2708 | 0 | 0 | 0 | 0 | 0 | 0 | 0 | 0.004006
1996 | 27.2813 | 0 | 0 | 0 | 0 | 0 | 0 | -0.004064 | 0.008012
1996 | 27.2917 | 0 | 0 | 0 | 0 | 0 | 0 | 0.008128 | -0.004006
1996 | 27.3021 | 0 | 0 | 0 | 0 | 0 | 0 | -0.004064 | 0.008012
1996 | 27.3125 | 0 | 0 | 0 | 0 | 0 | 0 | 0.004064 | 0.012018
1996 | 27.3229 | 0 | 0 | 0 | 0 | 0 | 0 | -0.016256 | 0.004006
1996 | 27.3333 | 0 | 0 | 0 | 0 | 0 | 0 | -0.008128 | -0.004006
1996 | 27.3438 | 0 | 0 | 0 | 0 | 0 | 0 | -0.028448 | 0.004006
1996 | 27.3542 | 0 | 0 | 0 | 0 | 0 | 0 | -0.02032 | -0.004006
1996 | 27.3646 | 0 | 0 | 0 | 0 | 0 | 0 | -0.052832 | -0.012018
1996 | 27.375 | 0 | 0 | 0 | 0 | 0 | 0 | 0.012192 | -0.004006
1996 | 27.3854 | 0.04064 | 0 | 0.089408 | 0 | 0 | 0 | 0.02032 | -0.012018
1996 | 27.3958 | 0 | 0 | 0 | 0 | 0 | 0 | 0.004064 | 0.02003
1996 | 27.4063 | 0.024384 | 0 | 0.1463 | 0 | 0 | 0 | -0.008128 | -0.016024
1996 | 27.4167 | 0 | 0 | 0 | 0 | 0 | 0 | 0.089408 | -0.012018
1996 | 27.4271 | 0 | 0 | 0.073152 | 0 | 0 | 0 | 0.036576 | -0.04006
1996 | 27.4375 | 0 | 0 | 0 | 0 | 0 | 0 | 0.08128 | 0.012018
1996 | 27.4479 | 0.024384 | 0.024036 | 0 | 0 | 0 | 0 | -0.036576 | -0.008012
1996 | 27.4583 | 0.024384 | 0 | 0 | 0 | 0 | 0 | -0.016256 | -0.004006
1996 | 27.4688 | 0 | 0 | 0 | 0 | 0 | 0 | 0.012192 | 0.016024
1996 | 27.4792 | 0 | 0.024036 | 0 | 0 | 0 | 0 | -0.085344 | -0.02003
1996 | 27.4896 | 0 | 0 | 0 | 0 | 0 | 0 | -0.036576 | -0.02003
1996 | 27.5 | 0 | 0 | 0 | 0 | 0 | 0 | 0.085344 | 0.02003
1996 | 27.5104 | 0 | 0 | 0 | 0 | 0 | 0 | 0.065024 | 0.02003
1996 | 27.5208 | 0 | 0 | 0.11379 | 0 | 0 | 0 | 0.028448 | -0.024036
1996 | 27.5313 | 0 | 0 | 0 | 0 | 0 | 0 | 0.04064 | 0.02003
1996 | 27.5417 | 0 | 0 | 0 | 0 | 0 | 0 | 0.004064 | 0.008012
1996 | 27.5521 | 0 | 0 | 0 | 0 | 0 | 0 | 0.056896 | 0.004006
1996 | 27.5625 | 0 | 0 | 0.073152 | 0 | 0 | 0 | -0.036576 | -0.012018
1996 | 27.5729 | 0 | 0 | 0 | 0 | 0 | 0 | -0.004064 | 0.02003
1996 | 27.5833 | 0 | 0 | 0 | 0 | 0 | 0 | 0.024384 | 0.028042
1996 | 27.5938 | 0.032512 | 0 | 0 | 0 | 0 | 0 | -0.04064 | 0.028042
1996 | 27.6042 | 0 | 0 | 0.097536 | 0 | 0 | 0 | -0.036576 | -0.012018
1996 | 27.6146 | 0 | 0 | 0 | 0 | 0 | 0 | 0.1016 | 0.008012
1996 | 27.625 | 0 | 0 | 0 | 0 | 0 | 0 | -0.036576 | 0.028042
1996 | 27.6354 | 0 | 0 | 0 | 0 | 0 | 0 | 0.17475 | 0.048072
1996 | 27.6458 | 0.032512 | 0.032048 | 0.073152 | 0 | 0 | 0 | 0.028448 | 0
1996 | 27.6563 | 0 | 0 | 0 | 0 | 0 | 0 | 0.036576 | 0.056084
1996 | 27.6667 | 0 | 0 | 0 | 0 | 0 | 0 | 0.032512 | 0.052078
1996 | 27.6771 | 0 | 0.064096 | 0.073152 | 0 | 0 | 0 | 0.02032 | 0.048072
1996 | 27.6875 | 0 | 0 | 0 | 0 | 0 | 0 | 0.069088 | 0.024036
1996 | 27.6979 | 0 | 0.048072 | 0.10566 | 0 | 0 | 0 | 0.069088 | 0.012018
1996 | 27.7083 | 0 | 0 | 0 | 0 | 0 | 0 | 0.08128 | 0.076114
1996 | 27.7188 | 0 | 0 | 0 | 0 | 0 | 0 | 0.032512 | 0.036054
1996 | 27.7292 | 0 | 0 | 0 | 0 | 0 | 0 | 0.1585 | 0.084126
1996 | 27.7396 | 0 | 0 | 0 | 0 | 0 | 0 | 0 | 0.012018
1996 | 27.75 | 0 | 0 | 0 | 0 | 0 | 0 | 0.085344 | 0.052078
1996 | 27.7604 | 0.04064 | 0 | 0 | 0 | 0 | 0 | -0.044704 | 0.032048
1996 | 27.7708 | 0 | 0.064096 | 0 | 0 | 0 | 0 | 0.085344 | 0.036054
1996 | 27.7813 | 0 | 0 | 0 | 0 | 0 | 0 | 0.26416 | 0.036054
1996 | 27.7917 | 0 | 0 | 0 | 0 | 0 | 0 | 0.097536 | 0.016024
1996 | 27.8021 | 0 | 0 | 0 | 0 | 0 | 0 | 0.032512 | 0.012018
1996 | 27.8125 | 0.08128 | 0 | 0 | 0 | 0 | 0 | 0 | 0.02003
1996 | 27.8229 | 0.04064 | 0 | 0 | 0 | 0 | 0 | -0.04064 | 0.02003
1996 | 27.8333 | 0 | 0 | 0.097536 | 0 | 0 | 0 | 0.065024 | 0.004006
1996 | 27.8438 | 0.048768 | 0 | 0.10566 | 0 | 0 | 0 | -0.008128 | -1.4211e-14
1996 | 27.8542 | 0 | 0 | 0 | 0 | 0 | 0 | 0.048768 | 0
1996 | 27.8646 | 0.024384 | 0 | 0 | 0 | 0 | 0 | 0.016256 | 0.032048
1996 | 27.875 | 0 | 0 | 0 | 0 | 0 | 0 | 0.073152 | 0.016024
1996 | 27.8854 | 0 | 0 | 0 | 0 | 0 | 0 | -0.016256 | -0.028042
1996 | 27.8958 | 0 | 0 | 0 | 0 | 0 | 0 | -0.008128 | -0.004006
1996 | 27.9063 | 0 | 0 | 0 | 0 | 0 | 0 | -0.06096 | 0.04006
1996 | 27.9167 | 0 | 0 | 0 | 0 | 0 | 0 | 0.06096 | 0.008012
1996 | 27.9271 | 0 | 0 | 0 | 0 | 0 | 0 | 0.08128 | -0.004006
1996 | 27.9375 | 0.097536 | 0 | 0 | 0 | 0 | 0 | 0.028448 | 0.012018
1996 | 27.9479 | 0 | 0 | 0.097536 | 0 | 0 | 0 | -0.11786 | -0.02003
1996 | 27.9583 | 0 | 0 | 0 | 0 | 0 | 0 | 0.2479 | -0.004006
1996 | 27.9688 | 0 | 0 | 0 | 0 | 0 | 0 | 0.044704 | 0.052078
1996 | 27.9792 | 0 | 0 | 0 | 0 | 0 | 0 | 0.036576 | 0.008012
1996 | 27.9896 | 0 | 0 | 0 | 0 | 0 | 0 | 0.02032 | 0.012018
1996 | 28 | 0 | 0 | 0 | 0 | 0 | 0 | 0.06096 | 0.016024
1996 | 28.0104 | 0 | 0 | 0 | 0 | 0 | 0 | -0.044704 | 0.024036
1996 | 28.0208 | 0 | 0 | 0 | 0 | 0 | 0 | -0.036576 | -0.008012
1996 | 28.0313 | 0 | 0 | 0 | 0 | 0 | 0 | -0.093472 | -0.02003
1996 | 28.0417 | 0 | 0 | 0 | 0 | 0 | 0 | 0.10566 | 0.004006
1996 | 28.0521 | 0 | 0 | 0 | 0 | 0 | 0 | 0 | -0.044066
1996 | 28.0625 | 0 | 0 | 0.1463 | 0 | 0 | 0 | -0.008128 | 0.028042
1996 | 28.0729 | 0 | 0 | 0 | 0 | 0 | 0 | 0.024384 | 0.012018
1996 | 28.0833 | 0 | 0 | 0 | 0 | 0 | 0 | 0.15037 | -0.02003
1996 | 28.0938 | 0 | 0 | 0 | 0 | 0 | 0 | -0.06096 | 0.044066
1996 | 28.1042 | 0 | 0 | 0 | 0 | 0 | 0 | 0.1585 | 0.012018
1996 | 28.1146 | 0 | 0 | 0 | 0 | 0 | 0 | -0.044704 | -0.016024
1996 | 28.125 | 0 | 0 | 0 | 0 | 0 | 0 | 0.073152 | 0.036054
1996 | 28.1354 | 0 | 0.04006 | 0 | 0 | 0 | 0 | 0.044704 | 0.008012
1996 | 28.1458 | 0 | 0 | 0 | 0 | 0 | 0 | 0.02032 | 0.024036
1996 | 28.1563 | 0.056896 | 0 | 0 | 0 | 0 | 0 | 0.004064 | -0.008012
1996 | 28.1667 | 0 | 0 | 0.089408 | 0 | 0 | 0 | 0.052832 | 0.004006
1996 | 28.1771 | 0 | 0 | 0 | 0 | 0 | 0 | 0.12192 | 0.04006
1996 | 28.1875 | 0 | 0 | 0 | 0 | 0 | 0 | 0.044704 | -0.012018
1996 | 28.1979 | 0 | 0 | 0 | 0 | 0 | 0 | 0.069088 | 0.008012
1996 | 28.2083 | 0 | 0 | 0 | 0 | 0 | 0 | -0.024384 | 0.02003
1996 | 28.2188 | 0 | 0 | 0 | 0 | 0 | 0 | -0.004064 | -0.008012
1996 | 28.2292 | 0 | 0 | 0 | 0 | 0 | 0 | 0.016256 | 0.016024
1996 | 28.2396 | 0 | 0 | 0 | 0 | 0 | 0 | 0.02032 | -0.004006
1996 | 28.25 | 0 | 0 | 0 | 0 | 0 | 0 | -0.02032 | 0.012018
1996 | 28.2604 | 0 | 0 | 0 | 0 | 0 | 0 | 0.036576 | 0
1996 | 28.2708 | 0 | 0 | 0 | 0 | 0 | 0 | 0.065024 | -0.004006
1996 | 28.2813 | 0.073152 | 0 | 0 | 0 | 0 | 0 | -0.008128 | 0.004006
1996 | 28.2917 | 0 | 0 | 0 | 0 | 0 | 0 | 0.044704 | 0.004006
1996 | 28.3021 | 0 | 0 | 0 | 0 | 0 | 0 | 0.012192 | 0.016024
1996 | 28.3125 | 0 | 0 | 0 | 0 | 0 | 0 | 0.004064 | 0.012018
1996 | 28.3229 | 0 | 0 | 0 | 0 | 0 | 0 | -0.012192 | 0.008012
1996 | 28.3333 | 0 | 0 | 0 | 0 | 0 | 0 | 0 | 0.024036
1996 | 28.3438 | 0 | 0 | 0 | 0 | 0 | 0 | 0.016256 | 0
1996 | 28.3542 | 0 | 0 | 0 | 0 | 0 | 0 | -0.012192 | -0.004006
1996 | 28.3646 | 0.065024 | 0 | 0 | 0 | 0 | 0 | 0.008128 | -0.016024
1996 | 28.375 | 0.08128 | 0.024036 | 0 | 0 | 0 | 0 | -0.004064 | -0.028042
1996 | 28.3854 | 0.032512 | 0 | 0 | 0 | 0 | 0 | -0.02032 | -0.032048
1996 | 28.3958 | 0 | 0 | 0 | 0 | 0 | 0 | 0.06096 | -0.024036
1996 | 28.4063 | 0 | 0 | 0 | 0 | 0 | 0 | 0.02032 | -0.016024
1996 | 28.4167 | 0 | 0 | 0 | 0 | 0 | 0 | 0.012192 | -0.008012
1996 | 28.4271 | 0 | 0.032048 | 0 | 0 | 0 | 0 | -0.016256 | -0.032048
1996 | 28.4375 | 0 | 0 | 0 | 0 | 0 | 0 | 0 | 0.008012
1996 | 28.4479 | 0 | 0 | 0 | 0 | 0 | 0 | -0.024384 | -0.004006
1996 | 28.4583 | 0 | 0.064096 | 0 | 0 | 0 | 0 | 0.032512 | -0.02003
1996 | 28.4688 | 0 | 0 | 0 | 0 | 0 | 0 | 0.016256 | 0.06009
1996 | 28.4792 | 0 | 0.056084 | 0 | 0 | 0 | 0 | 0.048768 | 0.012018
1996 | 28.4896 | 0 | 0 | 0 | 0 | 0 | 0 | 0.085344 | -0.024036
1996 | 28.5 | 0 | 0.048072 | 0 | 0 | 0 | 0 | -0.06096 | 0.024036
1996 | 28.5104 | 0 | 0 | 0 | 0 | 0 | 0 | -0.036576 | -0.096144
1996 | 28.5208 | 0 | 0 | 0 | 0 | 0 | 0 | 0.11786 | -0.024036
1996 | 28.5313 | 0 | 0 | 0 | 0 | 0 | 0 | 0.044704 | 0.028042
1996 | 28.5417 | 0 | 0 | 0 | 0 | 0 | 0 | -0.02032 | 0.02003
1996 | 28.5521 | 0 | 0 | 0 | 0 | 0 | 0 | 0.085344 | 0.14021
1996 | 28.5625 | 0 | 0 | 0 | 0.10416 | 0 | 0 | -0.008128 | 0.028042
1996 | 28.5729 | 0 | 0 | 0 | 0 | 0 | 0 | 0.097536 | 0.008012
1996 | 28.5833 | 0 | 0 | 0 | 0 | 0 | 0 | 0.032512 | 0.26039
1996 | 28.5938 | 0 | 0 | 0 | 0.16825 | 0 | 0 | -0.089408 | 0.068102
1996 | 28.6042 | 0 | 0 | 0 | 0.08012 | 0 | 0 | 0.21133 | 0.032048
1996 | 28.6146 | 0.056896 | 0 | 0 | 0 | 0 | 0 | -0.012192 | 0.14021
1996 | 28.625 | 0 | 0 | 0 | 0.15223 | 0 | 0 | 0.13818 | 0.11217
1996 | 28.6354 | 0 | 0 | 0 | 0 | 0 | 0 | 0.012192 | -0.028042
1996 | 28.6458 | 0 | 0 | 0 | 0 | 0 | 0 | 0.036576 | 0.10416
1996 | 28.6563 | 0 | 0 | 0 | 0 | 0 | 0 | 0.19507 | 0.06009
1996 | 28.6667 | 0 | 0 | 0.21946 | 0 | 0 | 0 | 0.15037 | 0.048072
1996 | 28.6771 | 0 | 0 | 0 | 0 | 0 | 0 | 0.06096 | 0.06009
1996 | 28.6875 | 0 | 0 | 0 | 0 | 0 | 0 | 0.056896 | 0.08012
1996 | 28.6979 | 0 | 0 | 0 | 0 | 0 | 0 | 0.073152 | 0.036054
1996 | 28.7083 | 0 | 0 | 0 | 0 | 0 | 0 | 0.044704 | 0.068102
1996 | 28.7188 | 0 | 0 | 0 | 0 | 0 | 0 | -0.008128 | 0.068102
1996 | 28.7292 | 0 | 0 | 0 | 0 | 0 | 0 | 0.077216 | 0.064096
1996 | 28.7396 | 0 | 0 | 0 | 0 | 0 | 0 | 0.036576 | 0.068102
1996 | 28.75 | 0 | 0 | 0 | 0 | 0 | 0 | 0.012192 | 0.076114
1996 | 28.7604 | 0 | 0 | 0 | 0 | 0 | 0 | 0.016256 | 0.044066
1996 | 28.7708 | 0 | 0 | 0 | 0 | 0 | 0 | 0.052832 | 0.036054
1996 | 28.7813 | 0 | 0 | 0 | 0 | 0 | 0 | 0.024384 | 0.052078
1996 | 28.7917 | 0 | 0 | 0 | 0 | 0 | 0 | 0.012192 | 0.004006
1996 | 28.8021 | 0 | 0.032048 | 0 | 0 | 0 | 0 | -0.016256 | -0.024036
1996 | 28.8125 | 0 | 0 | 0 | 0 | 0 | 0 | 0.02032 | 0.064096
1996 | 28.8229 | 0 | 0.048072 | 0 | 0 | 0 | 0 | 0.004064 | -0.012018
1996 | 28.8333 | 0 | 0 | 0 | 0 | 0 | 0 | 0.008128 | 0.076114
1996 | 28.8438 | 0 | 0 | 0 | 0 | 0 | 0 | 0.016256 | -0.008012
1996 | 28.8542 | 0 | 0 | 0 | 0 | 0 | 0 | 0.048768 | 0.04006
1996 | 28.8646 | 0.024384 | 0 | 0 | 0 | 0 | 0 | 0.008128 | 0.02003
1996 | 28.875 | 0 | 0.024036 | 0 | 0 | 0 | 0 | -0.012192 | 0
1996 | 28.8854 | 0 | 0 | 0 | 0 | 0 | 0 | -0.016256 | -0.052078
1996 | 28.8958 | 0 | 0 | 0 | 0 | 0 | 0 | 0.036576 | 0.076114
1996 | 28.9063 | 0 | 0 | 0 | 0 | 0 | 0 | 0.004064 | 0.044066
1996 | 28.9167 | 0 | 0.032048 | 0 | 0 | 0 | 0 | 0.008128 | 0
1996 | 28.9271 | 0 | 0 | 0 | 0 | 0 | 0 | 0.004064 | 0.012018
1996 | 28.9375 | 0 | 0 | 0 | 0 | 0 | 0 | 0.008128 | 0
1996 | 28.9479 | 0 | 0 | 0 | 0 | 0 | 0 | -0.004064 | -0.004006
1996 | 28.9583 | 0 | 0.048072 | 0 | 0 | 0 | 0 | 0.044704 | 0.004006
1996 | 28.9688 | 0 | 0 | 0 | 0 | 0 | 0 | 0.056896 | 0.072108
1996 | 28.9792 | 0.024384 | 0 | 0 | 0 | 0 | 0 | 0.008128 | 0.072108
1996 | 28.9896 | 0 | 0 | 0 | 0 | 0 | 0 | -0.004064 | -0.04006
1996 | 29 | 0 | 0 | 0 | 0 | 0 | 0 | 0.044704 | 0.016024
1996 | 29.0104 | 0 | 0 | 0 | 0.096144 | 0 | 0 | 0.077216 | 0.012018
1996 | 29.0208 | 0 | 0 | 0 | 0.1362 | 0 | 0 | -0.008128 | 0.008012
1996 | 29.0313 | 0 | 0 | 0.08128 | 0 | 0 | 0 | 0.012192 | 0.032048
1996 | 29.0417 | 0 | 0 | 0 | 0 | 0 | 0 | -1.4211e-14 | 0.14422
1996 | 29.0521 | 0.032512 | 0 | 0 | 0 | 0 | 0 | 0.024384 | 0.06009
1996 | 29.0625 | 0 | 0 | 0 | 0 | 0 | 0 | -0.02032 | -0.016024
1996 | 29.0729 | 0 | 0 | 0 | 0 | 0 | 0 | 0.008128 | 0.004006
1996 | 29.0833 | 0 | 0 | 0 | 0 | 0 | 0 | 0.02032 | -0.024036
1996 | 29.0938 | 0.024384 | 0 | 0 | 0 | 0 | 0 | 0.016256 | 0.072108
1996 | 29.1042 | 0 | 0.04006 | 0 | 0 | 0 | 0 | -0.004064 | 0.016024
1996 | 29.1146 | 0 | 0 | 0 | 0 | 0 | 0 | 0 | 0.068102
1996 | 29.125 | 0 | 0 | 0 | 0 | 0 | 0 | -0.008128 | -0.004006
1996 | 29.1354 | 0 | 0 | 0 | 0 | 0 | 0 | 0.016256 | 0.016024
1996 | 29.1458 | 0 | 0 | 0 | 0 | 0 | 0 | 0.004064 | 0.016024
1996 | 29.1563 | 0 | 0 | 0 | 0 | 0 | 0 | -0.012192 | 0.04006
1996 | 29.1667 | 0 | 0 | 0 | 0 | 0 | 0 | -0.004064 | 0
1996 | 29.1771 | 0 | 0 | 0 | 0 | 0 | 0 | 0.008128 | -0.004006
1996 | 29.1875 | 0 | 0 | 0 | 0 | 0 | 0 | 0.004064 | -0.008012
1996 | 29.1979 | 0 | 0 | 0 | 0 | 0 | 0 | 0 | 0.004006
1996 | 29.2083 | 0 | 0 | 0 | 0 | 0 | 0 | 0.004064 | -0.008012
1996 | 29.2188 | 0 | 0 | 0 | 0 | 0 | 0 | 0.004064 | 0.008012
1996 | 29.2292 | 0 | 0 | 0 | 0 | 0 | 0 | 0.004064 | 0.004006
1996 | 29.2396 | 0 | 0 | 0 | 0 | 0 | 0 | 0 | 0
1996 | 29.25 | 0 | 0 | 0 | 0 | 0 | 0 | 0 | -0.008012
1996 | 29.2604 | 0 | 0 | 0 | 0 | 0 | 0 | -0.004064 | 0.008012
1996 | 29.2708 | 0 | 0 | 0 | 0 | 0 | 0 | 0.008128 | 0.004006
1996 | 29.2813 | 0 | 0 | 0 | 0 | 0 | 0 | -0.004064 | 0.012018
1996 | 29.2917 | 0 | 0 | 0 | 0 | 0 | 0 | 0 | -0.012018
1996 | 29.3021 | 0 | 0 | 0 | 0 | 0 | 0 | 0.004064 | 0.008012
1996 | 29.3125 | 0 | 0 | 0 | 0 | 0 | 0 | 0.008128 | 0.004006
1996 | 29.3229 | 0 | 0 | 0 | 0 | 0 | 0 | -0.008128 | -0.012018
1996 | 29.3333 | 0 | 0 | 0 | 0 | 0 | 0 | 0.012192 | 0
1996 | 29.3438 | 0 | 0 | 0 | 0 | 0 | 0 | -0.008128 | 0
1996 | 29.3542 | 0 | 0 | 0 | 0 | 0 | 0 | 0.008128 | 0
1996 | 29.3646 | 0 | 0 | 0 | 0 | 0 | 0 | -0.016256 | -0.016024
1996 | 29.375 | 0 | 0 | 0 | 0 | 0 | 0 | -0.008128 | -0.016024
1996 | 29.3854 | 0 | 0.024036 | 0 | 0 | 0 | 0 | -0.008128 | 0.008012
1996 | 29.3958 | 0 | 0 | 0 | 0 | 0 | 0 | -0.016256 | 0.012018
1996 | 29.4063 | 0 | 0 | 0 | 0 | 0 | 0 | 0.008128 | -0.004006
1996 | 29.4167 | 0 | 0 | 0 | 0 | 0 | 0 | -0.008128 | 0.004006
1996 | 29.4271 | 0.024384 | 0 | 0 | 0 | 0 | 0 | 0.004064 | -0.016024
1996 | 29.4375 | 0.08128 | 0 | 0 | 0 | 0 | 0 | 0.004064 | 0.028042
1996 | 29.4479 | 0 | 0.04006 | 0.089408 | 0 | 0 | 0 | -0.016256 | -0.008012
1996 | 29.4583 | 0 | 0 | 0 | 0 | 0 | 0 | 0.028448 | -0.004006
1996 | 29.4688 | 0 | 0 | 0.089408 | 0 | 0 | 0 | -0.036576 | -0.004006
1996 | 29.4792 | 0 | 0 | 0 | 0 | 0 | 0 | 0.008128 | 1.4211e-14
1996 | 29.4896 | 0 | 0 | 0 | 0 | 0 | 0 | -0.02032 | -0.024036
1996 | 29.5 | 0 | 0 | 0 | 0 | 0 | 0 | 0.04064 | 0.012018
1996 | 29.5104 | 0 | 0.024036 | 0 | 0 | 0 | 0 | -0.089408 | -0.004006
1996 | 29.5208 | 0 | 0 | 0 | 0 | 0 | 0 | 0.069088 | 0.032048
1996 | 29.5313 | 0 | 0 | 0 | 0 | 0 | 0 | -0.012192 | 0.02003
1996 | 29.5417 | 0 | 0 | 0 | 0 | 0 | 0 | -0.036576 | -0.004006
1996 | 29.5521 | 0 | 0 | 0 | 0 | 0 | 0 | 0.11786 | 0.056084
1996 | 29.5625 | 0 | 0 | 0 | 0 | 0 | 0 | -0.08128 | -1.4211e-14
1996 | 29.5729 | 0 | 0 | 0 | 0 | 0 | 0 | 0.15037 | -0.004006
1996 | 29.5833 | 0 | 0 | 0.10566 | 0 | 0 | 0 | -0.044704 | 0.064096
1996 | 29.5938 | 0 | 0 | 0 | 0 | 0 | 0 | 0.097536 | -0.012018
1996 | 29.6042 | 0 | 0 | 0 | 0 | 0 | 0 | -0.016256 | 0.008012
1996 | 29.6146 | 0 | 0 | 0 | 0 | 0 | 0 | 0.097536 | 0.052078
1996 | 29.625 | 0 | 0 | 0 | 0 | 0 | 0 | 0.012192 | -0.016024
1996 | 29.6354 | 0 | 0 | 0 | 0 | 0 | 0 | -0.073152 | 0.06009
1996 | 29.6458 | 0 | 0 | 0 | 0 | 0 | 0 | 0.13005 | 0.008012
1996 | 29.6563 | 0 | 0 | 0 | 0 | 0 | 0 | 0.08128 | 0.056084
1996 | 29.6667 | 0 | 0 | 0 | 0 | 0 | 0 | 0.06096 | -0.004006
1996 | 29.6771 | 0 | 0 | 0 | 0 | 0 | 0 | 0.044704 | 0.036054
1996 | 29.6875 | 0 | 0 | 0 | 0 | 0 | 0 | 0.016256 | 0.036054
1996 | 29.6979 | 0.065024 | 0 | 0 | 0 | 0 | 0 | -0.044704 | 0.008012
1996 | 29.7083 | 0 | 0 | 0 | 0 | 0 | 0 | 0.13818 | 0.016024
1996 | 29.7188 | 0 | 0 | 0 | 0 | 0 | 0 | 0.077216 | 0.036054
1996 | 29.7292 | 0 | 0 | 0 | 0 | 0 | 0 | 0.097536 | 0.04006
1996 | 29.7396 | 0.048768 | 0 | 0 | 0 | 0 | 0 | 0.065024 | 0.008012
1996 | 29.75 | 0 | 0 | 0 | 0 | 0 | 0 | 0.10566 | 0.036054
1996 | 29.7604 | 0 | 0 | 0 | 0 | 0 | 0 | 0.024384 | 0.024036
1996 | 29.7708 | 0 | 0 | 0.073152 | 0 | 0 | 0 | -0.032512 | 0.02003
1996 | 29.7813 | 0 | 0 | 0.056896 | 0 | 0 | 0 | 0.012192 | 0.012018
1996 | 29.7917 | 0 | 0 | 0 | 0 | 0 | 0 | 0.016256 | -0.008012
1996 | 29.8021 | 0 | 0 | 0 | 0 | 0 | 0 | 0.056896 | 0.028042
1996 | 29.8125 | 0 | 0 | 0 | 0 | 0 | 0 | -0.012192 | 0.02003
1996 | 29.8229 | 0 | 0 | 0 | 0 | 0 | 0 | 0.073152 | -0.016024
1996 | 29.8333 | 0.04064 | 0 | 0 | 0 | 0 | 0 | -0.02032 | 0.028042
1996 | 29.8438 | 0 | 0 | 0 | 0 | 0 | 0 | 0.028448 | 0.004006
1996 | 29.8542 | 0 | 0 | 0 | 0 | 0 | 0 | 0.048768 | 0.004006
1996 | 29.8646 | 0 | 0 | 0 | 0 | 0 | 0 | -0.008128 | 0.016024
1996 | 29.875 | 0 | 0 | 0 | 0 | 0 | 0 | 0.065024 | 0.012018
1996 | 29.8854 | 0.048768 | 0 | 0 | 0 | 0 | 0 | 0.04064 | 0.016024
1996 | 29.8958 | 0 | 0 | 0 | 0 | 0 | 0 | 0.004064 | 0.012018
1996 | 29.9063 | 0 | 0 | 0 | 0 | 0 | 0 | 0.024384 | 0.008012
1996 | 29.9167 | 0 | 0 | 0 | 0 | 0 | 0 | 0.11786 | 0.004006
1996 | 29.9271 | 0 | 0 | 0 | 0 | 0 | 0 | 0.004064 | 0.008012
1996 | 29.9375 | 0 | 0 | 0 | 0 | 0 | 0 | -0.028448 | 0.016024
1996 | 29.9479 | 0.024384 | 0 | 0 | 0 | 0 | 0 | -0.024384 | 0.02003
1996 | 29.9583 | 0.024384 | 0 | 0 | 0 | 0 | 0 | 0.004064 | -0.004006
1996 | 29.9688 | 0 | 0 | 0 | 0 | 0 | 0 | -0.032512 | 0.02003
1996 | 29.9792 | 0 | 0 | 0 | 0 | 0 | 0 | 0.004064 | 0
1996 | 29.9896 | 0.024384 | 0 | 0 | 0 | 0 | 0 | 0.012192 | 0.004006
1996 | 30 | 0 | 0 | 0 | 0 | 0 | 0 | 0.056896 | -0.004006
1996 | 30.0104 | 0 | 0 | 0 | 0 | 0 | 0 | 0.028448 | 0.004006
1996 | 30.0208 | 0 | 0 | 0 | 0 | 0 | 0 | 0.02032 | 0.008012
1996 | 30.0313 | 0 | 0 | 0 | 0 | 0 | 0 | 0.012192 | 0.016024
1996 | 30.0417 | 0 | 0 | 0 | 0 | 0 | 0 | -0.028448 | 0.004006
1996 | 30.0521 | 0 | 0 | 0 | 0 | 0 | 0 | -0.004064 | 0
1996 | 30.0625 | 0 | 0 | 0 | 0 | 0 | 0 | -0.024384 | -0.004006
1996 | 30.0729 | 0 | 0 | 0 | 0 | 0 | 0 | 0.048768 | 0.004006
1996 | 30.0833 | 0 | 0 | 0 | 0 | 0 | 0 | 0.089408 | 0
1996 | 30.0938 | 0 | 0 | 0 | 0 | 0 | 0 | 0.032512 | 0.012018
1996 | 30.1042 | 0 | 0 | 0 | 0 | 0 | 0 | 0 | 0.004006
1996 | 30.1146 | 0 | 0 | 0 | 0 | 0 | 0 | -0.02032 | 0
1996 | 30.125 | 0 | 0 | 0 | 0 | 0 | 0 | 0.012192 | 0
1996 | 30.1354 | 0 | 0 | 0 | 0 | 0 | 0 | 0.024384 | 0.004006
1996 | 30.1458 | 0 | 0 | 0 | 0 | 0 | 0 | -0.004064 | -0.012018
1996 | 30.1563 | 0 | 0 | 0 | 0 | 0 | 0 | -0.004064 | -0.028042
1996 | 30.1667 | 0 | 0 | 0 | 0 | 0 | 0 | 0.008128 | 0.028042
1996 | 30.1771 | 0.032512 | 0 | 0 | 0.16024 | 0 | 0 | -0.008128 | -0.008012
1996 | 30.1875 | 0.056896 | 0 | 0 | 0.21632 | 0 | 0 | -0.032512 | -0.012018
1996 | 30.1979 | 0 | 0 | 0 | 0 | 0 | 0 | 0.008128 | 0.04006
1996 | 30.2083 | 0 | 0 | 0 | 0 | 0 | 0 | 0.085344 | 0.088132
1996 | 30.2188 | 0 | 0 | 0 | 0 | 0 | 0 | 0.073152 | 0.016024
1996 | 30.2292 | 0 | 0 | 0 | 0 | 0 | 0 | -0.04064 | 0.028042
1996 | 30.2396 | 0 | 0.024036 | 0 | 0 | 0 | 0 | 0.04064 | -0.036054
1996 | 30.25 | 0 | 0 | 0 | 0 | 0 | 0 | 0.02032 | 0.056084
1996 | 30.2604 | 0 | 0 | 0 | 0 | 0 | 0 | 0.02032 | 0.068102
1996 | 30.2708 | 0 | 0 | 0 | 0 | 0 | 0 | 0.004064 | 0.048072
1996 | 30.2813 | 0 | 0 | 0 | 0.15223 | 0 | 0 | -0.02032 | 0.008012
1996 | 30.2917 | 0 | 0 | 0 | 0 | 0 | 0 | -0.012192 | 0.028042
1996 | 30.3021 | 0.04064 | 0 | 0 | 0 | 0 | 0 | -0.012192 | -0.056084
1996 | 30.3125 | 0 | 0 | 0 | 0 | 0 | 0 | -0.016256 | -0.032048
1996 | 30.3229 | 0 | 0 | 0 | 0 | 0 | 0 | 0.065024 | 0.072108
1996 | 30.3333 | 0 | 0 | 0 | 0 | 0 | 0 | -0.012192 | -0.064096
1996 | 30.3438 | 0 | 0 | 0 | 0 | 0 | 0 | -0.065024 | 0.064096
1996 | 30.3542 | 0 | 0 | 0 | 0 | 0 | 0 | 0.085344 | -0.056084
1996 | 30.3646 | 0.032512 | 0 | 0 | 0 | 0 | 0 | 0.04064 | 0.056084
1996 | 30.375 | 0 | 0 | 0 | 0.11217 | 0 | 0 | 0 | 0.04006
1996 | 30.3854 | 0 | 0 | 0 | 0.096144 | 0 | 0 | -0.032512 | 0.056084
1996 | 30.3958 | 0 | 0 | 0 | 0 | 0 | 0 | -0.032512 | 0.052078
1996 | 30.4063 | 0 | 0 | 0 | 0 | 0 | 0 | 0.093472 | -0.016024
1996 | 30.4167 | 0 | 0 | 0 | 0 | 0 | 0 | -0.016256 | 0.012018
1996 | 30.4271 | 0 | 0.032048 | 0 | 0 | 0 | 0 | 0.004064 | -0.008012
1996 | 30.4375 | 0 | 0 | 0 | 0 | 0 | 0 | 0.032512 | 0.016024
1996 | 30.4479 | 0 | 0 | 0 | 0 | 0 | 0 | -0.073152 | 0.02003
1996 | 30.4583 | 0 | 0 | 0 | 0.096144 | 0 | 0 | 0.044704 | -0.004006
1996 | 30.4688 | 0.032512 | 0 | 0 | 0 | 0 | 0 | 0.024384 | 0.032048
1996 | 30.4792 | 0 | 0 | 0 | 0 | 0 | 0 | 0.052832 | -0.024036
1996 | 30.4896 | 0 | 0 | 0 | 0 | 0 | 0 | -0.044704 | 0.028042
1996 | 30.5 | 0 | 0 | 0 | 0 | 0 | 0 | -0.004064 | -0.036054
1996 | 30.5104 | 0 | 0 | 0.073152 | 0 | 0 | 0 | 0.06096 | 0.076114
1996 | 30.5208 | 0 | 0 | 0 | 0 | 0 | 0 | 0.02032 | 0.032048
1996 | 30.5313 | 0 | 0 | 0 | 0 | 0 | 0 | -0.048768 | -0.028042
1996 | 30.5417 | 0 | 0 | 0 | 0 | 0 | 0 | 0.044704 | 0.032048
1996 | 30.5521 | 0 | 0.024036 | 0 | 0 | 0 | 0 | 0.028448 | -0.02003
1996 | 30.5625 | 0 | 0.032048 | 0 | 0 | 0 | 0 | 0.012192 | 0.028042
1996 | 30.5729 | 0 | 0 | 0 | 0 | 0 | 0 | -0.06096 | 0.04006
1996 | 30.5833 | 0 | 0 | 0 | 0 | 0 | 0 | 0.085344 | 0.088132
1996 | 30.5938 | 0 | 0 | 0 | 0 | 0 | 0 | -0.04064 | -0.016024
1996 | 30.6042 | 0 | 0 | 0 | 0 | 0 | 0 | 0.028448 | 0.08012
1996 | 30.6146 | 0 | 0 | 0 | 0 | 0 | 0 | 0.028448 | -0.02003
1996 | 30.625 | 0 | 0 | 0 | 0 | 0 | 0 | -0.04064 | 0.036054
1996 | 30.6354 | 0 | 0 | 0 | 0 | 0 | 0 | 0.08128 | 0.024036
1996 | 30.6458 | 0 | 0 | 0 | 0 | 0 | 0 | -0.032512 | 0.016024
1996 | 30.6563 | 0 | 0 | 0 | 0 | 0 | 0 | 0.04064 | 0
1996 | 30.6667 | 0.056896 | 0 | 0 | 0 | 0 | 0 | 0.04064 | 0.028042
1996 | 30.6771 | 0 | 0.024036 | 0 | 0 | 0 | 0 | 0.032512 | -0.02003
1996 | 30.6875 | 0.024384 | 0 | 0 | 0 | 0 | 0 | 0.02032 | 0.06009
1996 | 30.6979 | 0 | 0 | 0 | 0 | 0 | 0 | 0.008128 | 0.016024
1996 | 30.7083 | 0 | 0 | 0 | 0 | 0 | 0 | 0.012192 | 0.016024
1996 | 30.7188 | 0 | 0 | 0 | 0 | 0 | 0 | -0.004064 | 0.044066
1996 | 30.7292 | 0 | 0 | 0 | 0 | 0 | 0 | 0.024384 | -0.008012
1996 | 30.7396 | 0 | 0 | 0 | 0 | 0 | 0 | 0.012192 | 0.052078
1996 | 30.75 | 0 | 0 | 0 | 0 | 0 | 0 | 0 | -0.024036
1996 | 30.7604 | 0 | 0 | 0 | 0 | 0 | 0 | 0 | 0.036054
1996 | 30.7708 | 0 | 0 | 0 | 0 | 0 | 0 | -0.012192 | 0.036054
1996 | 30.7813 | 0 | 0 | 0 | 0 | 0 | 0 | -0.004064 | 0.02003
1996 | 30.7917 | 0 | 0 | 0 | 0 | 0 | 0 | 0.008128 | 0.008012
1996 | 30.8021 | 0 | 0 | 0 | 0 | 0 | 0 | 0 | -0.016024
1996 | 30.8125 | 0 | 0 | 0 | 0 | 0 | 0 | 0.016256 | 0.028042
1996 | 30.8229 | 0 | 0 | 0 | 0 | 0 | 0 | -0.004064 | 0.008012
1996 | 30.8333 | 0 | 0 | 0 | 0 | 0 | 0 | 0.004064 | 0.008012
1996 | 30.8438 | 0 | 0 | 0 | 0 | 0 | 0 | 0.012192 | -0.008012
1996 | 30.8542 | 0 | 0 | 0 | 0 | 0 | 0 | -0.004064 | 0.02003
1996 | 30.8646 | 0 | 0.032048 | 0 | 0 | 0 | 0 | 0.028448 | -0.012018
1996 | 30.875 | 0 | 0 | 0 | 0 | 0 | 0 | -0.008128 | 0.02003
1996 | 30.8854 | 0 | 0 | 0 | 0 | 0 | 0 | -0.016256 | 0.008012
1996 | 30.8958 | 0 | 0 | 0 | 0 | 0 | 0 | 0.02032 | -0.012018
1996 | 30.9063 | 0 | 0 | 0 | 0 | 0 | 0 | -0.012192 | 0
1996 | 30.9167 | 0 | 0 | 0 | 0 | 0 | 0 | 0.008128 | 0.024036
1996 | 30.9271 | 0 | 0 | 0 | 0 | 0 | 0 | 0 | 0.024036
1996 | 30.9375 | 0 | 0 | 0 | 0 | 0 | 0 | 0.016256 | 0
1996 | 30.9479 | 0 | 0 | 0 | 0 | 0 | 0 | -0.012192 | -0.008012
1996 | 30.9583 | 0 | 0 | 0 | 0 | 0 | 0 | 0.016256 | 0.008012
1996 | 30.9688 | 0 | 0 | 0 | 0 | 0 | 0 | -0.004064 | 0.024036
1996 | 30.9792 | 0 | 0 | 0 | 0 | 0 | 0 | 0.004064 | -0.032048
1996 | 30.9896 | 0 | 0 | 0 | 0 | 0 | 0 | 0.024384 | 0.004006
1996 | 31 | 0.024384 | 0 | 0 | 0 | 0 | 0 | 0.008128 | 0.008012
1996 | 31.0104 | 0 | 0.024036 | 0 | 0 | 0 | 0 | 0.028448 | -0.02003
1996 | 31.0208 | 0 | 0 | 0 | 0 | 0 | 0 | 0.008128 | 0.008012
1996 | 31.0313 | 0.024384 | 0 | 0 | 0 | 0 | 0 | 0.008128 | 0.008012
1996 | 31.0417 | 0 | 0.024036 | 0 | 0 | 0 | 0 | 0.028448 | 0.008012
1996 | 31.0521 | 0.024384 | 0 | 0 | 0 | 0 | 0 | 0 | 0.028042
1996 | 31.0625 | 0 | 0 | 0 | 0 | 0 | 0 | 0 | -0.008012
1996 | 31.0729 | 0 | 0.032048 | 0 | 0 | 0 | 0 | 0.004064 | -0.02003
1996 | 31.0833 | 0 | 0 | 0 | 0 | 0 | 0 | 0.008128 | 0
1996 | 31.0938 | 0 | 0 | 0 | 0 | 0 | 0 | 0 | 0.052078
1996 | 31.1042 | 0 | 0 | 0 | 0 | 0 | 0 | 0.012192 | 0.016024
1996 | 31.1146 | 0 | 0 | 0 | 0 | 0 | 0 | -0.024384 | 0.02003
1996 | 31.125 | 0 | 0 | 0 | 0 | 0 | 0 | -0.02032 | -0.004006
1996 | 31.1354 | 0 | 0 | 0 | 0 | 0 | 0 | -0.012192 | 0
1996 | 31.1458 | 0 | 0 | 0 | 0 | 0 | 0 | 0.012192 | 0.028042
1996 | 31.1563 | 0 | 0 | 0 | 0 | 0 | 0 | -0.004064 | -0.02003
1996 | 31.1667 | 0 | 0 | 0 | 0 | 0 | 0 | -0.004064 | 0.048072
1996 | 31.1771 | 0 | 0 | 0 | 0 | 0 | 0 | 0.02032 | 0.008012
1996 | 31.1875 | 0.024384 | 0 | 0 | 0 | 0 | 0 | 0.004064 | 0.004006
1996 | 31.1979 | 0 | 0 | 0 | 0 | 0 | 0 | 0 | 0.008012
1996 | 31.2083 | 0.032512 | 0 | 0 | 0 | 0 | 0 | 0.02032 | 0.004006
1996 | 31.2188 | 0 | 0 | 0 | 0 | 0 | 0 | -0.004064 | 0.012018
1996 | 31.2292 | 0 | 0 | 0 | 0 | 0 | 0 | 0.004064 | 0.004006
1996 | 31.2396 | 0 | 0 | 0 | 0 | 0 | 0 | 0.004064 | -0.008012
1996 | 31.25 | 0 | 0 | 0 | 0 | 0 | 0 | -0.008128 | -0.012018
1996 | 31.2604 | 0 | 0 | 0 | 0 | 0 | 0 | 0 | -0.02003
1996 | 31.2708 | 0 | 0 | 0 | 0 | 0 | 0 | 0.008128 | -0.008012
1996 | 31.2813 | 0 | 0 | 0 | 0 | 0 | 0 | 0.012192 | 0.016024
1996 | 31.2917 | 0 | 0 | 0 | 0 | 0 | 0 | -0.012192 | 0
1996 | 31.3021 | 0 | 0 | 0 | 0 | 0 | 0 | -0.004064 | 0.004006
1996 | 31.3125 | 0 | 0 | 0 | 0 | 0 | 0 | -0.004064 | -0.02003
1996 | 31.3229 | 0 | 0 | 0 | 0 | 0 | 0 | 0.008128 | 0.024036
1996 | 31.3333 | 0 | 0 | 0 | 0 | 0 | 0 | 0 | -0.004006
1996 | 31.3438 | 0 | 0 | 0 | 0 | 0 | 0 | 0.008128 | 0
1996 | 31.3542 | 0 | 0 | 0 | 0 | 0 | 0 | -0.004064 | 0.012018
1996 | 31.3646 | 0 | 0 | 0 | 0 | 0 | 0 | 0.024384 | 0.012018
1996 | 31.375 | 0 | 0 | 0 | 0 | 0 | 0 | -0.012192 | 0.004006
1996 | 31.3854 | 0 | 0 | 0 | 0 | 0 | 0 | -0.004064 | -0.008012
1996 | 31.3958 | 0 | 0 | 0 | 0 | 0 | 0 | 0 | 0
1996 | 31.4063 | 0 | 0 | 0 | 0 | 0 | 0 | 0.004064 | -0.004006
1996 | 31.4167 | 0 | 0 | 0 | 0 | 0 | 0 | -0.016256 | -0.008012
1996 | 31.4271 | 0 | 0 | 0 | 0 | 0 | 0 | -0.004064 | -0.016024
1996 | 31.4375 | 0 | 0 | 0 | 0 | 0 | 0 | 0.012192 | 0.012018
1996 | 31.4479 | 0 | 0 | 0 | 0 | 0 | 0 | 0.004064 | -0.012018
1996 | 31.4583 | 0 | 0 | 0 | 0 | 0 | 0 | -0.016256 | -0.012018
1996 | 31.4688 | 0.04064 | 0 | 0 | 0 | 0 | 0 | -0.004064 | -0.008012
1996 | 31.4792 | 0 | 0 | 0 | 0 | 0 | 0 | 0.016256 | -0.032048
1996 | 31.4896 | 0 | 0 | 0 | 0 | 0 | 0 | -0.024384 | 0.02003
1996 | 31.5 | 0 | 0 | 0 | 0 | 0 | 0 | -0.012192 | 0.008012
1996 | 31.5104 | 0 | 0 | 0 | 0 | 0 | 0 | -0.008128 | -0.028042
1996 | 31.5208 | 0 | 0 | 0 | 0 | 0 | 0 | -0.024384 | -0.016024
1996 | 31.5313 | 0 | 0 | 0 | 0 | 0 | 0 | 0.032512 | 0.004006
1996 | 31.5417 | 0 | 0 | 0 | 0 | 0 | 0 | -0.004064 | 0
1996 | 31.5521 | 0 | 0 | 0 | 0 | 0 | 0 | -0.008128 | 0.008012
1996 | 31.5625 | 0 | 0 | 0 | 0 | 0 | 0 | 0.012192 | 0.008012
1996 | 31.5729 | 0 | 0 | 0 | 0 | 0 | 0 | 0.048768 | -0.02003
1996 | 31.5833 | 0.048768 | 0 | 0 | 0 | 0 | 0 | 0 | 0.016024
1996 | 31.5938 | 0 | 0 | 0 | 0 | 0 | 0 | -0.008128 | -0.008012
1996 | 31.6042 | 0 | 0 | 0 | 0 | 0 | 0 | 0.056896 | 0.008012
1996 | 31.6146 | 0 | 0 | 0 | 0 | 0 | 0 | -0.024384 | 0.016024
1996 | 31.625 | 0.024384 | 0 | 0 | 0 | 0 | 0 | -0.008128 | 0.024036
1996 | 31.6354 | 0 | 0 | 0 | 0 | 0 | 0 | 0.016256 | 0.016024
1996 | 31.6458 | 0 | 0 | 0 | 0 | 0 | 0 | 0.008128 | 0.012018
1996 | 31.6563 | 0 | 0 | 0 | 0 | 0 | 0 | -0.004064 | 0.004006
1996 | 31.6667 | 0 | 0 | 0 | 0 | 0 | 0 | 0.016256 | 0.016024
1996 | 31.6771 | 0 | 0 | 0 | 0 | 0 | 0 | -0.02032 | 0.004006
1996 | 31.6875 | 0 | 0 | 0 | 0 | 0 | 0 | -0.004064 | 0.02003
1996 | 31.6979 | 0 | 0 | 0 | 0 | 0 | 0 | 0.02032 | 0.008012
1996 | 31.7083 | 0 | 0 | 0 | 0 | 0 | 0 | 0.048768 | 0.02003
1996 | 31.7188 | 0 | 0 | 0 | 0 | 0 | 0 | 0.024384 | 0.012018
1996 | 31.7292 | 0 | 0 | 0 | 0 | 0 | 0 | -0.004064 | 0.028042
1996 | 31.7396 | 0 | 0 | 0 | 0 | 0 | 0 | 0.028448 | 0
1996 | 31.75 | 0 | 0 | 0 | 0 | 0 | 0 | 0.065024 | 0.004006
1996 | 31.7604 | 0 | 0 | 0 | 0 | 0 | 0 | 0.004064 | 0.008012
1996 | 31.7708 | 0 | 0 | 0 | 0 | 0 | 0 | 0.004064 | 0.024036
1996 | 31.7813 | 0 | 0 | 0 | 0 | 0 | 0 | 0 | 0.012018
1996 | 31.7917 | 0 | 0 | 0 | 0 | 0 | 0 | 0.02032 | 0.016024
1996 | 31.8021 | 0 | 0 | 0 | 0 | 0 | 0 | 0.016256 | 0.008012
1996 | 31.8125 | 0 | 0 | 0 | 0 | 0 | 0 | 0.004064 | -0.016024
1996 | 31.8229 | 0 | 0 | 0 | 0 | 0 | 0 | 0 | 0.016024
1996 | 31.8333 | 0 | 0 | 0 | 0 | 0 | 0 | 0 | 0.024036
1996 | 31.8438 | 0 | 0 | 0 | 0 | 0 | 0 | 0.012192 | 0.004006
1996 | 31.8542 | 0 | 0 | 0 | 0 | 0 | 0 | 0 | 0
1996 | 31.8646 | 0 | 0 | 0 | 0 | 0 | 0 | -0.004064 | 0.02003
1996 | 31.875 | 0.024384 | 0 | 0 | 0 | 0 | 0 | 0.012192 | 0.004006
1996 | 31.8854 | 0 | 0 | 0 | 0 | 0 | 0 | -0.004064 | 0.024036
1996 | 31.8958 | 0 | 0 | 0 | 0 | 0 | 0 | 0.016256 | -0.004006
1996 | 31.9063 | 0.032512 | 0 | 0 | 0 | 0 | 0 | 0.016256 | 0.012018
1996 | 31.9167 | 0 | 0 | 0 | 0 | 0 | 0 | 0.008128 | 0
1996 | 31.9271 | 0 | 0 | 0 | 0 | 0 | 0 | 0 | 0.012018
1996 | 31.9375 | 0 | 0 | 0 | 0 | 0 | 0 | 0.008128 | -0.016024
1996 | 31.9479 | 0 | 0 | 0 | 0 | 0 | 0 | 0.02032 | 0
1996 | 31.9583 | 0 | 0 | 0 | 0 | 0 | 0 | -0.004064 | -0.004006
1996 | 31.9688 | 0 | 0 | 0 | 0 | 0 | 0 | 0.02032 | -0.004006
1996 | 31.9792 | 0 | 0 | 0 | 0 | 0 | 0 | -0.008128 | 0.008012
1996 | 31.9896 | 0 | 0 | 0 | 0 | 0 | 0 | -0.012192 | 0.02003
1996 | 32 | 0 | 0 | 0 | 0 | 0 | 0 | -0.048768 | 0.024036
1996 | 32.0104 | 0 | 0 | 0 | 0 | 0 | 0 | 0.008128 | 0.032048
1996 | 32.0208 | 0 | 0 | 0.065024 | 0 | 0 | 0 | 0.024384 | 0.004006
1996 | 32.0313 | 0 | 0 | 0 | 0 | 0 | 0 | 0.085344 | -0.048072
1996 | 32.0417 | 0 | 0 | 0 | 0 | 0 | 0 | 0.008128 | 0
1996 | 32.0521 | 0 | 0.024036 | 0 | 0 | 0 | 0 | 0.016256 | 0.008012
1996 | 32.0625 | 0 | 0 | 0 | 0 | 0 | 0 | 0.016256 | 0.012018
1996 | 32.0729 | 0 | 0.024036 | 0 | 0 | 0 | 0 | 0.004064 | 0
1996 | 32.0833 | 0 | 0 | 0 | 0 | 0 | 0 | 0 | 0.012018
1996 | 32.0938 | 0 | 0 | 0 | 0 | 0 | 0 | 0.008128 | -0.008012
1996 | 32.1042 | 0 | 0 | 0 | 0 | 0 | 0 | 0.016256 | 0
1996 | 32.1146 | 0 | 0 | 0 | 0 | 0 | 0 | -0.004064 | 0.012018
1996 | 32.125 | 0 | 0 | 0 | 0 | 0 | 0 | -0.008128 | 0.012018
1996 | 32.1354 | 0 | 0 | 0 | 0 | 0 | 0 | 0.012192 | 0
1996 | 32.1458 | 0 | 0 | 0 | 0 | 0 | 0 | -0.016256 | -0.004006
1996 | 32.1563 | 0 | 0 | 0 | 0 | 0 | 0 | 0 | 0
1996 | 32.1667 | 0 | 0 | 0 | 0 | 0 | 0 | 0 | -0.008012
1996 | 32.1771 | 0 | 0 | 0 | 0 | 0 | 0 | 0.004064 | -0.004006
1996 | 32.1875 | 0 | 0 | 0 | 0 | 0 | 0 | 0.008128 | 0.008012
1996 | 32.1979 | 0 | 0 | 0 | 0 | 0 | 0 | -0.024384 | 0.008012
1996 | 32.2083 | 0 | 0 | 0 | 0 | 0 | 0 | 0.024384 | -0.004006
1996 | 32.2188 | 0 | 0 | 0 | 0 | 0 | 0 | 0 | -0.016024
1996 | 32.2292 | 0 | 0 | 0 | 0 | 0 | 0 | 0 | -0.004006
1996 | 32.2396 | 0 | 0 | 0 | 0 | 0 | 0 | 0 | -0.004006
1996 | 32.25 | 0 | 0 | 0 | 0 | 0 | 0 | 0.004064 | -0.008012
1996 | 32.2604 | 0 | 0 | 0 | 0 | 0 | 0 | 0 | 0
1996 | 32.2708 | 0 | 0 | 0 | 0 | 0 | 0 | 0.004064 | 0
1996 | 32.2813 | 0 | 0 | 0 | 0 | 0 | 0 | 0 | -0.012018
1996 | 32.2917 | 0 | 0 | 0 | 0 | 0 | 0 | 0.004064 | -0.008012
1996 | 32.3021 | 0.024384 | 0.024036 | 0 | 0 | 0 | 0 | 0.016256 | -0.016024
1996 | 32.3125 | 0 | 0 | 0 | 0 | 0 | 0 | 0.016256 | 0.02003
1996 | 32.3229 | 0 | 0 | 0 | 0 | 0 | 0 | 0.016256 | -0.004006
1996 | 32.3333 | 0 | 0 | 0 | 0 | 0 | 0 | -0.008128 | -0.012018
1996 | 32.3438 | 0 | 0 | 0 | 0 | 0 | 0 | -0.028448 | 0
1996 | 32.3542 | 0 | 0 | 0 | 0 | 0 | 0 | 0 | -0.008012
1996 | 32.3646 | 0 | 0 | 0 | 0.024036 | 0 | 0 | -0.012192 | 0.004006
1996 | 32.375 | 0 | 0 | 0.13818 | 0.16024 | 0 | 0 | 0 | 0
1996 | 32.3854 | 0 | 0 | 0.13005 | 0.12018 | 0 | 0 | 0 | 0
1996 | 32.3958 | 0 | 0 | 0.22758 | 0.22434 | 0 | 0 | 0 | 0
1996 | 32.4063 | 0 | 0 | 0.08128 | 0.032048 | 0 | 0 | 0 | 0
1996 | 32.4167 | 0 | 0 | 0.31699 | 0.28042 | 0 | 0 | 0 | 0
1996 | 32.4271 | 0 | 0 | 0.38202 | 0.38458 | 0 | 0 | 0 | 0
1996 | 32.4375 | 0 | 0 | 0.5527 | 0.52078 | 0 | 0 | 0 | 0
1996 | 32.4479 | 0 | 0 | 0.65024 | 0.62494 | 0 | 0 | 0 | 0
1996 | 32.4583 | 0 | 0 | 0.68275 | 0.67301 | 0 | 0 | 0 | 0
1996 | 32.4688 | 0 | 0 | 0.69901 | 0.65698 | 0 | 0 | 0 | 0
1996 | 32.4792 | 0 | 0 | 0.60147 | 0.54482 | 0 | 0 | 0 | 0
1996 | 32.4896 | 0 | 0 | 0.44704 | 0.42464 | 0 | 0 | 0 | 0
1996 | 32.5 | 0 | 0 | 0.35763 | 0.32849 | 0 | 0 | 0 | 0
1996 | 32.5104 | 0 | 0 | 0.16256 | 0.1362 | 0 | 0 | 0 | 0
1996 | 32.5208 | 0 | 0 | 0.048768 | 0.072108 | 0 | 0 | 0 | 0
1996 | 32.5313 | 0 | 0 | 0.13818 | 0.14422 | 0 | 0 | 0 | 0
1996 | 32.5417 | 0 | 0 | 0.1463 | 0.11217 | 0 | 0 | 0 | 0
1996 | 32.5521 | 0 | 0 | 0.16256 | 0.17626 | 0 | 0 | 0 | 0
1996 | 32.5625 | 0 | 0 | 0.13005 | 0.10416 | 0 | 0 | 0 | 0
1996 | 32.5729 | 0 | 0 | 0.04064 | 0.048072 | 0 | 0 | 0 | 0
1996 | 32.5833 | 0 | 0 | 0.016256 | 0.032048 | 0 | 0 | 0.004064 | 0
1996 | 32.5938 | 0 | 0 | 0 | 0 | 0 | 0 | 0.008128 | 0.004006
1996 | 32.6042 | 0.024384 | 0 | 0 | 0 | 0 | 0 | 0.004064 | -0.008012
1996 | 32.6146 | 0 | 0 | 0 | 0 | 0 | 0 | 0.008128 | -0.008012
1996 | 32.625 | 0 | 0 | 0 | 0 | 0 | 0 | 0.004064 | -0.02003
1996 | 32.6354 | 0 | 0 | 0 | 0 | 0 | 0 | -0.008128 | -0.004006
1996 | 32.6458 | 0 | 0 | 0 | 0 | 0 | 0 | -0.012192 | 0.004006
1996 | 32.6563 | 0 | 0 | 0 | 0 | 0 | 0 | 0.028448 | 0.008012
1996 | 32.6667 | 0 | 0 | 0 | 0 | 0 | 0 | -0.004064 | 0.028042
1996 | 32.6771 | 0 | 0 | 0 | 0 | 0 | 0 | 0.012192 | -0.004006
1996 | 32.6875 | 0 | 0 | 0 | 0 | 0 | 0 | 0.012192 | -0.004006
1996 | 32.6979 | 0 | 0 | 0 | 0 | 0 | 0 | -0.004064 | -0.008012
1996 | 32.7083 | 0 | 0 | 0 | 0 | 0 | 0 | 0.012192 | 0.008012
1996 | 32.7188 | 0 | 0 | 0 | 0 | 0 | 0 | -0.008128 | 0.004006
1996 | 32.7292 | 0 | 0 | 0 | 0 | 0 | 0 | 0 | 0.012018
1996 | 32.7396 | 0 | 0 | 0 | 0 | 0 | 0 | 0 | 0.004006
1996 | 32.75 | 0 | 0 | 0 | 0 | 0 | 0 | 0.012192 | -0.004006
1996 | 32.7604 | 0 | 0 | 0 | 0 | 0 | 0 | 0.004064 | 0
1996 | 32.7708 | 0 | 0 | 0 | 0 | 0 | 0 | -0.004064 | -0.004006
1996 | 32.7813 | 0 | 0 | 0 | 0 | 0 | 0 | 0.012192 | -0.004006
1996 | 32.7917 | 0 | 0 | 0 | 0 | 0 | 0 | -0.004064 | 0.004006
1996 | 32.8021 | 0 | 0 | 0 | 0 | 0 | 0 | 0 | -0.012018
1996 | 32.8125 | 0 | 0 | 0 | 0 | 0 | 0 | -0.004064 | 0.012018
1996 | 32.8229 | 0 | 0 | 0 | 0 | 0 | 0 | 0.008128 | 0.008012
1996 | 32.8333 | 0 | 0 | 0 | 0 | 0 | 0 | -0.008128 | -0.012018
1996 | 32.8438 | 0 | 0 | 0 | 0 | 0 | 0 | -0.004064 | -0.004006
1996 | 32.8542 | 0 | 0.016024 | 0 | 0 | 0 | 0 | -0.004064 | 0
1996 | 32.8646 | 0 | 0.016024 | 0 | 0 | 0 | 0 | -0.032512 | 0.008012
1996 | 32.875 | 0 | 0.032048 | 0 | 0 | 0 | 0 | 0 | 0
1996 | 32.8854 | 0.016256 | 0.024036 | 0 | 0 | 0 | 0 | 0 | 0.008012
1996 | 32.8958 | 0 | 0.024036 | 0 | 0 | 0 | 0 | -0.02032 | 0.008012
1996 | 32.9063 | 0.016256 | 0.016024 | 0 | 0 | 0 | 0 | 0.008128 | -0.004006
1996 | 32.9167 | 0 | 0.008012 | 0 | 0 | 0 | 0 | -0.02032 | 0.004006
1996 | 32.9271 | 0.016256 | 0.008012 | 0 | 0 | 0 | 0 | 0 | -0.008012
1996 | 32.9375 | 0.024384 | 0.016024 | 0 | 0 | 0 | 0 | -0.008128 | -0.016024
1996 | 32.9479 | 0 | 0 | 0.073152 | 0.048072 | 0 | 0 | 0 | -0.008012
1996 | 32.9583 | 0 | 0 | 0.12192 | 0.11217 | 0 | 0 | 0 | 0
1996 | 32.9688 | 0 | 0 | 0.048768 | 0.072108 | 0 | 0 | 0 | 0
1996 | 32.9792 | 0 | 0 | 0.065024 | 0.04006 | 0 | 0 | 0 | 0
1996 | 32.9896 | 0 | 0 | 0.032512 | 0.032048 | 0 | 0 | 0 | 0
1996 | 33 | 0 | 0 | 0.008128 | 0.016024 | 0 | 0 | -0.004064 | 0
1996 | 33.0104 | 0.048768 | 0 | 0 | 0.032048 | 0 | 0 | -0.004064 | 0
1996 | 33.0208 | 0 | 0 | 0 | 0.04006 | 0 | 0 | -0.032512 | 0
1996 | 33.0313 | 0 | 0 | 0 | 0.04006 | 0 | 0 | -0.048768 | 0
1996 | 33.0417 | 0.024384 | 0 | 0 | 0.056084 | 0 | 0 | -0.008128 | 0
1996 | 33.0521 | 0 | 0 | 0.04064 | 0.032048 | 0 | 0 | 0 | 0
1996 | 33.0625 | 0 | 0 | 0.016256 | 0.024036 | 0 | 0 | 0 | 0
1996 | 33.0729 | 0 | 0 | 0.016256 | 0.016024 | 0 | 0 | -0.012192 | -0.008012
1996 | 33.0833 | 0 | 0 | 0 | 0 | 0 | 0 | -0.016256 | -0.012018
1996 | 33.0938 | 0 | 0 | 0.032512 | 0.016024 | 0 | 0 | 0.004064 | -0.012018
1996 | 33.1042 | 0 | 0 | 0.04064 | 0.048072 | 0 | 0 | -0.004064 | 0
1996 | 33.1146 | 0 | 0 | 0.024384 | 0.008012 | 0 | 0 | 0.004064 | 0
1996 | 33.125 | 0 | 0 | 0 | 0.024036 | 0 | 0 | -0.008128 | 0
1996 | 33.1354 | 0 | 0 | 0 | 0.008012 | 0 | 0 | 0 | 0.012018
1996 | 33.1458 | 0 | 0 | 0.008128 | 0 | 0 | 0 | 0.004064 | 0
1996 | 33.1563 | 0 | 0 | 0 | 0 | 0 | 0 | -0.012192 | -0.008012
1996 | 33.1667 | 0 | 0 | 0 | 0 | 0 | 0 | 0.012192 | 0.012018
1996 | 33.1771 | 0 | 0 | 0 | 0 | 0 | 0 | -0.004064 | 0
1996 | 33.1875 | 0 | 0 | 0 | 0.008012 | 0 | 0 | 0.024384 | 0
1996 | 33.1979 | 0 | 0 | 0 | 0.016024 | 0 | 0 | -0.004064 | 0.008012
1996 | 33.2083 | 0 | 0 | 0.008128 | 0.008012 | 0 | 0 | 0.004064 | 0.008012
1996 | 33.2188 | 0 | 0 | 0.016256 | 0 | 0 | 0 | 0.008128 | 0.008012
1996 | 33.2292 | 0 | 0 | 0 | 0.016024 | 0 | 0 | 0 | 0.004006
1996 | 33.2396 | 0 | 0 | 0 | 0.008012 | 0 | 0 | 0.008128 | -0.004006
1996 | 33.25 | 0 | 0 | 0 | 0 | 0 | 0 | -0.004064 | 0
1996 | 33.2604 | 0 | 0 | 0 | 0 | 0 | 0 | 0.004064 | 0.008012
1996 | 33.2708 | 0 | 0 | 0.008128 | 0.008012 | 0 | 0 | 0 | 0.004006
1996 | 33.2813 | 0 | 0 | 0.008128 | 0 | 0 | 0 | 0 | 0
1996 | 33.2917 | 0 | 0 | 0.016256 | 0 | 0 | 0 | 0 | 0
1996 | 33.3021 | 0 | 0 | 0.024384 | 0 | 0 | 0 | 0.004064 | -0.004006
1996 | 33.3125 | 0 | 0 | 0 | 0.008012 | 0 | 0 | 0 | 0.004006
1996 | 33.3229 | 0 | 0 | 0 | 0 | 0 | 0 | -0.02032 | -0.004006
1996 | 33.3333 | 0 | 0 | 0 | 0.008012 | 0 | 0 | 0 | 0.008012
1996 | 33.3438 | 0 | 0 | 0.008128 | 0.016024 | 0 | 0 | 0 | 0
1996 | 33.3542 | 0 | 0 | 0.008128 | 0.016024 | 0 | 0 | 0 | 0
1996 | 33.3646 | 0 | 0 | 0.04064 | 0.032048 | 0 | 0 | 0.008128 | 0
1996 | 33.375 | 0 | 0 | 0.016256 | 0.024036 | 0 | 0 | 0 | 0.004006
1996 | 33.3854 | 0 | 0 | 0.016256 | 0 | 0 | 0 | 0 | -0.004006
1996 | 33.3958 | 0 | 0 | 0 | 0.008012 | 0 | 0 | 0.008128 | 0.004006
1996 | 33.4063 | 0 | 0 | 0.008128 | 0.008012 | 0 | 0 | 0 | -0.004006
1996 | 33.4167 | 0 | 0 | 0.024384 | 0.024036 | 0 | 0 | -0.008128 | 0.004006
1996 | 33.4271 | 0 | 0 | 0.016256 | 0 | 0 | 0 | 0.008128 | -0.004006
1996 | 33.4375 | 0 | 0 | 0 | 0.008012 | 0 | 0 | -0.012192 | -0.004006
1996 | 33.4479 | 0 | 0 | 0.008128 | 0.008012 | 0 | 0 | 0.004064 | -0.004006
1996 | 33.4583 | 0 | 0 | 0.016256 | 0.056084 | 0 | 0 | 0 | 0
1996 | 33.4688 | 0 | 0 | 0.065024 | 0.064096 | 0 | 0 | 0 | 0
1996 | 33.4792 | 0 | 0 | 0.11379 | 0.088132 | 0 | 0 | 0 | 0
1996 | 33.4896 | 0 | 0 | 0.024384 | 0.008012 | 0 | 0 | 0.004064 | 0.004006
1996 | 33.5 | 0 | 0 | 0 | 0 | 0 | 0 | 0.036576 | 0.012018
1996 | 33.5104 | 0 | 0 | 0.024384 | 0.008012 | 0 | 0 | -0.012192 | -0.004006
1996 | 33.5208 | 0 | 0 | 0 | 0 | 0 | 0 | -0.016256 | -0.012018
1996 | 33.5313 | 0 | 0 | 0.024384 | 0 | 0 | 0 | 0.012192 | 0
1996 | 33.5417 | 0 | 0 | 0.008128 | 0.024036 | 0 | 0 | 0.004064 | 0
1996 | 33.5521 | 0 | 0 | 0.032512 | 0.008012 | 0 | 0 | 0.008128 | 0
1996 | 33.5625 | 0 | 0 | 0 | 0.008012 | 0 | 0 | -0.024384 | 0
1996 | 33.5729 | 0 | 0 | 0 | 0.008012 | 0 | 0 | -0.004064 | 0.008012
1996 | 33.5833 | 0 | 0 | 0.008128 | 0.016024 | 0 | 0 | 0.008128 | 0
1996 | 33.5938 | 0 | 0 | 0 | 0.016024 | 0 | 0 | 0 | 0.008012
1996 | 33.6042 | 0 | 0 | 0.016256 | 0.008012 | 0 | 0 | 0.004064 | 0.004006
1996 | 33.6146 | 0 | 0 | 0.008128 | 0 | 0 | 0 | -0.004064 | 0
1996 | 33.625 | 0 | 0 | 0 | 0 | 0 | 0 | -0.008128 | 0.004006
1996 | 33.6354 | 0 | 0 | 0 | 0.008012 | 0 | 0 | 0.008128 | 0
1996 | 33.6458 | 0 | 0 | 0.024384 | 0.016024 | 0 | 0 | 0.008128 | 0.004006
1996 | 33.6563 | 0 | 0 | 0.065024 | 0 | 0 | 0 | 0.02032 | -0.004006
1996 | 33.6667 | 0 | 0 | 0.032512 | 0.008012 | 0 | 0 | -0.012192 | 0.012018
1996 | 33.6771 | 0 | 0 | 0.032512 | 0 | 0 | 0 | 0 | 0.004006
1996 | 33.6875 | 0 | 0 | 0.024384 | 0 | 0 | 0 | 0.016256 | 0.016024
1996 | 33.6979 | 0 | 0 | 0.016256 | 0 | 0 | 0 | 0.004064 | 0
1996 | 33.7083 | 0 | 0 | 0 | 0.032048 | 0 | 0 | 0.004064 | 0
1996 | 33.7188 | 0 | 0 | 0.008128 | 0.016024 | 0 | 0 | 0 | 0
1996 | 33.7292 | 0 | 0 | 0 | 0.024036 | 0 | 0 | -0.004064 | 0.008012
1996 | 33.7396 | 0 | 0 | 0 | 0.064096 | 0 | 0 | -0.004064 | 0
1996 | 33.75 | 0 | 0 | 0.12192 | 0.2003 | 0 | 0 | 0 | 0
1996 | 33.7604 | 0 | 0 | 0.089408 | 0.064096 | 0 | 0 | 0 | 0
1996 | 33.7708 | 0 | 0 | 0.13818 | 0.096144 | 0 | 0 | 0 | 0
1996 | 33.7813 | 0 | 0 | 0.21946 | 0.10416 | 0 | 0 | 0 | 0
1996 | 33.7917 | 0 | 0 | 0.13818 | 0.16024 | 0 | 0 | 0 | 0
1996 | 33.8021 | 0 | 0 | 0.04064 | 0.096144 | 0 | 0 | 0 | 0
1996 | 33.8125 | 0 | 0 | 0.048768 | 0.24837 | 0 | 0 | 0 | 0
1996 | 33.8229 | 0 | 0 | 0.073152 | 0.23235 | 0 | 0 | 0 | 0
1996 | 33.8333 | 0 | 0 | 0.16256 | 0.2644 | 0 | 0 | 0 | 0
1996 | 33.8438 | 0 | 0 | 0.08128 | 0.11217 | 0 | 0 | 0 | 0
1996 | 33.8542 | 0 | 0 | 0.04064 | 0.048072 | 0 | 0 | 0 | 0
1996 | 33.8646 | 0 | 0 | 0.048768 | 0.048072 | 0 | 0 | 0 | 0
1996 | 33.875 | 0 | 0 | 0.056896 | 0.056084 | 0 | 0 | 0 | 0
1996 | 33.8854 | 0 | 0 | 0.089408 | 0.072108 | 0 | 0 | 0 | 0
1996 | 33.8958 | 0 | 0 | 0.13818 | 0.10416 | 0 | 0 | 0 | 0
1996 | 33.9063 | 0 | 0 | 0.2032 | 0.22434 | 0 | 0 | 0 | 0
1996 | 33.9167 | 0 | 0 | 0.37389 | 0.30446 | 0 | 0 | 0 | 0
1996 | 33.9271 | 0 | 0 | 0.08128 | 0.072108 | 0 | 0 | 0 | 0.004006
1996 | 33.9375 | 0 | 0 | 0.008128 | 0 | 0 | 0 | 0 | 0.02003
1996 | 33.9479 | 0 | 0 | 0.032512 | 0 | 0 | 0 | -0.008128 | 0.02003
1996 | 33.9583 | 0 | 0 | 0.008128 | 0 | 0 | 0 | 0 | 0.004006
1996 | 33.9688 | 0 | 0 | 0 | 0 | 0 | 0 | 0 | 0.004006
1996 | 33.9792 | 0 | 0 | 0.008128 | 0 | 0 | 0 | 0 | -0.004006
1996 | 33.9896 | 0 | 0 | 0.008128 | 0.008012 | 0 | 0 | 0 | 0
1996 | 34 | 0 | 0 | 0 | 0 | 0 | 0 | 0 | 0
1996 | 34.0104 | 0 | 0 | 0 | 0 | 0 | 0 | 0 | 0.004006
1996 | 34.0208 | 0 | 0 | 0 | 0 | 0 | 0 | 0 | -0.004006
1996 | 34.0313 | 0 | 0 | 0 | 0 | 0 | 0 | 0 | 0
1996 | 34.0417 | 0 | 0 | 0 | 0 | 0 | 0 | 0 | 0.008012
1996 | 34.0521 | 0 | 0 | 0 | 0.032048 | 0 | 0 | 0 | 0.012018
1996 | 34.0625 | 0 | 0 | 0.008128 | 0 | 0 | 0 | 0 | 0.012018
1996 | 34.0729 | 0 | 0 | 0 | 0.008012 | 0 | 0 | 0 | 0
1996 | 34.0833 | 0 | 0 | 0.008128 | 0.016024 | 0 | 0 | 0 | 0
1996 | 34.0938 | 0 | 0 | 0.008128 | 0 | 0 | 0 | 0 | 0
1996 | 34.1042 | 0 | 0 | 0.016256 | 0 | 0 | 0 | 0 | -0.02003
1996 | 34.1146 | 0 | 0 | 0.016256 | 0 | 0 | 0 | 0 | -0.012018
1996 | 34.125 | 0 | 0 | 0.016256 | 0 | 0 | 0 | 0 | -0.008012
1996 | 34.1354 | 0 | 0 | 0.016256 | 0 | 0 | 0 | 0 | -0.008012
1996 | 34.1458 | 0 | 0 | 0.016256 | 0.016024 | 0 | 0 | 0 | 0
1996 | 34.1563 | 0 | 0 | 0.008128 | 0.016024 | 0 | 0 | 0 | 0
1996 | 34.1667 | 0 | 0 | 0.016256 | 0.008012 | 0 | 0 | 0 | 0
1996 | 34.1771 | 0 | 0 | 0.016256 | 0.016024 | 0 | 0 | 0 | 0
1996 | 34.1875 | 0 | 0 | 0.016256 | 0.008012 | 0 | 0 | 0 | 0
1996 | 34.1979 | 0 | 0 | 0.016256 | 0.024036 | 0 | 0 | 0 | 0
1996 | 34.2083 | 0 | 0 | 0.008128 | 0.008012 | 0 | 0 | 0 | 0.004006
1996 | 34.2188 | 0 | 0 | 0.016256 | 0.016024 | 0 | 0 | 0 | 0.004006
1996 | 34.2292 | 0 | 0 | 0.008128 | 0.008012 | 0 | 0 | 0 | 0
1996 | 34.2396 | 0 | 0 | 0.016256 | 0.016024 | 0 | 0 | 0 | 0
1996 | 34.25 | 0 | 0 | 0.016256 | 0.024036 | 0 | 0 | 0 | 0
1996 | 34.2604 | 0 | 0 | 0.024384 | 0.016024 | 0 | 0 | 0 | 0
1996 | 34.2708 | 0 | 0 | 0.024384 | 0.024036 | 0 | 0 | 0 | 0
1996 | 34.2813 | 0 | 0 | 0.016256 | 0.016024 | 0 | 0 | 0 | -0.012018
1996 | 34.2917 | 0 | 0 | 0.016256 | 0.016024 | 0 | 0 | 0 | -0.004006
1996 | 34.3021 | 0 | 0 | 0.024384 | 0.024036 | 0 | 0 | 0 | 0
1996 | 34.3125 | 0 | 0 | 0.024384 | 0.024036 | 0 | 0 | 0 | 0
1996 | 34.3229 | 0 | 0 | 0.024384 | 0.04006 | 0 | 0 | 0 | 0
1996 | 34.3333 | 0 | 0 | 0.016256 | 0.016024 | 0 | 0 | 0 | 0
1996 | 34.3438 | 0 | 0 | 0.016256 | 0.024036 | 0 | 0 | 0 | 0
1996 | 34.3542 | 0 | 0 | 0.016256 | 0.024036 | 0 | 0 | 0 | 0
1996 | 34.3646 | 0 | 0 | 0.016256 | 0.016024 | 0 | 0 | 0 | 0.004006
1996 | 34.375 | 0 | 0 | 0.024384 | 0.024036 | 0 | 0 | 0 | 0.004006
1996 | 34.3854 | 0 | 0 | 0.024384 | 0.008012 | 0 | 0 | 0 | 0
1996 | 34.3958 | 0 | 0 | 0.024384 | 0.032048 | 0 | 0 | 0 | 0
1996 | 34.4063 | 0 | 0 | 0.008128 | 0.024036 | 0 | 0 | 0 | 0
1996 | 34.4167 | 0 | 0 | 0.016256 | 0.008012 | 0 | 0 | 0 | 0
1996 | 34.4271 | 0 | 0 | 0.008128 | 0 | 0 | 0 | 0 | 0.008012
1996 | 34.4375 | 0 | 0 | 0 | 0 | 0 | 0 | -0.008128 | 1.4211e-14
1996 | 34.4479 | 0 | 0 | 0 | 0 | 0 | 0 | 0.008128 | 0.012018
1996 | 34.4583 | 0 | 0 | 0 | 0 | 0 | 0 | 0 | 0.004006
1996 | 34.4688 | 0 | 0 | 0 | 0 | 0 | 0 | 0 | -0.004006
1996 | 34.4792 | 0 | 0 | 0 | 0 | 0 | 0 | -0.008128 | 0
1996 | 34.4896 | 0 | 0 | 0 | 0 | 0 | 0 | -0.004064 | 0
1996 | 34.5 | 0 | 0 | 0 | 0 | 0 | 0 | 0.004064 | 0.008012
1996 | 34.5104 | 0 | 0 | 0 | 0 | 0 | 0 | 0 | -0.008012
1996 | 34.5208 | 0 | 0 | 0 | 0 | 0 | 0 | 0.004064 | 0.004006
1996 | 34.5313 | 0 | 0 | 0 | 0 | 0 | 0 | -0.004064 | 0
1996 | 34.5417 | 0 | 0 | 0 | 0 | 0 | 0 | 0 | 0
1996 | 34.5521 | 0 | 0 | 0 | 0 | 0 | 0 | 0.008128 | -0.004006
1996 | 34.5625 | 0 | 0 | 0 | 0 | 0 | 0 | -0.004064 | -0.008012
1996 | 34.5729 | 0 | 0 | 0 | 0 | 0 | 0 | -0.004064 | 0.008012
1996 | 34.5833 | 0 | 0 | 0 | 0 | 0 | 0 | 0 | 0
1996 | 34.5938 | 0 | 0 | 0 | 0 | 0 | 0 | 0.008128 | 0
1996 | 34.6042 | 0 | 0 | 0 | 0 | 0 | 0 | -0.008128 | 0
1996 | 34.6146 | 0 | 0 | 0 | 0 | 0 | 0 | 0.008128 | -0.004006
1996 | 34.625 | 0 | 0 | 0 | 0 | 0 | 0 | 0 | 0
1996 | 34.6354 | 0 | 0 | 0 | 0 | 0 | 0 | -0.008128 | -0.004006
1996 | 34.6458 | 0 | 0 | 0 | 0 | 0 | 0 | 0 | 0
1996 | 34.6563 | 0 | 0 | 0 | 0 | 0 | 0 | 0 | -0.004006
1996 | 34.6667 | 0 | 0 | 0 | 0 | 0 | 0 | 0 | 0
1996 | 34.6771 | 0 | 0 | 0 | 0 | 0 | 0 | 0.008128 | -0.004006
1996 | 34.6875 | 0 | 0 | 0 | 0 | 0 | 0 | -0.004064 | 0.012018
1996 | 34.6979 | 0 | 0 | 0 | 0.016024 | 0 | 0 | 0.004064 | 0
1996 | 34.7083 | 0 | 0 | 0 | 0.024036 | 0 | 0 | 0 | 0.02003
1996 | 34.7188 | 0 | 0 | 0 | 0 | 0 | 0 | 0 | 0.004006
1996 | 34.7292 | 0 | 0 | 0 | 0.008012 | 0 | 0 | 0 | 0.004006
1996 | 34.7396 | 0 | 0 | 0 | 0 | 0 | 0 | -0.008128 | -0.004006
1996 | 34.75 | 0 | 0 | 0 | 0 | 0 | 0 | 0.004064 | 0.008012
1996 | 34.7604 | 0 | 0 | 0 | 0 | 0 | 0 | 0.004064 | -0.02003
1996 | 34.7708 | 0 | 0 | 0 | 0 | 0 | 0 | 0 | 0.012018
1996 | 34.7813 | 0 | 0 | 0 | 0 | 0 | 0 | 0 | -0.004006
1996 | 34.7917 | 0 | 0 | 0 | 0 | 0 | 0 | 0 | 0.004006
1996 | 34.8021 | 0 | 0 | 0 | 0 | 0 | 0 | 0.004064 | 0.004006
1996 | 34.8125 | 0 | 0 | 0 | 0 | 0 | 0 | 0.004064 | 0.004006
1996 | 34.8229 | 0 | 0 | 0 | 0 | 0 | 0 | 0 | 0
1996 | 34.8333 | 0 | 0 | 0 | 0 | 0 | 0 | 0 | 0.008012
1996 | 34.8438 | 0 | 0 | 0 | 0.008012 | 0 | 0 | 0.008128 | 0
1996 | 34.8542 | 0 | 0 | 0 | 0.008012 | 0 | 0 | -0.008128 | 0.012018
1996 | 34.8646 | 0 | 0 | 0 | 0 | 0 | 0 | 0.004064 | 0
1996 | 34.875 | 0 | 0 | 0 | 0 | 0 | 0 | 0 | 0.004006
1996 | 34.8854 | 0 | 0 | 0 | 0.016024 | 0 | 0 | -0.004064 | 0.004006
1996 | 34.8958 | 0 | 0 | 0 | 0 | 0 | 0 | 0 | 0.008012
1996 | 34.9063 | 0 | 0 | 0 | 0 | 0 | 0 | 0 | 0
1996 | 34.9167 | 0 | 0 | 0 | 0 | 0 | 0 | 0 | -0.004006
1996 | 34.9271 | 0 | 0 | 0 | 0 | 0 | 0 | 0 | 0
1996 | 34.9375 | 0 | 0 | 0 | 0 | 0 | 0 | 0 | 0
1996 | 34.9479 | 0 | 0 | 0 | 0 | 0 | 0 | 0 | 0
1996 | 34.9583 | 0 | 0 | 0 | 0 | 0 | 0 | 0 | 0
1996 | 34.9688 | 0 | 0 | 0 | 0 | 0 | 0 | 0 | -0.012018
1996 | 34.9792 | 0 | 0 | 0 | 0 | 0 | 0 | 0 | 0.004006
1996 | 34.9896 | 0 | 0 | 0 | 0 | 0 | 0 | -0.004064 | -0.004006
1996 | 35 | 0 | 0 | 0 | 0 | 0 | 0 | 0 | -0.004006
1996 | 35.0104 | 0 | 0 | 0 | 0 | 0 | 0 | -0.004064 | 0.004006
1996 | 35.0208 | 0 | 0 | 0 | 0 | 0 | 0 | 0 | -0.008012
1996 | 35.0313 | 0 | 0 | 0 | 0 | 0 | 0 | 0 | 0
1996 | 35.0417 | 0 | 0 | 0 | 0 | 0 | 0 | -0.008128 | -0.004006
1996 | 35.0521 | 0 | 0 | 0 | 0 | 0 | 0 | 0.008128 | 0.008012
1996 | 35.0625 | 0 | 0 | 0 | 0 | 0 | 0 | -0.004064 | 0
1996 | 35.0729 | 0 | 0 | 0 | 0 | 0 | 0 | -0.004064 | 0.016024
1996 | 35.0833 | 0 | 0 | 0 | 0 | 0 | 0 | 0.004064 | 0.016024
1996 | 35.0938 | 0 | 0 | 0 | 0 | 0 | 0 | -0.004064 | 0
1996 | 35.1042 | 0 | 0 | 0 | 0 | 0 | 0 | 0.008128 | 0.012018
1996 | 35.1146 | 0 | 0 | 0 | 0 | 0 | 0 | 0.004064 | 0.004006
1996 | 35.125 | 0 | 0 | 0 | 0 | 0 | 0 | -0.004064 | 0
1996 | 35.1354 | 0 | 0 | 0 | 0 | 0 | 0 | 0 | 0.008012
1996 | 35.1458 | 0 | 0 | 0 | 0 | 0 | 0 | 0.004064 | 0.004006
1996 | 35.1563 | 0 | 0 | 0 | 0 | 0 | 0 | 0.004064 | 0.004006
1996 | 35.1667 | 0 | 0 | 0 | 0 | 0 | 0 | 0 | 0.008012
1996 | 35.1771 | 0 | 0 | 0 | 0 | 0 | 0 | -0.008128 | -0.008012
1996 | 35.1875 | 0 | 0 | 0 | 0 | 0 | 0 | 0 | 0.008012
1996 | 35.1979 | 0 | 0 | 0 | 0 | 0 | 0 | 0.004064 | 0.008012
1996 | 35.2083 | 0 | 0 | 0 | 0 | 0 | 0 | 0 | 0
1996 | 35.2188 | 0 | 0 | 0 | 0 | 0 | 0 | -0.012192 | 0
1996 | 35.2292 | 0 | 0 | 0 | 0 | 0 | 0 | 0.004064 | 0
1996 | 35.2396 | 0 | 0 | 0 | 0 | 0 | 0 | -0.012192 | -0.008012
1996 | 35.25 | 0 | 0 | 0 | 0 | 0 | 0 | 0.012192 | 0
1996 | 35.2604 | 0 | 0 | 0 | 0 | 0 | 0 | 0.004064 | 0.008012
1996 | 35.2708 | 0 | 0 | 0 | 0 | 0 | 0 | 0.004064 | 0.004006
1996 | 35.2813 | 0 | 0 | 0 | 0 | 0 | 0 | -0.004064 | -0.004006
1996 | 35.2917 | 0 | 0 | 0 | 0 | 0 | 0 | -0.016256 | 0.004006
1996 | 35.3021 | 0 | 0 | 0 | 0 | 0 | 0 | 0.008128 | -0.016024
1996 | 35.3125 | 0 | 0 | 0 | 0 | 0 | 0 | 0.016256 | -0.004006
1996 | 35.3229 | 0 | 0 | 0 | 0 | 0 | 0 | 0 | 0
1996 | 35.3333 | 0 | 0 | 0 | 0 | 0 | 0 | 0 | 0
1996 | 35.3438 | 0 | 0 | 0 | 0 | 0 | 0 | 0 | 0
1996 | 35.3542 | 0 | 0 | 0 | 0 | 0 | 0 | 0 | 0
1996 | 35.3646 | 0 | 0 | 0 | 0 | 0 | 0 | 0 | 0
1996 | 35.375 | 0 | 0 | 0 | 0 | 0 | 0 | 0 | 0
1996 | 35.3854 | 0 | 0 | 0 | 0 | 0 | 0 | 0 | 0
1996 | 35.3958 | 0 | 0 | 0 | 0 | 0 | 0 | 0 | 0
1996 | 35.4063 | 0 | 0 | 0 | 0 | 0 | 0 | 0 | 0
1996 | 35.4167 | 0 | 0 | 0 | 0 | 0 | 0 | 0 | 0
1996 | 35.4271 | 0 | 0 | 0 | 0 | 0 | 0 | 0 | 0
1996 | 35.4375 | 0 | 0 | 0 | 0 | 0 | 0 | 0 | 0
1996 | 35.4479 | 0 | 0 | 0 | 0 | 0 | 0 | 0 | 0
1996 | 35.4583 | 0 | 0 | 0 | 0 | 0 | 0 | 0 | 0
1996 | 35.4688 | 0 | 0 | 0 | 0 | 0 | 0 | 0 | 0
1996 | 35.4792 | 0 | 0 | 0 | 0 | 0 | 0 | 0 | 0
1996 | 35.4896 | 0 | 0 | 0 | 0 | 0 | 0 | 0 | 0
1996 | 35.5 | 0 | 0 | 0 | 0 | 0 | 0 | 0 | 0
1996 | 35.5104 | 0 | 0 | 0 | 0 | 0 | 0 | 0 | 0
1996 | 35.5208 | 0 | 0 | 0 | 0 | 0 | 0 | 0 | 0
1996 | 35.5313 | 0 | 0 | 0 | 0 | 0 | 0 | 0 | 0
1996 | 35.5417 | 0 | 0 | 0 | 0 | 0 | 0 | 0 | 0
1996 | 35.5521 | 0 | 0 | 0 | 0 | 0 | 0 | 0 | 0
1996 | 35.5625 | 0 | 0 | 0 | 0 | 0 | 0 | 0 | 0
1996 | 35.5729 | 0 | 0 | 0 | 0 | 0 | 0 | 0 | 0
1996 | 35.5833 | 0 | 0 | 0 | 0 | 0 | 0 | 0 | 0
1996 | 35.5938 | 0 | 0 | 0 | 0 | 0 | 0 | 0 | 0
1996 | 35.6042 | 0 | 0 | 0 | 0 | 0 | 0 | 0 | 0
1996 | 35.6146 | 0 | 0 | 0 | 0 | 0 | 0 | 0 | 0
1996 | 35.625 | 0 | 0 | 0 | 0 | 0 | 0 | 0 | 0.008012
1996 | 35.6354 | 0 | 0 | 0 | 0 | 0 | 0 | 0 | -0.004006
1996 | 35.6458 | 0 | 0 | 0 | 0 | 0 | 0 | 0 | 0.044066
1996 | 35.6563 | 0 | 0 | 0 | 0 | 0 | 0 | 0 | 0.044066
1996 | 35.6667 | 0 | 0 | 0 | 0 | 0 | 0 | 0 | 0.012018
1996 | 35.6771 | 0 | 0 | 0 | 0 | 0 | 0 | 0 | 0.048072
1996 | 35.6875 | 0 | 0 | 0 | 0 | 0 | 0 | 0 | 0.052078
1996 | 35.6979 | 0 | 0 | 0 | 0 | 0 | 0 | 0.04064 | 0.028042
1996 | 35.7083 | 0 | 0 | 0 | 0 | 0 | 0 | 0.065024 | 0.036054
1996 | 35.7188 | 0 | 0 | 0 | 0 | 0 | 0 | 0.004064 | 0.02003
1996 | 35.7292 | 0 | 0 | 0 | 0 | 0 | 0 | 0.04064 | 0.016024
1996 | 35.7396 | 0 | 0 | 0 | 0 | 0 | 0 | 0.056896 | 0.012018
1996 | 35.75 | 0 | 0 | 0 | 0 | 0 | 0 | 0.016256 | 0.004006
1996 | 35.7604 | 0 | 0 | 0 | 0 | 0 | 0 | -0.004064 | 0.008012
1996 | 35.7708 | 0 | 0 | 0 | 0 | 0 | 0 | -0.024384 | -0.004006
1996 | 35.7813 | 0 | 0 | 0 | 0 | 0 | 0 | 0 | -0.008012
1996 | 35.7917 | 0 | 0 | 0 | 0 | 0 | 0 | 0 | 0.004006
1996 | 35.8021 | 0 | 0 | 0 | 0 | 0 | 0 | 0 | -0.004006
1996 | 35.8125 | 0 | 0 | 0 | 0 | 0 | 0 | -0.008128 | 0.016024
1996 | 35.8229 | 0 | 0 | 0 | 0 | 0 | 0 | 0.008128 | -0.012018
1996 | 35.8333 | 0.024384 | 0 | 0 | 0 | 0 | 0 | -0.008128 | 0.016024
1996 | 35.8438 | 0 | 0 | 0 | 0 | 0 | 0 | -0.012192 | 0.004006
1996 | 35.8542 | 0 | 0 | 0 | 0 | 0 | 0 | -0.008128 | 0.012018
1996 | 35.8646 | 0 | 0 | 0 | 0 | 0 | 0 | -0.012192 | 0.008012
1996 | 35.875 | 0 | 0 | 0 | 0 | 0 | 0 | 0.024384 | -0.012018
1996 | 35.8854 | 0 | 0 | 0 | 0 | 0 | 0 | 0.008128 | 0.016024
1996 | 35.8958 | 0 | 0 | 0 | 0 | 0 | 0 | 0.016256 | 0.004006
1996 | 35.9063 | 0 | 0 | 0 | 0 | 0 | 0 | 0.008128 | -1.4211e-14
1996 | 35.9167 | 0 | 0 | 0 | 0 | 0 | 0 | -0.024384 | 0.004006
1996 | 35.9271 | 0 | 0 | 0 | 0 | 0 | 0 | -0.024384 | -0.004006
1996 | 35.9375 | 0 | 0 | 0 | 0 | 0 | 0 | 0.004064 | -0.004006
1996 | 35.9479 | 0 | 0 | 0 | 0 | 0 | 0 | 0.016256 | -0.008012
1996 | 35.9583 | 0 | 0 | 0 | 0 | 0 | 0 | 0.008128 | -0.004006
1996 | 35.9688 | 0 | 0 | 0 | 0 | 0 | 0 | -0.012192 | 0.02003
1996 | 35.9792 | 0.032512 | 0 | 0 | 0 | 0 | 0 | -0.012192 | 0.012018
1996 | 35.9896 | 0 | 0 | 0 | 0 | 0 | 0 | -0.016256 | -0.008012
1996 | 36 | 0 | 0 | 0 | 0 | 0 | 0 | 0.004064 | 0.004006
1996 | 36.0104 | 0 | 0 | 0 | 0 | 0 | 0 | 0.008128 | -0.004006
1996 | 36.0208 | 0 | 0 | 0 | 0 | 0 | 0 | -0.008128 | 0
1996 | 36.0313 | 0 | 0 | 0 | 0 | 0 | 0 | 0 | 0.016024
1996 | 36.0417 | 0 | 0 | 0 | 0 | 0 | 0 | -0.012192 | -0.02003
1996 | 36.0521 | 0 | 0 | 0 | 0 | 0 | 0 | 0.012192 | 0.016024
1996 | 36.0625 | 0 | 0 | 0 | 0 | 0 | 0 | 0.012192 | 0.004006
1996 | 36.0729 | 0 | 0 | 0 | 0 | 0 | 0 | -0.032512 | -0.004006
1996 | 36.0833 | 0 | 0 | 0 | 0 | 0 | 0 | 0.012192 | 0
1996 | 36.0938 | 0 | 0 | 0 | 0 | 0 | 0 | 0.008128 | 0
1996 | 36.1042 | 0 | 0 | 0 | 0 | 0 | 0 | -0.016256 | 0.024036
1996 | 36.1146 | 0 | 0 | 0 | 0 | 0 | 0 | 0.016256 | -0.016024
1996 | 36.125 | 0 | 0 | 0 | 0 | 0 | 0 | 0.008128 | 0.016024
1996 | 36.1354 | 0 | 0 | 0 | 0 | 0 | 0 | 0.004064 | 0.004006
1996 | 36.1458 | 0 | 0 | 0 | 0 | 0 | 0 | 0.008128 | 0.004006
1996 | 36.1563 | 0 | 0 | 0 | 0 | 0 | 0 | -0.02032 | -0.008012
1996 | 36.1667 | 0 | 0 | 0 | 0 | 0 | 0 | 0.016256 | -0.012018
1996 | 36.1771 | 0 | 0 | 0 | 0 | 0 | 0 | -1.4211e-14 | 0.016024
1996 | 36.1875 | 0 | 0 | 0 | 0 | 0 | 0 | 0.044704 | -0.004006
1996 | 36.1979 | 0 | 0 | 0 | 0 | 0 | 0 | 0.008128 | 0.008012
1996 | 36.2083 | 0 | 0 | 0 | 0 | 0 | 0 | 0.04064 | 0.008012
1996 | 36.2188 | 0 | 0 | 0 | 0 | 0 | 0 | 0.008128 | 0.016024
1996 | 36.2292 | 0 | 0 | 0 | 0 | 0 | 0 | -0.004064 | -0.004006
1996 | 36.2396 | 0 | 0 | 0 | 0 | 0 | 0 | 0.004064 | 0
1996 | 36.25 | 0 | 0 | 0 | 0 | 0 | 0 | 0.016256 | 0.004006
1996 | 36.2604 | 0 | 0 | 0 | 0 | 0 | 0 | -0.024384 | -0.024036
1996 | 36.2708 | 0 | 0 | 0 | 0 | 0 | 0 | 0.048768 | 0.028042
1996 | 36.2813 | 0 | 0 | 0 | 0 | 0 | 0 | 0.012192 | 0
1996 | 36.2917 | 0 | 0 | 0 | 0 | 0 | 0 | -0.008128 | -0.016024
1996 | 36.3021 | 0 | 0.024036 | 0 | 0 | 0 | 0 | 0.056896 | -0.06009
1996 | 36.3125 | 0 | 0.12819 | 0 | 0 | 0 | 0 | -0.02032 | 0.028042
1996 | 36.3229 | 0 | 0.11217 | 0 | 0 | 0 | 0 | 0.004064 | 0.02003
1996 | 36.3333 | 0 | 0 | 0 | 0 | 0 | 0 | 0.024384 | 0.06009
1996 | 36.3438 | 0 | 0 | 0 | 0 | 0 | 0 | 0.048768 | 0.076114
1996 | 36.3542 | 0 | 0 | 0 | 0 | 0 | 0 | 0.024384 | 0.024036
1996 | 36.3646 | 0 | 0.04006 | 0 | 0 | 0 | 0 | 0 | -0.004006
1996 | 36.375 | 0 | 0 | 0 | 0 | 0 | 0 | 0.028448 | 0.052078
1996 | 36.3854 | 0 | 0.032048 | 0 | 0 | 0 | 0 | 0.016256 | -0.008012
1996 | 36.3958 | 0 | 0.056084 | 0 | 0 | 0 | 0 | 0.028448 | -0.004006
1996 | 36.4063 | 0 | 0.064096 | 0 | 0 | 0 | 0 | 0.024384 | 0.04006
1996 | 36.4167 | 0 | 0 | 0 | 0 | 0 | 0 | -0.02032 | 0.02003
1996 | 36.4271 | 0 | 0 | 0 | 0 | 0 | 0 | -0.008128 | 0.04006
1996 | 36.4375 | 0 | 0 | 0 | 0 | 0 | 0 | -0.028448 | 0.032048
1996 | 36.4479 | 0 | 0 | 0 | 0 | 0 | 0 | 0.024384 | 0.048072
1996 | 36.4583 | 0 | 0 | 0 | 0 | 0 | 0 | 0.028448 | 0.076114
1996 | 36.4688 | 0 | 0 | 0 | 0 | 0 | 0 | 0.008128 | -0.004006
1996 | 36.4792 | 0 | 0 | 0 | 0 | 0 | 0 | 0.02032 | 0.044066
1996 | 36.4896 | 0 | 0.096144 | 0 | 0 | 0 | 0 | 0.02032 | -0.008012
1996 | 36.5 | 0 | 0.032048 | 0 | 0 | 0 | 0 | 0.024384 | -0.032048
1996 | 36.5104 | 0 | 0 | 0 | 0 | 0 | 0 | 0.052832 | 0.036054
1996 | 36.5208 | 0 | 0 | 0 | 0 | 0 | 0 | -0.012192 | 0.11617
1996 | 36.5313 | 0 | 0 | 0 | 0 | 0 | 0 | 0.032512 | -0.044066
1996 | 36.5417 | 0 | 0 | 0 | 0 | 0 | 0 | 0.012192 | 0.15223
1996 | 36.5521 | 0 | 0 | 0 | 0 | 0 | 0 | -0.028448 | -0.016024
1996 | 36.5625 | 0 | 0 | 0 | 0 | 0 | 0 | 0.028448 | -0.024036
1996 | 36.5729 | 0 | 0 | 0 | 0 | 0 | 0 | 0.02032 | 0.10015
1996 | 36.5833 | 0 | 0 | 0 | 0 | 0 | 0 | 0.024384 | 0.016024
1996 | 36.5938 | 0 | 0 | 0 | 0 | 0 | 0 | -0.004064 | 0.04006
1996 | 36.6042 | 0 | 0 | 0 | 0 | 0 | 0 | 0.073152 | 0.16825
1996 | 36.6146 | 0 | 0 | 0 | 0 | 0 | 0 | 0.016256 | 0.044066
1996 | 36.625 | 0 | 0 | 0 | 0 | 0 | 0 | 0.048768 | -0.012018
1996 | 36.6354 | 0 | 0 | 0 | 0 | 0 | 0 | 0.036576 | 0.12819
1996 | 36.6458 | 0 | 0 | 0 | 0 | 0 | 0 | 0.02032 | -0.04006
1996 | 36.6563 | 0 | 0 | 0 | 0 | 0 | 0 | 0.016256 | 0.04006
1996 | 36.6667 | 0 | 0 | 0 | 0 | 0 | 0 | 0.036576 | 0.052078
1996 | 36.6771 | 0 | 0 | 0 | 0 | 0 | 0 | 0.02032 | 0.036054
1996 | 36.6875 | 0 | 0 | 0 | 0 | 0 | 0 | 0.04064 | 0.048072
1996 | 36.6979 | 0 | 0 | 0 | 0 | 0 | 0 | 0.044704 | 0.052078
1996 | 36.7083 | 0 | 0 | 0 | 0 | 0 | 0 | 0.016256 | 0.072108
1996 | 36.7188 | 0 | 0 | 0 | 0 | 0 | 0 | 0.008128 | 0.08012
1996 | 36.7292 | 0 | 0 | 0 | 0 | 0 | 0 | 0.004064 | 0.044066
1996 | 36.7396 | 0 | 0 | 0 | 0 | 0 | 0 | 0.004064 | 0.04006
1996 | 36.75 | 0 | 0 | 0 | 0 | 0 | 0 | 0.004064 | 0.028042
1996 | 36.7604 | 0 | 0 | 0 | 0 | 0 | 0 | 0 | 0.036054
1996 | 36.7708 | 0 | 0 | 0 | 0 | 0 | 0 | 0.008128 | 0
1996 | 36.7813 | 0 | 0 | 0 | 0 | 0 | 0 | 0 | 0.024036
1996 | 36.7917 | 0 | 0 | 0 | 0 | 0 | 0 | 0 | 0.008012
1996 | 36.8021 | 0 | 0 | 0 | 0 | 0 | 0 | 0 | 0.012018
1996 | 36.8125 | 0 | 0 | 0 | 0 | 0 | 0 | 0 | 0.004006
1996 | 36.8229 | 0 | 0 | 0 | 0 | 0 | 0 | 0 | 0.004006
1996 | 36.8333 | 0 | 0 | 0 | 0 | 0 | 0 | 0 | 0.004006
1996 | 36.8438 | 0 | 0 | 0 | 0 | 0 | 0 | 0 | 0.004006
1996 | 36.8542 | 0 | 0 | 0 | 0 | 0 | 0 | 0 | 0
1996 | 36.8646 | 0 | 0 | 0 | 0 | 0 | 0 | 0 | 0.008012
1996 | 36.875 | 0 | 0 | 0 | 0 | 0 | 0 | 0 | 0
1996 | 36.8854 | 0 | 0 | 0 | 0 | 0 | 0 | 0 | 0.004006
1996 | 36.8958 | 0 | 0 | 0 | 0 | 0 | 0 | 0.004064 | 0
1996 | 36.9063 | 0 | 0 | 0 | 0 | 0 | 0 | -0.004064 | -0.004006
1996 | 36.9167 | 0 | 0 | 0 | 0 | 0 | 0 | 0 | 0
1996 | 36.9271 | 0 | 0 | 0 | 0 | 0 | 0 | 0 | 0.008012
1996 | 36.9375 | 0 | 0 | 0 | 0 | 0 | 0 | 0 | -0.004006
1996 | 36.9479 | 0 | 0 | 0 | 0 | 0 | 0 | 0 | -1.4211e-14
1996 | 36.9583 | 0 | 0 | 0 | 0 | 0 | 0 | 0 | 0.004006
1996 | 36.9688 | 0 | 0 | 0 | 0 | 0 | 0 | -0.008128 | 0.008012
1996 | 36.9792 | 0 | 0 | 0 | 0 | 0 | 0 | 0 | 0.004006
1996 | 36.9896 | 0 | 0 | 0 | 0 | 0 | 0 | 0 | -0.004006
1996 | 37 | 0 | 0 | 0 | 0 | 0 | 0 | -0.008128 | 0.012018
1996 | 37.0104 | 0 | 0 | 0 | 0 | 0 | 0 | 0 | 0
1996 | 37.0208 | 0 | 0 | 0 | 0 | 0 | 0 | 0.008128 | 0
1996 | 37.0313 | 0 | 0 | 0 | 0 | 0 | 0 | -0.004064 | 0
1996 | 37.0417 | 0 | 0 | 0 | 0 | 0 | 0 | 0.004064 | 0
1996 | 37.0521 | 0 | 0 | 0 | 0 | 0 | 0 | -0.004064 | 0.004006
1996 | 37.0625 | 0 | 0 | 0 | 0 | 0 | 0 | 0.004064 | -0.004006
1996 | 37.0729 | 0 | 0 | 0 | 0 | 0 | 0 | -0.012192 | 0.008012
1996 | 37.0833 | 0 | 0 | 0 | 0 | 0 | 0 | -0.012192 | 0
1996 | 37.0938 | 0 | 0 | 0 | 0 | 0 | 0 | 0.004064 | -0.008012
1996 | 37.1042 | 0 | 0 | 0 | 0 | 0 | 0 | -0.004064 | 0.004006
1996 | 37.1146 | 0 | 0 | 0 | 0 | 0 | 0 | -0.004064 | 0
1996 | 37.125 | 0 | 0 | 0 | 0 | 0 | 0 | -0.004064 | 0.004006
1996 | 37.1354 | 0 | 0 | 0 | 0 | 0 | 0 | 0.004064 | 0.004006
1996 | 37.1458 | 0 | 0 | 0 | 0 | 0 | 0 | 0.004064 | -0.004006
1996 | 37.1563 | 0 | 0 | 0 | 0 | 0 | 0 | 0 | -0.008012
1996 | 37.1667 | 0 | 0 | 0 | 0 | 0 | 0 | 0.004064 | 0.008012
1996 | 37.1771 | 0 | 0 | 0 | 0 | 0 | 0 | 0 | 0.008012
1996 | 37.1875 | 0 | 0 | 0 | 0 | 0 | 0 | -0.004064 | -0.004006
1996 | 37.1979 | 0 | 0 | 0 | 0 | 0 | 0 | 0.004064 | 0.004006
1996 | 37.2083 | 0 | 0 | 0 | 0 | 0 | 0 | 0.012192 | 0
1996 | 37.2188 | 0 | 0 | 0 | 0 | 0 | 0 | -0.008128 | 0.004006
1996 | 37.2292 | 0 | 0 | 0 | 0 | 0 | 0 | 0 | -0.004006
1996 | 37.2396 | 0 | 0 | 0 | 0 | 0 | 0 | 0.004064 | 0
1996 | 37.25 | 0 | 0 | 0 | 0 | 0 | 0 | -0.004064 | 0.008012
1996 | 37.2604 | 0 | 0 | 0 | 0 | 0 | 0 | -0.004064 | -0.004006
1996 | 37.2708 | 0 | 0 | 0 | 0 | 0 | 0 | 0.004064 | 0.012018
1996 | 37.2813 | 0 | 0 | 0 | 0 | 0 | 0 | -0.016256 | 0
1996 | 37.2917 | 0 | 0 | 0 | 0 | 0 | 0 | 0.004064 | 0.004006
1996 | 37.3021 | 0 | 0 | 0 | 0 | 0 | 0 | 0.016256 | -0.004006
1996 | 37.3125 | 0 | 0 | 0 | 0 | 0 | 0 | 0.004064 | -0.004006
1996 | 37.3229 | 0 | 0 | 0 | 0 | 0 | 0 | -0.012192 | 0.016024
1996 | 37.3333 | 0 | 0 | 0 | 0 | 0 | 0 | 0 | -0.012018
1996 | 37.3438 | 0 | 0 | 0 | 0 | 0 | 0 | 0.004064 | -0.004006
1996 | 37.3542 | 0 | 0 | 0 | 0 | 0 | 0 | -0.004064 | 0.02003
1996 | 37.3646 | 0 | 0 | 0 | 0 | 0 | 0 | 0.024384 | 0.008012
1996 | 37.375 | 0 | 0 | 0 | 0 | 0 | 0 | 0.012192 | 0.008012
1996 | 37.3854 | 0.024384 | 0 | 0 | 0 | 0 | 0 | -0.008128 | 0.004006
1996 | 37.3958 | 0 | 0 | 0 | 0 | 0 | 0 | 0.016256 | 0.02003
1996 | 37.4063 | 0 | 0 | 0 | 0 | 0 | 0 | 0.004064 | -0.004006
1996 | 37.4167 | 0 | 0 | 0 | 0 | 0 | 0 | 0.032512 | 0.028042
1996 | 37.4271 | 0.024384 | 0 | 0 | 0 | 0 | 0 | 0.008128 | -0.012018
1996 | 37.4375 | 0 | 0 | 0 | 0 | 0 | 0 | 0.036576 | -0.008012
1996 | 37.4479 | 0 | 0 | 0 | 0 | 0 | 0 | 0.004064 | -0.02003
1996 | 37.4583 | 0 | 0 | 0 | 0 | 0 | 0 | 0.024384 | 0.016024
1996 | 37.4688 | 0 | 0 | 0 | 0 | 0 | 0 | -0.012192 | 0.004006
1996 | 37.4792 | 0 | 0 | 0 | 0 | 0 | 0 | 0.004064 | 0.016024
1996 | 37.4896 | 0 | 0.064096 | 0 | 0 | 0 | 0 | -0.004064 | -0.008012
1996 | 37.5 | 0.04064 | 0 | 0 | 0 | 0 | 0 | 0.008128 | -0.02003
1996 | 37.5104 | 0 | 0 | 0 | 0 | 0 | 0 | 0.069088 | -1.4211e-14
1996 | 37.5208 | 0 | 0 | 0 | 0 | 0 | 0 | 0.04064 | 0.04006
1996 | 37.5313 | 0 | 0 | 0 | 0 | 0 | 0 | 0.073152 | 0
1996 | 37.5417 | 0 | 0 | 0 | 0 | 0 | 0 | 0.048768 | 0.044066
1996 | 37.5521 | 0 | 0 | 0 | 0 | 0 | 0 | 0.077216 | 0.02003
1996 | 37.5625 | 0 | 0 | 0 | 0 | 0 | 0 | 0.077216 | 0.048072
1996 | 37.5729 | 0 | 0 | 0 | 0 | 0 | 0 | 0.02032 | 0.012018
1996 | 37.5833 | 0 | 0 | 0 | 0 | 0 | 0 | 0.077216 | 0.036054
1996 | 37.5938 | 0 | 0 | 0 | 0 | 0 | 0 | 0.048768 | 0.02003
1996 | 37.6042 | 0 | 0 | 0 | 0 | 0 | 0 | 0.048768 | 0.036054
1996 | 37.6146 | 0 | 0 | 0 | 0 | 0 | 0 | 0.036576 | 0.036054
1996 | 37.625 | 0 | 0 | 0 | 0 | 0 | 0 | 0.04064 | 0.02003
1996 | 37.6354 | 0 | 0 | 0 | 0 | 0 | 0 | 0.052832 | 0.044066
1996 | 37.6458 | 0 | 0 | 0 | 0 | 0 | 0 | 0.016256 | -0.016024
1996 | 37.6563 | 0 | 0 | 0 | 0 | 0 | 0 | 0.044704 | 0.068102
1996 | 37.6667 | 0 | 0 | 0 | 0 | 0 | 0 | 0.04064 | 0.008012
1996 | 37.6771 | 0 | 0 | 0 | 0 | 0 | 0 | 0.028448 | 0.044066
1996 | 37.6875 | 0 | 0 | 0 | 0 | 0 | 0 | 0.036576 | 0.048072
1996 | 37.6979 | 0 | 0 | 0 | 0 | 0 | 0 | 0.028448 | 0.056084
1996 | 37.7083 | 0 | 0 | 0 | 0 | 0 | 0 | 0.032512 | 0.048072
1996 | 37.7188 | 0 | 0 | 0 | 0 | 0 | 0 | 0.02032 | 0.06009
1996 | 37.7292 | 0 | 0 | 0 | 0 | 0 | 0 | 0.012192 | 0.04006
1996 | 37.7396 | 0 | 0 | 0 | 0 | 0 | 0 | 0.004064 | 0.04006
1996 | 37.75 | 0 | 0 | 0 | 0 | 0 | 0 | 0.008128 | 0.024036
1996 | 37.7604 | 0 | 0 | 0 | 0 | 0 | 0 | 0 | 0.024036
1996 | 37.7708 | 0 | 0 | 0 | 0 | 0 | 0 | 0 | 0.008012
1996 | 37.7813 | 0 | 0 | 0 | 0 | 0 | 0 | 0.008128 | 0.02003
1996 | 37.7917 | 0 | 0 | 0 | 0 | 0 | 0 | 0 | 0.004006
1996 | 37.8021 | 0 | 0 | 0 | 0 | 0 | 0 | 0.004064 | 0.012018
1996 | 37.8125 | 0 | 0 | 0 | 0 | 0 | 0 | 0.004064 | 0
1996 | 37.8229 | 0 | 0 | 0 | 0 | 0 | 0 | 0 | 0.004006
1996 | 37.8333 | 0 | 0 | 0 | 0 | 0 | 0 | 0 | 0.012018
1996 | 37.8438 | 0 | 0 | 0 | 0 | 0 | 0 | 0.008128 | 0
1996 | 37.8542 | 0 | 0 | 0 | 0 | 0 | 0 | -0.008128 | 0.012018
1996 | 37.8646 | 0 | 0 | 0 | 0 | 0 | 0 | 0.004064 | 0.008012
1996 | 37.875 | 0 | 0 | 0 | 0 | 0 | 0 | -0.004064 | 0.008012
1996 | 37.8854 | 0 | 0 | 0 | 0 | 0 | 0 | 0.008128 | -0.008012
1996 | 37.8958 | 0 | 0 | 0 | 0 | 0 | 0 | 0 | 0.004006
1996 | 37.9063 | 0 | 0 | 0 | 0 | 0 | 0 | 0 | 0.012018
1996 | 37.9167 | 0 | 0 | 0 | 0 | 0 | 0 | 0.004064 | 0.004006
1996 | 37.9271 | 0 | 0 | 0 | 0 | 0 | 0 | -0.004064 | -1.4211e-14
1996 | 37.9375 | 0 | 0 | 0 | 0 | 0 | 0 | 0 | 0
1996 | 37.9479 | 0 | 0 | 0 | 0 | 0 | 0 | 0.004064 | -0.004006
1996 | 37.9583 | 0 | 0 | 0 | 0 | 0 | 0 | -0.004064 | -0.004006
1996 | 37.9688 | 0 | 0 | 0 | 0 | 0 | 0 | 0 | -0.004006
1996 | 37.9792 | 0 | 0 | 0 | 0 | 0 | 0 | 0.004064 | 0.008012
1996 | 37.9896 | 0 | 0 | 0 | 0 | 0 | 0 | -0.004064 | 0.004006
1996 | 38 | 0 | 0 | 0 | 0 | 0 | 0 | 0 | 0.004006
1996 | 38.0104 | 0 | 0 | 0 | 0 | 0 | 0 | 0 | 0.004006
1996 | 38.0208 | 0 | 0 | 0 | 0 | 0 | 0 | 0 | 0
1996 | 38.0313 | 0 | 0 | 0 | 0 | 0 | 0 | 0 | 0
1996 | 38.0417 | 0 | 0 | 0 | 0 | 0 | 0 | 0 | -0.012018
1996 | 38.0521 | 0 | 0 | 0 | 0 | 0 | 0 | 0 | 0.008012
1996 | 38.0625 | 0 | 0 | 0 | 0 | 0 | 0 | -0.004064 | 0
1996 | 38.0729 | 0 | 0 | 0 | 0 | 0 | 0 | -0.004064 | -0.004006
1996 | 38.0833 | 0 | 0 | 0 | 0 | 0 | 0 | -0.004064 | 0.008012
1996 | 38.0938 | 0 | 0 | 0 | 0 | 0 | 0 | 0 | -0.012018
1996 | 38.1042 | 0 | 0 | 0 | 0 | 0 | 0 | -0.004064 | 0.004006
1996 | 38.1146 | 0 | 0 | 0 | 0 | 0 | 0 | 0 | 0
1996 | 38.125 | 0 | 0 | 0 | 0 | 0 | 0 | 0 | 0.004006
1996 | 38.1354 | 0 | 0 | 0 | 0 | 0 | 0 | -0.008128 | -0.008012
1996 | 38.1458 | 0 | 0 | 0 | 0 | 0 | 0 | 0.004064 | 0
1996 | 38.1563 | 0 | 0 | 0 | 0 | 0 | 0 | -0.008128 | -0.016024
1996 | 38.1667 | 0 | 0 | 0 | 0 | 0 | 0 | 0 | 0.008012
1996 | 38.1771 | 0 | 0 | 0 | 0 | 0 | 0 | 0.004064 | -0.004006
1996 | 38.1875 | 0 | 0 | 0 | 0 | 0 | 0 | 0 | 0
1996 | 38.1979 | 0 | 0 | 0 | 0 | 0 | 0 | -0.004064 | 0.008012
1996 | 38.2083 | 0 | 0 | 0 | 0 | 0 | 0 | 0.004064 | -0.012018
1996 | 38.2188 | 0 | 0 | 0 | 0 | 0 | 0 | -0.004064 | 0.016024
1996 | 38.2292 | 0 | 0 | 0 | 0 | 0 | 0 | -0.004064 | 0
1996 | 38.2396 | 0 | 0 | 0 | 0 | 0 | 0 | 0 | -0.008012
1996 | 38.25 | 0 | 0 | 0 | 0 | 0 | 0 | 0.004064 | 0.008012
1996 | 38.2604 | 0 | 0 | 0 | 0 | 0 | 0 | -0.008128 | -0.004006
1996 | 38.2708 | 0 | 0 | 0 | 0 | 0 | 0 | 0.004064 | -0.008012
1996 | 38.2813 | 0 | 0 | 0 | 0 | 0 | 0 | 0.004064 | 0.012018
1996 | 38.2917 | 0 | 0 | 0 | 0 | 0 | 0 | -0.004064 | -0.004006
1996 | 38.3021 | 0 | 0 | 0 | 0 | 0 | 0 | -0.004064 | -0.02003
1996 | 38.3125 | 0 | 0 | 0 | 0 | 0 | 0 | 0.008128 | 0.012018
1996 | 38.3229 | 0 | 0 | 0 | 0 | 0 | 0 | -0.004064 | 0
1996 | 38.3333 | 0 | 0 | 0 | 0 | 0 | 0 | 0.004064 | -0.008012
1996 | 38.3438 | 0 | 0 | 0 | 0 | 0 | 0 | -0.008128 | -0.004006
1996 | 38.3542 | 0 | 0.024036 | 0 | 0 | 0 | 0 | -0.008128 | -0.016024
1996 | 38.3646 | 0 | 0 | 0 | 0 | 0 | 0 | 0.012192 | -0.004006
1996 | 38.375 | 0 | 0 | 0 | 0 | 0 | 0 | 0.008128 | -0.004006
1996 | 38.3854 | 0 | 0 | 0 | 0 | 0 | 0 | 0.004064 | -0.004006
1996 | 38.3958 | 0 | 0 | 0 | 0 | 0 | 0 | 0.012192 | -0.024036
1996 | 38.4062 | 0 | 0 | 0 | 0 | 0 | 0 | 0.012192 | -0.008012
1996 | 38.4167 | 0 | 0 | 0 | 0 | 0 | 0 | 0.028448 | 0
1996 | 38.4271 | 0 | 0 | 0 | 0 | 0 | 0 | 0.028448 | 0
1996 | 38.4375 | 0 | 0 | 0 | 0 | 0 | 0 | 0.028448 | 0.016024
1996 | 38.4479 | 0 | 0 | 0 | 0 | 0 | 0 | 0.016256 | 0.008012
1996 | 38.4583 | 0 | 0.04006 | 0 | 0 | 0 | 0 | 0.004064 | -0.028042
1996 | 38.4687 | 0 | 0 | 0 | 0 | 0 | 0 | 0.02032 | -0.008012
1996 | 38.4792 | 0 | 0 | 0 | 0 | 0 | 0 | 0.032512 | 0.024036
1996 | 38.4896 | 0 | 0 | 0 | 0 | 0 | 0 | 0.044704 | 0.02003
1996 | 38.5 | 0 | 0 | 0 | 0 | 0 | 0 | 0.024384 | 0.02003
1996 | 38.5104 | 0 | 0 | 0 | 0 | 0 | 0 | 0.028448 | -0.004006
1996 | 38.5208 | 0 | 0 | 0 | 0 | 0 | 0 | 0.052832 | 0.044066
1996 | 38.5312 | 0 | 0 | 0 | 0 | 0 | 0 | 0.048768 | 0.068102
1996 | 38.5417 | 0 | 0 | 0 | 0 | 0 | 0 | 0.04064 | 0.052078
1996 | 38.5521 | 0 | 0 | 0 | 0 | 0 | 0 | 0.04064 | 0.048072
1996 | 38.5625 | 0 | 0 | 0 | 0 | 0 | 0 | 0.04064 | 0.04006
1996 | 38.5729 | 0 | 0 | 0 | 0 | 0 | 0 | 0.04064 | 0.028042
1996 | 38.5833 | 0 | 0 | 0 | 0 | 0 | 0 | 0.04064 | 0.036054
1996 | 38.5937 | 0 | 0 | 0 | 0 | 0 | 0 | 0.04064 | 0.052078
1996 | 38.6042 | 0 | 0 | 0 | 0 | 0 | 0 | 0.028448 | 0.036054
1996 | 38.6146 | 0 | 0 | 0 | 0 | 0 | 0 | 0.052832 | 0.032048
1996 | 38.625 | 0 | 0 | 0 | 0 | 0 | 0 | 0.044704 | 0.036054
1996 | 38.6354 | 0 | 0 | 0 | 0 | 0 | 0 | 0.052832 | 0.052078
1996 | 38.6458 | 0 | 0 | 0 | 0 | 0 | 0 | 0.06096 | 0.036054
1996 | 38.6562 | 0 | 0 | 0 | 0 | 0 | 0 | 0.052832 | 0.048072
1996 | 38.6667 | 0 | 0 | 0 | 0 | 0 | 0 | 0.028448 | 0.064096
1996 | 38.6771 | 0 | 0 | 0 | 0 | 0 | 0 | 0.036576 | 0.032048
1996 | 38.6875 | 0 | 0 | 0 | 0 | 0 | 0 | 0.044704 | 0.06009
1996 | 38.6979 | 0 | 0 | 0 | 0 | 0 | 0 | 0.02032 | 0.06009
1996 | 38.7083 | 0 | 0 | 0 | 0 | 0 | 0 | 0.02032 | 0.032048
1996 | 38.7187 | 0 | 0 | 0 | 0 | 0 | 0 | 0.02032 | 0.032048
1996 | 38.7292 | 0 | 0 | 0 | 0 | 0 | 0 | 0.012192 | 0.04006
1996 | 38.7396 | 0 | 0 | 0 | 0 | 0 | 0 | 0.004064 | 0.024036
1996 | 38.75 | 0 | 0 | 0 | 0 | 0 | 0 | 0.008128 | 0.028042
1996 | 38.7604 | 0 | 0 | 0 | 0 | 0 | 0 | 0 | 0.02003
1996 | 38.7708 | 0 | 0 | 0 | 0 | 0 | 0 | 0.004064 | 0
1996 | 38.7812 | 0 | 0 | 0 | 0 | 0 | 0 | 0.008128 | 0.012018
1996 | 38.7917 | 0 | 0 | 0 | 0 | 0 | 0 | 0.004064 | 0.008012
1996 | 38.8021 | 0 | 0 | 0 | 0 | 0 | 0 | 0.004064 | 0.016024
1996 | 38.8125 | 0 | 0 | 0 | 0 | 0 | 0 | 0.004064 | 0.004006
1996 | 38.8229 | 0 | 0 | 0 | 0 | 0 | 0 | 0.008128 | 0
1996 | 38.8333 | 0 | 0 | 0 | 0 | 0 | 0 | -0.004064 | 0.024036
1996 | 38.8437 | 0 | 0 | 0 | 0 | 0 | 0 | 0.004064 | 0
1996 | 38.8542 | 0 | 0 | 0 | 0 | 0 | 0 | 0 | 0
1996 | 38.8646 | 0 | 0 | 0 | 0 | 0 | 0 | 0.008128 | 0.004006
1996 | 38.875 | 0 | 0 | 0 | 0 | 0 | 0 | 0 | 0.02003
1996 | 38.8854 | 0 | 0 | 0 | 0 | 0 | 0 | 0 | -0.02003
1996 | 38.8958 | 0 | 0 | 0 | 0 | 0 | 0 | 0.004064 | 0.012018
1996 | 38.9062 | 0 | 0 | 0 | 0 | 0 | 0 | 0.004064 | 0.004006
1996 | 38.9167 | 0 | 0 | 0 | 0 | 0 | 0 | 0 | 0.008012
1996 | 38.9271 | 0 | 0 | 0 | 0 | 0 | 0 | 0 | 0
1996 | 38.9375 | 0 | 0 | 0 | 0 | 0 | 0 | 0 | 0
1996 | 38.9479 | 0 | 0 | 0 | 0 | 0 | 0 | 0 | 0.004006
1996 | 38.9583 | 0 | 0 | 0 | 0 | 0 | 0 | 0.008128 | 0
1996 | 38.9687 | 0 | 0 | 0 | 0 | 0 | 0 | -0.008128 | -0.004006
1996 | 38.9792 | 0 | 0 | 0 | 0 | 0 | 0 | 0.008128 | 0.008012
1996 | 38.9896 | 0 | 0 | 0 | 0 | 0 | 0 | -0.008128 | -0.008012
1996 | 39 | 0 | 0 | 0 | 0 | 0 | 0 | 0.008128 | 0.012018
1996 | 39.0104 | 0 | 0 | 0 | 0 | 0 | 0 | -0.004064 | 0.008012
1996 | 39.0208 | 0 | 0 | 0 | 0 | 0 | 0 | 0.004064 | -0.012018
1996 | 39.0312 | 0 | 0 | 0 | 0 | 0 | 0 | -0.004064 | 0.012018
1996 | 39.0417 | 0 | 0 | 0 | 0 | 0 | 0 | 0.004064 | -0.012018
1996 | 39.0521 | 0 | 0 | 0 | 0 | 0 | 0 | -0.016256 | -0.012018
1996 | 39.0625 | 0 | 0 | 0 | 0 | 0 | 0 | 0.012192 | 0.004006
1996 | 39.0729 | 0 | 0 | 0 | 0 | 0 | 0 | -0.004064 | 0.004006
1996 | 39.0833 | 0 | 0 | 0 | 0 | 0 | 0 | 0 | -0.008012
1996 | 39.0937 | 0 | 0 | 0 | 0 | 0 | 0 | -0.008128 | -0.024036
1996 | 39.1042 | 0 | 0.04006 | 0 | 0 | 0 | 0 | -0.008128 | 0
1996 | 39.1146 | 0 | 0 | 0 | 0 | 0 | 0 | 0.008128 | -0.024036
1996 | 39.125 | 0.024384 | 0 | 0 | 0 | 0 | 0 | 0.024384 | 0.016024
1996 | 39.1354 | 0 | 0 | 0 | 0 | 0 | 0 | 0.032512 | 0.044066
1996 | 39.1458 | 0 | 0 | 0 | 0 | 0 | 0 | 0.016256 | 0.048072
1996 | 39.1562 | 0 | 0 | 0 | 0 | 0 | 0 | 0.032512 | 0.052078
1996 | 39.1667 | 0 | 0 | 0 | 0 | 0 | 0 | -0.004064 | -0.008012
1996 | 39.1771 | 0 | 0 | 0 | 0 | 0 | 0 | -0.008128 | 0
1996 | 39.1875 | 0 | 0.056084 | 0 | 0 | 0 | 0 | -0.012192 | 0.012018
1996 | 39.1979 | 0 | 0 | 0 | 0 | 0 | 0 | 0.004064 | 0.004006
1996 | 39.2083 | 0 | 0 | 0 | 0 | 0 | 0 | 0.008128 | 0.016024
1996 | 39.2187 | 0 | 0 | 0 | 0 | 0 | 0 | -0.004064 | -0.004006
1996 | 39.2292 | 0 | 0.024036 | 0 | 0 | 0 | 0 | 0.008128 | 0.02003
1996 | 39.2396 | 0 | 0 | 0 | 0 | 0 | 0 | -0.008128 | -0.028042
1996 | 39.25 | 0 | 0.032048 | 0 | 0 | 0 | 0 | -0.004064 | 1.4211e-14
1996 | 39.2604 | 0 | 0 | 0 | 0 | 0 | 0 | 0.004064 | 0.024036
1996 | 39.2708 | 0 | 0.04006 | 0 | 0 | 0 | 0 | -0.024384 | -0.016024
1996 | 39.2812 | 0 | 0 | 0 | 0 | 0 | 0 | 0.024384 | 0.016024
1996 | 39.2917 | 0.024384 | 0 | 0 | 0 | 0 | 0 | 0.02032 | 0.012018
1996 | 39.3021 | 0.032512 | 0 | 0 | 0 | 0 | 0 | 0.032512 | -0.02003
1996 | 39.3125 | 0 | 0 | 0 | 0 | 0 | 0 | 0.08128 | 0.12819
1996 | 39.3229 | 0.048768 | 0.056084 | 0 | 0 | 0 | 0 | 0.012192 | 0.04006
1996 | 39.3333 | 0.048768 | 0.12819 | 0 | 0 | 0 | 0 | -0.02032 | 0
1996 | 39.3437 | 0 | 0.04006 | 0 | 0 | 0 | 0 | 0.016256 | 0.02003
1996 | 39.3542 | 0 | 0 | 0 | 0 | 0 | 0 | 0.044704 | 0.02003
1996 | 39.3646 | 0 | 0 | 0 | 0 | 0 | 0 | 0.036576 | 0.052078
1996 | 39.375 | 0 | 0 | 0 | 0 | 0 | 0 | 0.04064 | 0.036054
1996 | 39.3854 | 0 | 0.024036 | 0 | 0 | 0 | 0 | 0.004064 | 1.4211e-14
1996 | 39.3958 | 0 | 0.056084 | 0 | 0 | 0 | 0 | 0.016256 | -0.016024
1996 | 39.4062 | 0 | 0.056084 | 0 | 0 | 0 | 0 | 0.085344 | -0.008012
1996 | 39.4167 | 0 | 0.024036 | 0 | 0 | 0 | 0 | 0.036576 | 0.012018
1996 | 39.4271 | 0 | 0 | 0 | 0 | 0 | 0 | 0.032512 | 0.048072
1996 | 39.4375 | 0 | 0 | 0 | 0 | 0 | 0 | 0.032512 | 0
1996 | 39.4479 | 0 | 0 | 0 | 0 | 0 | 0 | 0.016256 | -0.004006
1996 | 39.4583 | 0 | 0.056084 | 0 | 0 | 0 | 0 | 0.036576 | 0
1996 | 39.4687 | 0 | 0 | 0 | 0 | 0 | 0 | 0.008128 | 0.028042
1996 | 39.4792 | 0 | 0 | 0 | 0 | 0 | 0 | 0.06096 | 0.004006
1996 | 39.4896 | 0 | 0 | 0 | 0 | 0 | 0 | 0.04064 | 0.028042
1996 | 39.5 | 0 | 0 | 0 | 0 | 0 | 0 | 0.048768 | 0.10015
1996 | 39.5104 | 0 | 0 | 0 | 0 | 0 | 0 | 0.02032 | 0.024036
1996 | 39.5208 | 0 | 0 | 0 | 0 | 0 | 0 | 0.056896 | 0.032048
1996 | 39.5312 | 0 | 0 | 0 | 0 | 0 | 0 | 0.077216 | 0.04006
1996 | 39.5417 | 0 | 0 | 0 | 0 | 0 | 0 | 0.02032 | 0.068102
1996 | 39.5521 | 0 | 0 | 0 | 0 | 0 | 0 | 0.06096 | -0.04006
1996 | 39.5625 | 0 | 0 | 0 | 0 | 0 | 0 | 0.077216 | 0.12018
1996 | 39.5729 | 0 | 0 | 0 | 0 | 0 | 0 | 0.048768 | 0.044066
1996 | 39.5833 | 0 | 0 | 0 | 0 | 0 | 0 | 0.044704 | 0.12419
1996 | 39.5937 | 0 | 0 | 0 | 0 | 0 | 0 | 0.04064 | 0.068102
1996 | 39.6042 | 0 | 0 | 0 | 0 | 0 | 0 | 0.052832 | -0.004006
1996 | 39.6146 | 0 | 0 | 0 | 0 | 0 | 0 | 0.052832 | 0.084126
1996 | 39.625 | 0 | 0 | 0 | 0 | 0 | 0 | 0.044704 | 0.012018
1996 | 39.6354 | 0 | 0 | 0 | 0 | 0 | 0 | 0.036576 | 0.008012
1996 | 39.6458 | 0 | 0 | 0 | 0 | 0 | 0 | 0.04064 | 0.068102
1996 | 39.6562 | 0 | 0 | 0 | 0 | 0 | 0 | 0.032512 | 0.064096
1996 | 39.6667 | 0 | 0 | 0 | 0 | 0 | 0 | 0.06096 | 0.012018
1996 | 39.6771 | 0 | 0 | 0 | 0 | 0 | 0 | 0.044704 | 0.08012
1996 | 39.6875 | 0 | 0 | 0 | 0 | 0 | 0 | 0.052832 | 0.068102
1996 | 39.6979 | 0 | 0 | 0 | 0 | 0 | 0 | 0.028448 | 0.044066
1996 | 39.7083 | 0 | 0 | 0 | 0 | 0 | 0 | 0.036576 | 0.08012
1996 | 39.7187 | 0 | 0 | 0 | 0 | 0 | 0 | 0.028448 | 0.036054
1996 | 39.7292 | 0 | 0 | 0 | 0 | 0 | 0 | 0.024384 | 0.072108
1996 | 39.7396 | 0 | 0 | 0 | 0 | 0 | 0 | 0.012192 | 0.024036
1996 | 39.75 | 0 | 0 | 0 | 0 | 0 | 0 | 0.008128 | 0.056084
1996 | 39.7604 | 0 | 0 | 0 | 0 | 0 | 0 | -0.004064 | 0.04006
1996 | 39.7708 | 0 | 0 | 0 | 0 | 0 | 0 | 0.012192 | 0.028042
1996 | 39.7812 | 0 | 0 | 0 | 0 | 0 | 0 | 0.004064 | 0.004006
1996 | 39.7917 | 0 | 0 | 0 | 0 | 0 | 0 | -0.004064 | 0.004006
1996 | 39.8021 | 0 | 0 | 0 | 0 | 0 | 0 | 0.004064 | 0.02003
1996 | 39.8125 | 0 | 0 | 0 | 0 | 0 | 0 | 0.004064 | -0.008012
1996 | 39.8229 | 0 | 0 | 0 | 0 | 0 | 0 | 0.004064 | 0.008012
1996 | 39.8333 | 0 | 0 | 0 | 0 | 0 | 0 | 0 | 0.02003
1996 | 39.8437 | 0 | 0 | 0 | 0 | 0 | 0 | 0.004064 | 0.004006
1996 | 39.8542 | 0 | 0 | 0 | 0 | 0 | 0 | -0.004064 | -0.008012
1996 | 39.8646 | 0 | 0 | 0 | 0 | 0 | 0 | 0.008128 | 0.016024
1996 | 39.875 | 0 | 0 | 0 | 0 | 0 | 0 | 0 | -1.4211e-14
1996 | 39.8854 | 0 | 0 | 0 | 0 | 0 | 0 | 0 | 0.008012
1996 | 39.8958 | 0 | 0 | 0 | 0 | 0 | 0 | 0.008128 | 0.012018
1996 | 39.9062 | 0 | 0 | 0 | 0 | 0 | 0 | 0 | -0.012018
1996 | 39.9167 | 0 | 0 | 0 | 0 | 0 | 0 | 0 | 0.012018
1996 | 39.9271 | 0 | 0 | 0 | 0 | 0 | 0 | -0.004064 | 0.008012
1996 | 39.9375 | 0 | 0 | 0 | 0 | 0 | 0 | 0.004064 | -0.004006
1996 | 39.9479 | 0 | 0 | 0 | 0 | 0 | 0 | 0 | 0
1996 | 39.9583 | 0 | 0 | 0 | 0 | 0 | 0 | 0.004064 | 0.004006
1996 | 39.9687 | 0 | 0 | 0 | 0 | 0 | 0 | 0.004064 | 0.008012
1996 | 39.9792 | 0 | 0 | 0 | 0 | 0 | 0 | -0.004064 | 0.004006
1996 | 39.9896 | 0 | 0 | 0 | 0 | 0 | 0 | -0.004064 | -0.004006
1996 | 40 | 0 | 0 | 0 | 0 | 0 | 0 | 0 | 0.008012
1996 | 40.0104 | 0 | 0 | 0 | 0 | 0 | 0 | 0 | 0
1996 | 40.0208 | 0 | 0 | 0 | 0 | 0 | 0 | 0 | -0.008012
1996 | 40.0312 | 0 | 0 | 0 | 0 | 0 | 0 | -0.004064 | 0
1996 | 40.0417 | 0 | 0 | 0 | 0 | 0 | 0 | 0 | 0.004006
1996 | 40.0521 | 0 | 0 | 0 | 0 | 0 | 0 | -0.004064 | 0.008012
1996 | 40.0625 | 0 | 0 | 0 | 0 | 0 | 0 | 0 | -0.004006
1996 | 40.0729 | 0 | 0 | 0 | 0 | 0 | 0 | 0 | 0.004006
1996 | 40.0833 | 0 | 0 | 0 | 0 | 0 | 0 | 0 | 0
1996 | 40.0937 | 0 | 0 | 0 | 0 | 0 | 0 | 0.004064 | -0.008012
1996 | 40.1042 | 0 | 0 | 0 | 0 | 0 | 0 | -0.004064 | 0.008012
1996 | 40.1146 | 0 | 0 | 0 | 0 | 0 | 0 | 0 | -0.004006
1996 | 40.125 | 0 | 0 | 0 | 0 | 0 | 0 | -0.008128 | 0.004006
1996 | 40.1354 | 0 | 0 | 0 | 0 | 0 | 0 | 0.004064 | 0
1996 | 40.1458 | 0 | 0 | 0 | 0 | 0 | 0 | 0.004064 | 0.008012
1996 | 40.1562 | 0 | 0 | 0 | 0 | 0 | 0 | 0 | 0
1996 | 40.1667 | 0 | 0 | 0 | 0 | 0 | 0 | 0 | 0
1996 | 40.1771 | 0 | 0 | 0 | 0 | 0 | 0 | 0 | -0.008012
1996 | 40.1875 | 0 | 0 | 0 | 0 | 0 | 0 | 0 | -1.4211e-14
1996 | 40.1979 | 0 | 0 | 0 | 0 | 0 | 0 | 0 | 1.4211e-14
1996 | 40.2083 | 0 | 0 | 0 | 0 | 0 | 0 | -0.004064 | 0.008012
1996 | 40.2187 | 0 | 0 | 0 | 0 | 0 | 0 | -0.008128 | 0.008012
1996 | 40.2292 | 0 | 0 | 0 | 0 | 0 | 0 | -0.012192 | 0.012018
1996 | 40.2396 | 0 | 0 | 0 | 0 | 0 | 0 | -0.02032 | 0.008012
1996 | 40.25 | 0 | 0 | 0 | 0 | 0 | 0 | 0.012192 | -0.008012
1996 | 40.2604 | 0 | 0 | 0 | 0 | 0 | 0 | 0.004064 | 0.008012
1996 | 40.2708 | 0 | 0 | 0 | 0 | 0 | 0 | 0.012192 | -0.004006
1996 | 40.2812 | 0 | 0 | 0 | 0 | 0 | 0 | 0 | 0.004006
1996 | 40.2917 | 0 | 0 | 0 | 0 | 0 | 0 | -0.004064 | 0
1996 | 40.3021 | 0 | 0 | 0 | 0 | 0 | 0 | 0.012192 | 0.004006
1996 | 40.3125 | 0 | 0 | 0 | 0 | 0 | 0 | 0.008128 | -0.008012
1996 | 40.3229 | 0 | 0 | 0 | 0 | 0 | 0 | 0 | -0.004006
1996 | 40.3333 | 0 | 0 | 0 | 0 | 0 | 0 | 0 | 0.004006
1996 | 40.3437 | 0 | 0 | 0 | 0 | 0 | 0 | -0.008128 | 0
1996 | 40.3542 | 0 | 0 | 0 | 0 | 0 | 0 | -0.012192 | -0.008012
1996 | 40.3646 | 0 | 0 | 0 | 0 | 0 | 0 | 0.004064 | -0.004006
1996 | 40.375 | 0 | 0 | 0 | 0 | 0 | 0 | 0.012192 | -0.004006
1996 | 40.3854 | 0 | 0 | 0 | 0 | 0 | 0 | 0.012192 | -0.016024
1996 | 40.3958 | 0 | 0 | 0 | 0 | 0 | 0 | 0.008128 | 0.012018
1996 | 40.4062 | 0 | 0 | 0 | 0 | 0 | 0 | -0.024384 | -0.02003
1996 | 40.4167 | 0 | 0 | 0 | 0 | 0 | 0 | 0.016256 | -0.016024
1996 | 40.4271 | 0.024384 | 0 | 0 | 0 | 0 | 0 | 0.024384 | 0
1996 | 40.4375 | 0 | 0 | 0 | 0 | 0 | 0 | 0.028448 | -0.02003
1996 | 40.4479 | 0 | 0 | 0 | 0 | 0 | 0 | -0.004064 | -0.012018
1996 | 40.4583 | 0 | 0 | 0 | 0 | 0 | 0 | 0.024384 | 0.004006
1996 | 40.4687 | 0 | 0 | 0 | 0 | 0 | 0 | 0.048768 | 0.004006
1996 | 40.4792 | 0 | 0 | 0 | 0 | 0 | 0 | 0.048768 | 0.004006
1996 | 40.4896 | 0 | 0 | 0 | 0 | 0 | 0 | 0.069088 | 0.032048
1996 | 40.5 | 0 | 0 | 0 | 0 | 0 | 0 | 0.06096 | 0.024036
1996 | 40.5104 | 0 | 0 | 0 | 0 | 0 | 0 | 0.06096 | 0.028042
1996 | 40.5208 | 0 | 0 | 0 | 0 | 0 | 0 | 0.056896 | 0.024036
1996 | 40.5312 | 0 | 0 | 0 | 0 | 0 | 0 | 0.04064 | 0.032048
1996 | 40.5417 | 0 | 0 | 0 | 0 | 0 | 0 | 0.052832 | 0.044066
1996 | 40.5521 | 0 | 0 | 0 | 0 | 0 | 0 | 0.065024 | 0.024036
1996 | 40.5625 | 0 | 0 | 0 | 0 | 0 | 0 | 0.069088 | 0.028042
1996 | 40.5729 | 0 | 0 | 0 | 0 | 0 | 0 | 0.077216 | 0.044066
1996 | 40.5833 | 0 | 0 | 0 | 0 | 0 | 0 | 0.069088 | 0.04006
1996 | 40.5937 | 0 | 0 | 0 | 0 | 0 | 0 | 0.048768 | 0.036054
1996 | 40.6042 | 0 | 0 | 0 | 0 | 0 | 0 | 0.056896 | 0.048072
1996 | 40.6146 | 0 | 0 | 0 | 0 | 0 | 0 | 0.056896 | 0.076114
1996 | 40.625 | 0 | 0 | 0 | 0 | 0 | 0 | 0.073152 | 0.044066
1996 | 40.6354 | 0 | 0 | 0 | 0 | 0 | 0 | 0.032512 | 0.028042
1996 | 40.6458 | 0 | 0 | 0 | 0 | 0 | 0 | 0.097536 | 0.06009
1996 | 40.6562 | 0 | 0 | 0 | 0 | 0 | 0 | 0.028448 | 0.056084
1996 | 40.6667 | 0 | 0 | 0 | 0 | 0 | 0 | 0.077216 | 0.04006
1996 | 40.6771 | 0 | 0 | 0 | 0 | 0 | 0 | 0.056896 | 0.056084
1996 | 40.6875 | 0 | 0 | 0 | 0 | 0 | 0 | 0.008128 | 0.04006
1996 | 40.6979 | 0 | 0 | 0 | 0 | 0 | 0 | 0.097536 | 0.056084
1996 | 40.7083 | 0 | 0 | 0 | 0 | 0 | 0 | 0.032512 | 0.044066
1996 | 40.7187 | 0 | 0 | 0 | 0 | 0 | 0 | 0.032512 | 0.056084
1996 | 40.7292 | 0 | 0 | 0 | 0 | 0 | 0 | 0.036576 | 0.056084
1996 | 40.7396 | 0 | 0 | 0 | 0 | 0 | 0 | 0.048768 | 0.048072
1996 | 40.75 | 0 | 0 | 0 | 0 | 0 | 0 | 0.052832 | 0.052078
1996 | 40.7604 | 0 | 0 | 0 | 0 | 0 | 0 | 0.036576 | 0.048072
1996 | 40.7708 | 0 | 0 | 0 | 0 | 0 | 0 | 0.012192 | 0.064096
1996 | 40.7812 | 0 | 0 | 0 | 0 | 0 | 0 | 0.004064 | 0.028042
1996 | 40.7917 | 0 | 0 | 0 | 0 | 0 | 0 | 0.012192 | 0.02003
1996 | 40.8021 | 0 | 0 | 0 | 0 | 0 | 0 | 0.016256 | 0.032048
1996 | 40.8125 | 0 | 0 | 0 | 0 | 0 | 0 | -0.016256 | 0.012018
1996 | 40.8229 | 0 | 0 | 0 | 0 | 0 | 0 | 0.008128 | 0.012018
1996 | 40.8333 | 0 | 0 | 0 | 0 | 0 | 0 | 0.012192 | 0.008012
1996 | 40.8437 | 0 | 0 | 0 | 0 | 0 | 0 | 0.004064 | 0.008012
1996 | 40.8542 | 0 | 0 | 0 | 0 | 0 | 0 | 0 | 0.02003
1996 | 40.8646 | 0 | 0 | 0 | 0 | 0 | 0 | 0.016256 | 0.004006
1996 | 40.875 | 0 | 0 | 0 | 0 | 0 | 0 | -0.004064 | 0.012018
1996 | 40.8854 | 0 | 0 | 0 | 0 | 0 | 0 | 0.02032 | 0.008012
1996 | 40.8958 | 0 | 0 | 0 | 0 | 0 | 0 | -0.008128 | 0.008012
1996 | 40.9062 | 0 | 0 | 0 | 0 | 0 | 0 | -0.004064 | 0.008012
1996 | 40.9167 | 0 | 0 | 0 | 0 | 0 | 0 | 0.008128 | 0.008012
1996 | 40.9271 | 0 | 0 | 0 | 0 | 0 | 0 | 0.016256 | 0.016024
1996 | 40.9375 | 0 | 0 | 0 | 0 | 0 | 0 | -0.008128 | 0.004006
1996 | 40.9479 | 0 | 0 | 0 | 0 | 0 | 0 | -0.004064 | 0.008012
1996 | 40.9583 | 0 | 0 | 0 | 0 | 0 | 0 | 0.024384 | 0.004006
1996 | 40.9687 | 0 | 0 | 0 | 0 | 0 | 0 | 0.016256 | 0.004006
1996 | 40.9792 | 0 | 0 | 0 | 0 | 0 | 0 | 0.004064 | 0.008012
1996 | 40.9896 | 0 | 0 | 0 | 0 | 0 | 0 | 0.004064 | 0.008012
1996 | 41 | 0 | 0 | 0 | 0 | 0 | 0 | 0 | 0.008012
1996 | 41.0104 | 0 | 0 | 0 | 0 | 0 | 0 | -0.004064 | 0.012018
1996 | 41.0208 | 0 | 0 | 0 | 0 | 0 | 0 | 0.024384 | 0.004006
1996 | 41.0312 | 0 | 0 | 0 | 0 | 0 | 0 | -0.004064 | 0.004006
1996 | 41.0417 | 0 | 0 | 0 | 0 | 0 | 0 | 0.008128 | 0.004006
1996 | 41.0521 | 0 | 0 | 0 | 0 | 0 | 0 | -0.008128 | 0.008012
1996 | 41.0625 | 0 | 0 | 0 | 0 | 0 | 0 | 0.008128 | 0.004006
1996 | 41.0729 | 0 | 0 | 0 | 0 | 0 | 0 | 0 | 0.008012
1996 | 41.0833 | 0 | 0 | 0 | 0 | 0 | 0 | 0 | 0
1996 | 41.0937 | 0.032512 | 0 | 0 | 0 | 0 | 0 | 0.028448 | 0.004006
1996 | 41.1042 | 0 | 0 | 0 | 0 | 0 | 0 | 0.02032 | 0.008012
1996 | 41.1146 | 0 | 0 | 0 | 0 | 0 | 0 | 0.008128 | 0.004006
1996 | 41.125 | 0 | 0 | 0 | 0 | 0 | 0 | 0 | -0.004006
1996 | 41.1354 | 0 | 0 | 0 | 0 | 0 | 0 | -0.004064 | 0.004006
1996 | 41.1458 | 0 | 0 | 0 | 0 | 0 | 0 | 0.004064 | 0.008012
1996 | 41.1562 | 0 | 0 | 0 | 0 | 0 | 0 | 0 | 0
1996 | 41.1667 | 0 | 0 | 0 | 0 | 0 | 0 | -0.004064 | -0.024036
1996 | 41.1771 | 0 | 0 | 0 | 0 | 0 | 0 | 0 | -0.016024
1996 | 41.1875 | 0 | 0 | 0 | 0 | 0 | 0 | 0.016256 | -0.008012
1996 | 41.1979 | 0.032512 | 0 | 0 | 0 | 0 | 0 | 0.012192 | -0.004006
1996 | 41.2083 | 0 | 0 | 0 | 0 | 0 | 0 | 0 | -0.004006
1996 | 41.2187 | 0 | 0 | 0 | 0 | 0 | 0 | 0.048768 | 0.052078
1996 | 41.2292 | 0 | 0 | 0 | 0 | 0 | 0 | 0.008128 | -0.004006
1996 | 41.2396 | 0 | 0 | 0 | 0 | 0 | 0 | -0.004064 | 0.02003
1996 | 41.25 | 0 | 0.024036 | 0 | 0 | 0 | 0 | -0.012192 | 0.024036
1996 | 41.2604 | 0 | 0 | 0 | 0 | 0 | 0 | 0.016256 | 0.008012
1996 | 41.2708 | 0 | 0 | 0 | 0 | 0 | 0 | 0.004064 | 0
1996 | 41.2812 | 0 | 0 | 0 | 0 | 0 | 0 | -0.012192 | -0.024036
1996 | 41.2917 | 0 | 0 | 0 | 0 | 0 | 0 | -0.012192 | 1.4211e-14
1996 | 41.3021 | 0 | 0.024036 | 0 | 0 | 0 | 0 | 0 | -1.4211e-14
1996 | 41.3125 | 0.024384 | 0 | 0 | 0 | 0 | 0 | 0.012192 | -0.012018
1996 | 41.3229 | 0 | 0 | 0 | 0 | 0 | 0 | 0.024384 | -0.016024
1996 | 41.3333 | 0 | 0 | 0 | 0 | 0 | 0 | -0.008128 | -0.008012
1996 | 41.3437 | 0 | 0 | 0 | 0 | 0 | 0 | 0.004064 | -0.012018
1996 | 41.3542 | 0 | 0 | 0 | 0 | 0 | 0 | 0.016256 | 0.028042
1996 | 41.3646 | 0 | 0 | 0 | 0 | 0 | 0 | 0.008128 | -0.028042
1996 | 41.375 | 0 | 0 | 0 | 0 | 0 | 0 | 0 | 0
1996 | 41.3854 | 0 | 0.048072 | 0 | 0 | 0 | 0 | 0.008128 | -0.024036
1996 | 41.3958 | 0 | 0.10416 | 0 | 0 | 0 | 0 | -0.012192 | -0.008012
1996 | 41.4062 | 0 | 0 | 0 | 0 | 0 | 0 | 0.028448 | 0
1996 | 41.4167 | 0 | 0.04006 | 0 | 0 | 0 | 0 | 0.016256 | 0
1996 | 41.4271 | 0 | 0 | 0 | 0 | 0 | 0 | 0.028448 | -0.044066
1996 | 41.4375 | 0 | 0 | 0 | 0 | 0 | 0 | -0.008128 | 0.044066
1996 | 41.4479 | 0 | 0.088132 | 0 | 0 | 0 | 0 | 0.10566 | 0
1996 | 41.4583 | 0 | 0.1362 | 0 | 0 | 0 | 0 | 0.065024 | 0.076114
1996 | 41.4687 | 0 | 0 | 0 | 0 | 0 | 0 | 0.069088 | -0.02003
1996 | 41.4792 | 0 | 0 | 0 | 0 | 0 | 0 | 0.08128 | 0.004006
1996 | 41.4896 | 0 | 0 | 0 | 0 | 0 | 0 | 0.056896 | -0.032048
1996 | 41.5 | 0 | 0 | 0 | 0 | 0 | 0 | 0.02032 | 0.08012
1996 | 41.5104 | 0 | 0 | 0 | 0 | 0 | 0 | 0.044704 | 0.08012
1996 | 41.5208 | 0 | 0 | 0 | 0 | 0 | 0 | 0.06096 | 0.04006
1996 | 41.5312 | 0 | 0 | 0 | 0 | 0 | 0 | 0.06096 | -0.008012
1996 | 41.5417 | 0 | 0 | 0 | 0 | 0 | 0 | -0.024384 | 0
1996 | 41.5521 | 0 | 0 | 0 | 0 | 0 | 0 | 0.073152 | 0.02003
1996 | 41.5625 | 0 | 0 | 0 | 0 | 0 | 0 | 0.048768 | 0.10416
1996 | 41.5729 | 0 | 0 | 0 | 0 | 0 | 0 | 0.089408 | 0.032048
1996 | 41.5833 | 0 | 0.088132 | 0 | 0 | 0 | 0 | 0.073152 | 0.052078
1996 | 41.5937 | 0 | 0 | 0 | 0 | 0 | 0 | 0.004064 | 0.064096
1996 | 41.6042 | 0.04064 | 0 | 0 | 0 | 0 | 0 | 0.06096 | 0.068102
1996 | 41.6146 | 0 | 0 | 0 | 0 | 0 | 0 | 0.19507 | 0.044066
1996 | 41.625 | 0 | 0 | 0 | 0 | 0 | 0 | -0.004064 | 0.088132
1996 | 41.6354 | 0 | 0 | 0 | 0 | 0 | 0 | 0.016256 | -0.06009
1996 | 41.6458 | 0 | 0 | 0 | 0 | 0 | 0 | 0.032512 | 0.004006
1996 | 41.6562 | 0 | 0 | 0 | 0 | 0 | 0 | 0.024384 | 0.12419
1996 | 41.6667 | 0 | 0.04006 | 0 | 0 | 0 | 0 | 0.06096 | 0.02003
1996 | 41.6771 | 0 | 0 | 0 | 0 | 0 | 0 | 0.044704 | 0.084126
1996 | 41.6875 | 0 | 0 | 0 | 0 | 0 | 0 | 0.069088 | 0.04006
1996 | 41.6979 | 0 | 0 | 0 | 0 | 0 | 0 | 0.012192 | -0.084126
1996 | 41.7083 | 0 | 0 | 0 | 0 | 0 | 0 | 0.052832 | 0.24437
1996 | 41.7187 | 0 | 0 | 0 | 0 | 0 | 0 | 0.004064 | 0.012018
1996 | 41.7292 | 0 | 0 | 0 | 0 | 0 | 0 | 0.093472 | 0.028042
1996 | 41.7396 | 0 | 0 | 0 | 0 | 0 | 0 | 0.056896 | 0.10015
1996 | 41.75 | 0 | 0.056084 | 0 | 0 | 0 | 0 | -0.02032 | 0.056084
1996 | 41.7604 | 0 | 0 | 0 | 0 | 0 | 0 | 0.073152 | 0.11617
1996 | 41.7708 | 0 | 0 | 0 | 0 | 0 | 0 | -0.004064 | 0.12018
1996 | 41.7812 | 0 | 0 | 0 | 0 | 0 | 0 | 0.02032 | -0.012018
1996 | 41.7917 | 0 | 0 | 0 | 0 | 0 | 0 | 0.036576 | 0.16425
1996 | 41.8021 | 0 | 0 | 0 | 0.16024 | 0 | 0 | -0.008128 | 0.024036
1996 | 41.8125 | 0 | 0 | 0.032512 | 0 | 0 | 0 | 0.032512 | 0.024036
1996 | 41.8229 | 0 | 0 | 0.08128 | 0.12819 | 0 | 0 | 0.004064 | 0.008012
1996 | 41.8333 | 0 | 0 | 0 | 0 | 0 | 0 | 0.056896 | 0.04006
1996 | 41.8437 | 0 | 0 | 0 | 0 | 0 | 0 | 0.06096 | -0.04006
1996 | 41.8542 | 0 | 0 | 0 | 0 | 0 | 0 | 0.008128 | 0.08012
1996 | 41.8646 | 0 | 0.04006 | 0 | 0 | 0 | 0 | -0.02032 | -0.04006
1996 | 41.875 | 0 | 0 | 0 | 0 | 0 | 0 | 0.016256 | 0.19629
1996 | 41.8854 | 0 | 0 | 0 | 0 | 0 | 0 | 0.028448 | 0.08012
1996 | 41.8958 | 0.024384 | 0 | 0 | 0 | 0 | 0 | 0.024384 | -0.036054
1996 | 41.9062 | 0 | 0 | 0 | 0 | 0 | 0 | -0.008128 | 0.036054
1996 | 41.9167 | 0 | 0 | 0 | 0 | 0 | 0 | 0.028448 | -0.012018
1996 | 41.9271 | 0 | 0 | 0 | 0 | 0 | 0 | 0.004064 | 0.012018
1996 | 41.9375 | 0 | 0 | 0 | 0 | 0 | 0 | 0.012192 | 0.036054
1996 | 41.9479 | 0 | 0 | 0 | 0 | 0 | 0 | 0.016256 | 0.072108
1996 | 41.9583 | 0 | 0 | 0 | 0 | 0 | 0 | 0.004064 | 0.052078
1996 | 41.9687 | 0 | 0 | 0 | 0 | 0 | 0 | -0.02032 | 0.024036
1996 | 41.9792 | 0 | 0 | 0 | 0 | 0 | 0 | 0.004064 | -0.004006
1996 | 41.9896 | 0 | 0 | 0 | 0 | 0 | 0 | -0.008128 | -0.016024
1996 | 42 | 0 | 0 | 0 | 0 | 0 | 0 | -0.008128 | 0.004006
1996 | 42.0104 | 0 | 0 | 0 | 0 | 0 | 0 | 0.028448 | -0.016024
1996 | 42.0208 | 0 | 0 | 0 | 0 | 0 | 0 | 0.016256 | 0.044066
1996 | 42.0312 | 0 | 0 | 0 | 0 | 0 | 0 | 0.004064 | 0.028042
1996 | 42.0417 | 0 | 0 | 0 | 0 | 0 | 0 | 0.016256 | 0.004006
1996 | 42.0521 | 0 | 0 | 0 | 0 | 0 | 0 | 0.02032 | 0.064096
1996 | 42.0625 | 0 | 0 | 0 | 0 | 0 | 0 | 0.028448 | -0.044066
1996 | 42.0729 | 0 | 0 | 0 | 0 | 0 | 0 | 0.02032 | 0.14822
1996 | 42.0833 | 0 | 0 | 0 | 0 | 0 | 0 | 0 | -2.8422e-14
1996 | 42.0937 | 0.024384 | 0 | 0 | 0 | 0 | 0 | 0.012192 | -0.024036
1996 | 42.1042 | 0 | 0.048072 | 0 | 0 | 0 | 0 | -0.016256 | 0
1996 | 42.1146 | 0 | 0 | 0 | 0 | 0 | 0 | 0 | -0.016024
1996 | 42.125 | 0 | 0 | 0 | 0 | 0 | 0 | 0.028448 | 0.056084
1996 | 42.1354 | 0 | 0 | 0 | 0 | 0 | 0 | 0.028448 | 0.064096
1996 | 42.1458 | 0 | 0 | 0 | 0 | 0 | 0 | 0.04064 | 0.084126
1996 | 42.1562 | 0 | 0 | 0 | 0 | 0 | 0 | 0.008128 | 0.056084
1996 | 42.1667 | 0 | 0 | 0 | 0 | 0 | 0 | 0.036576 | 0.052078
1996 | 42.1771 | 0 | 0 | 0 | 0 | 0 | 0 | 0 | 0.004006
1996 | 42.1875 | 0 | 0 | 0 | 0 | 0 | 0 | 0 | -0.016024
1996 | 42.1979 | 0 | 0 | 0 | 0 | 0 | 0 | 0.016256 | 0.044066
1996 | 42.2083 | 0 | 0 | 0 | 0 | 0 | 0 | 0.012192 | 0.008012
1996 | 42.2187 | 0 | 0 | 0 | 0 | 0 | 0 | 0.008128 | 0.004006
1996 | 42.2292 | 0 | 0 | 0 | 0 | 0 | 0 | -0.008128 | -0.008012
1996 | 42.2396 | 0 | 0 | 0 | 0 | 0 | 0 | 0.012192 | 0.028042
1996 | 42.25 | 0 | 0.032048 | 0 | 0 | 0 | 0 | -0.004064 | 0
1996 | 42.2604 | 0 | 0 | 0 | 0 | 0 | 0 | 0.02032 | 0.044066
1996 | 42.2708 | 0 | 0 | 0 | 0 | 0 | 0 | 0.012192 | 0.012018
1996 | 42.2812 | 0 | 0 | 0 | 0 | 0 | 0 | -0.008128 | 0.008012
1996 | 42.2917 | 0 | 0 | 0 | 0 | 0 | 0 | 0 | 0
1996 | 42.3021 | 0 | 0 | 0 | 0 | 0 | 0 | 0.012192 | 0.012018
1996 | 42.3125 | 0 | 0 | 0 | 0 | 0 | 0 | 0 | 0.004006
1996 | 42.3229 | 0 | 0 | 0 | 0 | 0 | 0 | 0.008128 | 0.012018
1996 | 42.3333 | 0 | 0 | 0 | 0 | 0 | 0 | 0.004064 | 0
1996 | 42.3437 | 0 | 0 | 0 | 0 | 0 | 0 | 0 | -0.016024
1996 | 42.3542 | 0 | 0.024036 | 0 | 0 | 0 | 0 | -0.008128 | -0.004006
1996 | 42.3646 | 0 | 0 | 0 | 0 | 0 | 0 | 0 | 0.008012
1996 | 42.375 | 0 | 0.048072 | 0 | 0 | 0 | 0 | -0.004064 | 0
1996 | 42.3854 | 0 | 0 | 0 | 0 | 0 | 0 | -0.008128 | -0.02003
1996 | 42.3958 | 0 | 0 | 0 | 0 | 0 | 0 | 0.004064 | -0.028042
1996 | 42.4062 | 0 | 0.10416 | 0 | 0 | 0 | 0 | 0 | -0.008012
1996 | 42.4167 | 0 | 0.032048 | 0 | 0 | 0 | 0 | -0.004064 | -0.008012
1996 | 42.4271 | 0 | 0 | 0 | 0 | 0 | 0 | 0.004064 | -0.012018
1996 | 42.4375 | 0 | 0 | 0 | 0 | 0 | 0 | 0.024384 | -0.02003
1996 | 42.4479 | 0 | 0 | 0 | 0 | 0 | 0 | 0.004064 | -0.004006
1996 | 42.4583 | 0 | 0 | 0 | 0 | 0 | 0 | 0.022352 | -0.024036
1996 | 42.4687 | 0 | 0 | 0 | 0 | 0 | 0 | 0.0077216 | 0.028042
1996 | 42.4792 | 0 | 0 | 0 | 0 | 0 | 0 | 0.052832 | 0.056084
1996 | 42.4896 | 0.032512 | 0 | 0 | 0 | 0 | 0 | 0.015443 | -0.056084
1996 | 42.5 | 0 | 0 | 0 | 0 | 0 | 0 | 0.056896 | 0.056084
1996 | 42.5104 | 0 | 0 | 0 | 0 | 0 | 0 | 0.032512 | 0.016024
1996 | 42.5208 | 0 | 0 | 0 | 0 | 0 | 0 | 0.016256 | 0.004006
1996 | 42.5312 | 0 | 0 | 0 | 0 | 0 | 0 | 0.032512 | 0.028042
1996 | 42.5417 | 0 | 0 | 0 | 0 | 0 | 0 | 0.032512 | 0.008012
1996 | 42.5521 | 0 | 0 | 0 | 0 | 0 | 0 | 0.044704 | 0.06009
1996 | 42.5625 | 0 | 0 | 0 | 0 | 0 | 0 | 0.04064 | 0.016024
1996 | 42.5729 | 0 | 0 | 0 | 0 | 0 | 0 | 0.069088 | 0.068102
1996 | 42.5833 | 0 | 0 | 0 | 0 | 0 | 0 | 0.028448 | 0.012018
1996 | 42.5937 | 0 | 0.04006 | 0 | 0 | 0 | 0 | 0 | 0
1996 | 42.6042 | 0 | 0 | 0 | 0 | 0 | 0 | 0.065024 | 0.092138
1996 | 42.6146 | 0 | 0 | 0 | 0 | 0 | 0 | 0.052832 | 0.048072
1996 | 42.625 | 0 | 0 | 0 | 0 | 0 | 0 | 0.028448 | 0.024036
1996 | 42.6354 | 0 | 0 | 0 | 0 | 0 | 0 | 0.052832 | 0.068102
1996 | 42.6458 | 0 | 0 | 0 | 0 | 0 | 0 | 0.028448 | 0.036054
1996 | 42.6562 | 0 | 0 | 0 | 0 | 0 | 0 | 0.044704 | 0.02003
1996 | 42.6667 | 0 | 0 | 0 | 0 | 0 | 0 | 0.024384 | 0.056084
1996 | 42.6771 | 0 | 0 | 0 | 0 | 0 | 0 | 0.04064 | 0.016024
1996 | 42.6875 | 0 | 0 | 0 | 0 | 0 | 0 | 0.02032 | 0.02003
1996 | 42.6979 | 0 | 0 | 0 | 0 | 0 | 0 | 0.044704 | 0.032048
1996 | 42.7083 | 0 | 0 | 0 | 0 | 0 | 0 | 0.028448 | 0.04006
1996 | 42.7187 | 0 | 0 | 0 | 0 | 0 | 0 | 0.024384 | 0.06009
1996 | 42.7292 | 0 | 0 | 0 | 0 | 0 | 0 | 0.012192 | 0.016024
1996 | 42.7396 | 0 | 0 | 0 | 0 | 0 | 0 | 0.024384 | 0.052078
1996 | 42.75 | 0 | 0 | 0 | 0 | 0 | 0 | 0.028448 | 0.04006
1996 | 42.7604 | 0 | 0 | 0 | 0 | 0 | 0 | 0.024384 | 0.068102
1996 | 42.7708 | 0 | 0 | 0 | 0 | 0 | 0 | 0 | 0.036054
1996 | 42.7812 | 0 | 0 | 0 | 0 | 0 | 0 | 0.012192 | 0.028042
1996 | 42.7917 | 0 | 0 | 0 | 0 | 0 | 0 | 0.008128 | 0.024036
1996 | 42.8021 | 0 | 0 | 0 | 0 | 0 | 0 | 0 | 0.012018
1996 | 42.8125 | 0 | 0 | 0 | 0 | 0 | 0 | 0.012192 | 0.008012
1996 | 42.8229 | 0 | 0 | 0 | 0 | 0 | 0 | -0.004064 | 0.008012
1996 | 42.8333 | 0 | 0 | 0 | 0 | 0 | 0 | 0.004064 | 0.016024
1996 | 42.8437 | 0 | 0 | 0 | 0 | 0 | 0 | 0 | 0.016024
1996 | 42.8542 | 0 | 0 | 0 | 0 | 0 | 0 | 0.004064 | 0.004006
1996 | 42.8646 | 0 | 0 | 0 | 0 | 0 | 0 | 0.008128 | 0.008012
1996 | 42.875 | 0 | 0 | 0 | 0 | 0 | 0 | -0.004064 | 0.004006
1996 | 42.8854 | 0 | 0 | 0 | 0 | 0 | 0 | 0.016256 | 0.008012
1996 | 42.8958 | 0 | 0 | 0 | 0 | 0 | 0 | 0.004064 | 0.012018
1996 | 42.9062 | 0 | 0 | 0 | 0 | 0 | 0 | -0.012192 | 0
1996 | 42.9167 | 0 | 0 | 0 | 0 | 0 | 0 | 0.012192 | 0.016024
1996 | 42.9271 | 0 | 0 | 0 | 0 | 0 | 0 | 0.004064 | -0.012018
1996 | 42.9375 | 0 | 0 | 0 | 0 | 0 | 0 | 0.004064 | 0.016024
1996 | 42.9479 | 0 | 0 | 0 | 0 | 0 | 0 | 0 | -0.004006
1996 | 42.9583 | 0 | 0 | 0 | 0 | 0 | 0 | 0.004064 | 0.02003
1996 | 42.9687 | 0 | 0 | 0 | 0 | 0 | 0 | 0 | 0.004006
1996 | 42.9792 | 0 | 0 | 0 | 0 | 0 | 0 | 0.008128 | 0.008012
1996 | 42.9896 | 0 | 0 | 0 | 0 | 0 | 0 | 0 | -0.012018
1996 | 43 | 0 | 0 | 0 | 0 | 0 | 0 | -0.004064 | 0.008012
1996 | 43.0104 | 0 | 0 | 0 | 0 | 0 | 0 | 0.016256 | 0.008012
1996 | 43.0208 | 0 | 0 | 0 | 0 | 0 | 0 | -0.004064 | 0.004006
1996 | 43.0312 | 0 | 0 | 0 | 0 | 0 | 0 | 0 | 0
1996 | 43.0417 | 0 | 0 | 0 | 0 | 0 | 0 | 0.004064 | 0.012018
1996 | 43.0521 | 0 | 0 | 0 | 0 | 0 | 0 | 0.008128 | -0.004006
1996 | 43.0625 | 0 | 0 | 0 | 0 | 0 | 0 | -0.008128 | 0
1996 | 43.0729 | 0 | 0 | 0 | 0 | 0 | 0 | 0 | -0.004006
1996 | 43.0833 | 0 | 0 | 0 | 0 | 0 | 0 | 0.004064 | 0.004006
1996 | 43.0937 | 0 | 0 | 0 | 0 | 0 | 0 | 0.012192 | 0.016024
1996 | 43.1042 | 0 | 0 | 0 | 0 | 0 | 0 | -1.4211e-14 | -0.004006
1996 | 43.1146 | 0 | 0 | 0 | 0 | 0 | 0 | 0.004064 | 0.004006
1996 | 43.125 | 0 | 0 | 0 | 0 | 0 | 0 | 0.004064 | 0.008012
1996 | 43.1354 | 0 | 0 | 0 | 0 | 0 | 0 | 0.004064 | 0.008012
1996 | 43.1458 | 0 | 0 | 0 | 0 | 0 | 0 | 0 | 0.004006
1996 | 43.1562 | 0 | 0 | 0 | 0 | 0 | 0 | 0.004064 | 0.008012
1996 | 43.1667 | 0 | 0 | 0 | 0 | 0 | 0 | 0.004064 | 0
1996 | 43.1771 | 0 | 0 | 0 | 0 | 0 | 0 | 0.004064 | 0
1996 | 43.1875 | 0 | 0 | 0 | 0 | 0 | 0 | -0.004064 | 0.008012
1996 | 43.1979 | 0 | 0 | 0 | 0 | 0 | 0 | 0.008128 | 0.008012
1996 | 43.2083 | 0 | 0 | 0 | 0 | 0 | 0 | 0.004064 | -0.004006
1996 | 43.2187 | 0 | 0 | 0 | 0 | 0 | 0 | 0 | 0.012018
1996 | 43.2292 | 0 | 0 | 0 | 0 | 0 | 0 | 0.012192 | -1.4211e-14
1996 | 43.2396 | 0 | 0 | 0 | 0 | 0 | 0 | -0.004064 | 0.008012
1996 | 43.25 | 0 | 0 | 0 | 0 | 0 | 0 | 0 | 0.008012
1996 | 43.2604 | 0 | 0 | 0 | 0 | 0 | 0 | 0.008128 | 0
1996 | 43.2708 | 0 | 0 | 0 | 0 | 0 | 0 | 0.004064 | 0.004006
1996 | 43.2812 | 0 | 0 | 0 | 0 | 0 | 0 | 0 | -0.004006
1996 | 43.2917 | 0 | 0 | 0 | 0 | 0 | 0 | 0 | 0.012018
1996 | 43.3021 | 0 | 0 | 0 | 0 | 0 | 0 | 0 | -0.012018
1996 | 43.3125 | 0 | 0 | 0 | 0 | 0 | 0 | 0.004064 | 0.016024
1996 | 43.3229 | 0 | 0 | 0 | 0 | 0 | 0 | 0 | 0.012018
1996 | 43.3333 | 0 | 0 | 0 | 0 | 0 | 0 | 0.004064 | -0.004006
1996 | 43.3437 | 0 | 0 | 0 | 0 | 0 | 0 | 0.008128 | -0.012018
1996 | 43.3542 | 0 | 0 | 0 | 0 | 0 | 0 | -0.012192 | -0.008012
1996 | 43.3646 | 0 | 0 | 0 | 0 | 0 | 0 | 0.004064 | -0.012018
1996 | 43.375 | 0 | 0 | 0 | 0 | 0 | 0 | 0.004064 | -0.016024
1996 | 43.3854 | 0 | 0 | 0 | 0 | 0 | 0 | 0.012192 | 1.4211e-14
1996 | 43.3958 | 0 | 0 | 0 | 0 | 0 | 0 | 0.004064 | -0.008012
1996 | 43.4062 | 0 | 0 | 0 | 0 | 0 | 0 | 0 | -0.02003
1996 | 43.4167 | 0 | 0 | 0 | 0 | 0 | 0 | 0.004064 | -0.04006
1996 | 43.4271 | 0 | 0 | 0 | 0 | 0 | 0 | 0.004064 | -0.004006
1996 | 43.4375 | 0 | 0.024036 | 0 | 0 | 0 | 0 | 0.008128 | -0.016024
1996 | 43.4479 | 0 | 0.024036 | 0 | 0 | 0 | 0 | 0.008128 | -0.024036
1996 | 43.4583 | 0 | 0 | 0 | 0 | 0 | 0 | 0.024384 | -0.016024
1996 | 43.4687 | 0 | 0 | 0 | 0 | 0 | 0 | 0.016256 | -0.012018
1996 | 43.4792 | 0 | 0 | 0 | 0 | 0 | 0 | 0.028448 | -0.012018
1996 | 43.4896 | 0 | 0 | 0 | 0 | 0 | 0 | 0.02032 | 0.012018
1996 | 43.5 | 0 | 0 | 0 | 0 | 0 | 0 | 0.016256 | 0.024036
1996 | 43.5104 | 0 | 0 | 0 | 0 | 0 | 0 | 0.048768 | 0.032048
1996 | 43.5208 | 0 | 0 | 0 | 0 | 0 | 0 | 0.024384 | 0.02003
1996 | 43.5312 | 0 | 0 | 0 | 0 | 0 | 0 | 0.012192 | 0.004006
1996 | 43.5417 | 0 | 0 | 0 | 0 | 0 | 0 | 0.052832 | 0.028042
1996 | 43.5521 | 0 | 0 | 0 | 0 | 0 | 0 | 0.016256 | 0.008012
1996 | 43.5625 | 0 | 0 | 0 | 0 | 0 | 0 | 0.028448 | 0.036054
1996 | 43.5729 | 0 | 0 | 0 | 0 | 0 | 0 | 0.065024 | 0.024036
1996 | 43.5833 | 0 | 0 | 0 | 0 | 0 | 0 | 0.056896 | 0.056084
1996 | 43.5937 | 0 | 0 | 0 | 0 | 0 | 0 | 0.032512 | 0.036054
1996 | 43.6042 | 0 | 0 | 0 | 0 | 0 | 0 | 0.052832 | 0.016024
1996 | 43.6146 | 0 | 0 | 0 | 0 | 0 | 0 | 0.07559 | 0.048072
1996 | 43.625 | 0 | 0 | 0 | 0 | 0 | 0 | 0.063398 | 0.066299
1996 | 43.6354 | 0 | 0 | 0 | 0 | 0 | 0 | 0.11217 | 0.061292
1996 | 43.6458 | 0 | 0 | 0 | 0 | 0 | 0 | 0.052832 | 0.038658
1996 | 43.6562 | 0 | 0 | 0 | 0 | 0 | 0 | 0.06096 | 0.06009
1996 | 43.6667 | 0 | 0 | 0 | 0 | 0 | 0 | 0.008128 | 0.036054
1996 | 43.6771 | 0 | 0 | 0 | 0 | 0 | 0 | 0.048768 | 0.036054
1996 | 43.6875 | 0 | 0 | 0 | 0 | 0 | 0 | 0.036576 | 0.052078
1996 | 43.6979 | 0 | 0 | 0 | 0 | 0 | 0 | 0.036576 | 0.036054
1996 | 43.7083 | 0 | 0 | 0 | 0 | 0 | 0 | 0.052832 | 0.036054
1996 | 43.7187 | 0 | 0 | 0 | 0 | 0 | 0 | 0.06096 | 0.044066
1996 | 43.7292 | 0 | 0 | 0 | 0 | 0 | 0 | 0.008128 | 0.036054
1996 | 43.7396 | 0 | 0 | 0 | 0 | 0 | 0 | 0.048768 | 0.032048
1996 | 43.75 | 0 | 0 | 0 | 0 | 0 | 0 | 0.032512 | 0.036054
1996 | 43.7604 | 0 | 0 | 0 | 0 | 0 | 0 | 0.052832 | 0.052078
1996 | 43.7708 | 0 | 0 | 0 | 0 | 0 | 0 | 0.036576 | 0.032048
1996 | 43.7812 | 0 | 0 | 0 | 0 | 0 | 0 | 0.044704 | 0.048072
1996 | 43.7917 | 0 | 0 | 0 | 0 | 0 | 0 | 0.008128 | 0.052078
1996 | 43.8021 | 0 | 0 | 0 | 0 | 0 | 0 | 0.004064 | 0.024036
1996 | 43.8125 | 0 | 0 | 0 | 0 | 0 | 0 | 0.016256 | 0.024036
1996 | 43.8229 | 0 | 0 | 0 | 0 | 0 | 0 | 0.008128 | 0.02003
1996 | 43.8333 | 0 | 0 | 0 | 0 | 0 | 0 | 0.004064 | 0.02003
1996 | 43.8437 | 0 | 0 | 0 | 0 | 0 | 0 | 0.008128 | 0
1996 | 43.8542 | 0 | 0 | 0 | 0 | 0 | 0 | -0.004064 | 0.02003
1996 | 43.8646 | 0 | 0 | 0 | 0 | 0 | 0 | 0.012192 | 0.012018
1996 | 43.875 | 0 | 0 | 0 | 0 | 0 | 0 | 0.016256 | 0.02003
1996 | 43.8854 | 0 | 0 | 0 | 0 | 0 | 0 | 0.008128 | 1.4211e-14
1996 | 43.8958 | 0 | 0 | 0 | 0 | 0 | 0 | 0 | 0.028042
1996 | 43.9062 | 0 | 0 | 0 | 0 | 0 | 0 | 0.008128 | 0.008012
1996 | 43.9167 | 0 | 0 | 0 | 0 | 0 | 0 | 0.004064 | 0.004006
1996 | 43.9271 | 0 | 0 | 0 | 0 | 0 | 0 | -0.012192 | 0.008012
1996 | 43.9375 | 0 | 0 | 0 | 0 | 0 | 0 | 0.012192 | 0.016024
1996 | 43.9479 | 0 | 0 | 0 | 0 | 0 | 0 | 0.02032 | 0.008012
1996 | 43.9583 | 0 | 0 | 0 | 0 | 0 | 0 | 0 | 0.008012
1996 | 43.9687 | 0 | 0 | 0 | 0 | 0 | 0 | 0.008128 | 0.004006
1996 | 43.9792 | 0 | 0 | 0 | 0 | 0 | 0 | 0.008128 | 0.02003
1996 | 43.9896 | 0 | 0.024036 | 0 | 0 | 0 | 0 | 0.012192 | 0.024036
1996 | 44 | 0 | 0 | 0 | 0 | 0 | 0 | -0.004064 | -0.004006
1996 | 44.0104 | 0 | 0 | 0 | 0 | 0 | 0 | -0.008128 | 0.016024
1996 | 44.0208 | 0 | 0 | 0 | 0 | 0 | 0 | 0.016256 | 0.012018
1996 | 44.0312 | 0 | 0 | 0 | 0 | 0 | 0 | -0.02032 | -0.008012
1996 | 44.0417 | 0 | 0 | 0 | 0 | 0 | 0 | -0.024384 | 0.012018
1996 | 44.0521 | 0 | 0 | 0 | 0 | 0 | 0 | 0.004064 | -0.008012
1996 | 44.0625 | 0 | 0 | 0 | 0 | 0 | 0 | 0.024384 | 0
1996 | 44.0729 | 0 | 0 | 0 | 0 | 0 | 0 | 0.012192 | 0.004006
1996 | 44.0833 | 0 | 0 | 0 | 0 | 0 | 0 | -0.012192 | 0.004006
1996 | 44.0937 | 0 | 0 | 0 | 0 | 0 | 0 | 0.008128 | -0.004006
1996 | 44.1042 | 0 | 0 | 0 | 0 | 0 | 0 | 0.008128 | 0.004006
1996 | 44.1146 | 0 | 0 | 0 | 0 | 0 | 0 | -0.02032 | 0
1996 | 44.125 | 0 | 0 | 0 | 0 | 0 | 0 | 0.024384 | -0.004006
1996 | 44.1354 | 0 | 0 | 0 | 0 | 0 | 0 | 0.016256 | 0.024036
1996 | 44.1458 | 0 | 0 | 0 | 0 | 0 | 0 | 0.012192 | 0.008012
1996 | 44.1562 | 0 | 0 | 0 | 0 | 0 | 0 | 0.02032 | 0.02003
1996 | 44.1667 | 0 | 0 | 0 | 0 | 0 | 0 | 0.024384 | 0.008012
1996 | 44.1771 | 0 | 0 | 0 | 0 | 0 | 0 | 0 | 0.024036
1996 | 44.1875 | 0 | 0 | 0 | 0 | 0 | 0 | 0 | 0
1996 | 44.1979 | 0 | 0 | 0 | 0 | 0 | 0 | -0.004064 | -0.004006
1996 | 44.2083 | 0 | 0 | 0 | 0 | 0 | 0 | 0 | 0.016024
1996 | 44.2187 | 0 | 0 | 0 | 0 | 0 | 0 | 0.016256 | 0.012018
1996 | 44.2292 | 0 | 0 | 0 | 0 | 0 | 0 | 0.02032 | 0
1996 | 44.2396 | 0 | 0 | 0 | 0 | 0 | 0 | 0.016256 | 0.028042
1996 | 44.25 | 0 | 0 | 0 | 0 | 0 | 0 | 0.016256 | 0.016024
1996 | 44.2604 | 0 | 0 | 0 | 0 | 0 | 0 | 0 | -0.004006
1996 | 44.2708 | 0 | 0 | 0 | 0 | 0 | 0 | -0.012192 | 0.004006
1996 | 44.2812 | 0 | 0 | 0 | 0 | 0 | 0 | 0.008128 | 0.016024
1996 | 44.2917 | 0 | 0 | 0 | 0 | 0 | 0 | 0.008128 | -0.008012
1996 | 44.3021 | 0 | 0 | 0 | 0 | 0 | 0 | 0.004064 | 0.024036
1996 | 44.3125 | 0 | 0 | 0 | 0 | 0 | 0 | 0 | -0.012018
1996 | 44.3229 | 0 | 0 | 0 | 0 | 0 | 0 | 0.012192 | 0.004006
1996 | 44.3333 | 0 | 0 | 0 | 0 | 0 | 0 | 0.004064 | -0.008012
1996 | 44.3437 | 0 | 0 | 0 | 0 | 0 | 0 | 0.012192 | -0.004006
1996 | 44.3542 | 0 | 0 | 0 | 0 | 0 | 0 | -0.008128 | -0.02003
1996 | 44.3646 | 0 | 0 | 0 | 0 | 0 | 0 | -0.004064 | -0.012018
1996 | 44.375 | 0 | 0.024036 | 0 | 0 | 0 | 0 | 0.016256 | -0.008012
1996 | 44.3854 | 0 | 0 | 0 | 0 | 0 | 0 | 0.012192 | -0.024036
1996 | 44.3958 | 0.024384 | 0.024036 | 0 | 0 | 0 | 0 | -0.004064 | -0.012018
1996 | 44.4062 | 0 | 0.024036 | 0 | 0 | 0 | 0 | -0.004064 | -1.4211e-14
1996 | 44.4167 | 0 | 0 | 0 | 0 | 0 | 0 | 0.032512 | -0.024036
1996 | 44.4271 | 0 | 0 | 0 | 0 | 0 | 0 | 0.04064 | -0.016024
1996 | 44.4375 | 0 | 0 | 0 | 0 | 0 | 0 | 0.024384 | 0
1996 | 44.4479 | 0 | 0.024036 | 0 | 0 | 0 | 0 | 0.024384 | -0.016024
1996 | 44.4583 | 0 | 0 | 0 | 0 | 0 | 0 | 0.044704 | 0.028042
1996 | 44.4687 | 0 | 0 | 0 | 0 | 0 | 0 | 0.024384 | 0.008012
1996 | 44.4792 | 0 | 0 | 0 | 0 | 0 | 0 | 0.036576 | 0.004006
1996 | 44.4896 | 0 | 0 | 0 | 0 | 0 | 0 | 0.036576 | 0.02003
1996 | 44.5 | 0 | 0 | 0 | 0 | 0 | 0 | 0.052832 | 0.068102
1996 | 44.5104 | 0 | 0 | 0 | 0 | 0 | 0 | 0.04064 | 0.008012
1996 | 44.5208 | 0 | 0 | 0 | 0 | 0 | 0 | 0.065024 | 0.008012
1996 | 44.5312 | 0 | 0 | 0 | 0 | 0 | 0 | 0.065024 | 0.06009
1996 | 44.5417 | 0 | 0 | 0 | 0 | 0 | 0 | 0.06096 | 0.04006
1996 | 44.5521 | 0 | 0 | 0 | 0 | 0 | 0 | 0.038405 | 0.032048
1996 | 44.5625 | 0 | 0 | 0 | 0 | 0 | 0 | 0.062789 | 0.06009
1996 | 44.5729 | 0 | 0 | 0 | 0 | 0 | 0 | 0.052832 | 0.055082
1996 | 44.5833 | 0 | 0 | 0 | 0 | 0 | 0 | 0.073152 | 0.047872
1996 | 44.5937 | 0 | 0 | 0 | 0 | 0 | 0 | 0.06096 | 0.028042
1996 | 44.6042 | 0 | 0 | 0 | 0 | 0 | 0 | 0.044704 | 0.028042
1996 | 44.6146 | 0 | 0 | 0 | 0 | 0 | 0 | 0.073152 | 0.08012
1996 | 44.625 | 0 | 0 | 0 | 0 | 0 | 0 | 0.052832 | 0.056084
1996 | 44.6354 | 0 | 0 | 0 | 0 | 0 | 0 | 0.052832 | 0.032048
1996 | 44.6458 | 0 | 0 | 0 | 0 | 0 | 0 | 0.052832 | 0.072108
1996 | 44.6562 | 0 | 0 | 0 | 0 | 0 | 0 | 0.065024 | 0.024036
1996 | 44.6667 | 0 | 0 | 0 | 0 | 0 | 0 | 0.048768 | 0.10816
1996 | 44.6771 | 0 | 0 | 0 | 0 | 0 | 0 | 0.044704 | 0.024036
1996 | 44.6875 | 0 | 0 | 0 | 0 | 0 | 0 | 0.052832 | 0.052078
1996 | 44.6979 | 0 | 0 | 0 | 0 | 0 | 0 | 0.052832 | 0.056084
1996 | 44.7083 | 0 | 0 | 0 | 0 | 0 | 0 | 0.032512 | 0.056084
1996 | 44.7187 | 0 | 0 | 0 | 0 | 0 | 0 | 0.036576 | 0.024036
1996 | 44.7292 | 0 | 0 | 0 | 0 | 0 | 0 | 0.028448 | 0.056084
1996 | 44.7396 | 0 | 0 | 0 | 0 | 0 | 0 | 0.024384 | 0.024036
1996 | 44.75 | 0 | 0 | 0 | 0 | 0 | 0 | 0.036576 | 0.072108
1996 | 44.7604 | 0 | 0 | 0 | 0 | 0 | 0 | 0.02032 | 0.06009
1996 | 44.7708 | 0 | 0 | 0 | 0 | 0 | 0 | -0.004064 | 0.044066
1996 | 44.7812 | 0 | 0 | 0 | 0 | 0 | 0 | 0.02032 | 0.036054
1996 | 44.7917 | 0 | 0 | 0 | 0 | 0 | 0 | 0.004064 | 0.028042
1996 | 44.8021 | 0 | 0 | 0 | 0 | 0 | 0 | 0 | 0.004006
1996 | 44.8125 | 0 | 0 | 0 | 0 | 0 | 0 | -0.004064 | 0.012018
1996 | 44.8229 | 0 | 0 | 0 | 0 | 0 | 0 | 0.008128 | 0.02003
1996 | 44.8333 | 0 | 0 | 0 | 0 | 0 | 0 | 0.012192 | 0.004006
1996 | 44.8437 | 0 | 0 | 0 | 0 | 0 | 0 | 0.004064 | 0.008012
1996 | 44.8542 | 0 | 0 | 0 | 0 | 0 | 0 | -0.012192 | 0.012018
1996 | 44.8646 | 0 | 0 | 0 | 0 | 0 | 0 | 0 | 0.012018
1996 | 44.875 | 0 | 0 | 0 | 0 | 0 | 0 | 0.012192 | 0
1996 | 44.8854 | 0 | 0 | 0 | 0 | 0 | 0 | 0.008128 | 0.008012
1996 | 44.8958 | 0 | 0 | 0 | 0 | 0 | 0 | 0 | 0.004006
1996 | 44.9062 | 0 | 0 | 0 | 0 | 0 | 0 | -0.004064 | 0.008012
1996 | 44.9167 | 0 | 0 | 0 | 0 | 0 | 0 | 0 | 0.004006
1996 | 44.9271 | 0 | 0 | 0 | 0 | 0 | 0 | 0.008128 | 0.012018
1996 | 44.9375 | 0 | 0 | 0 | 0 | 0 | 0 | 0.004064 | -0.008012
1996 | 44.9479 | 0 | 0 | 0 | 0 | 0 | 0 | 0 | 0.004006
1996 | 44.9583 | 0 | 0 | 0 | 0 | 0 | 0 | 0.008128 | 0.008012
1996 | 44.9687 | 0 | 0 | 0 | 0 | 0 | 0 | 0.004064 | 0.012018
1996 | 44.9792 | 0 | 0 | 0 | 0 | 0 | 0 | -0.004064 | 0.004006
1996 | 44.9896 | 0 | 0 | 0 | 0 | 0 | 0 | 0 | -0.004006
1996 | 45 | 0 | 0 | 0 | 0 | 0 | 0 | 0.004064 | 0.012018
1996 | 45.0104 | 0 | 0 | 0 | 0 | 0 | 0 | 0.012192 | 1.4211e-14
1996 | 45.0208 | 0 | 0 | 0 | 0 | 0 | 0 | 0.008128 | 0.008012
1996 | 45.0312 | 0 | 0 | 0 | 0 | 0 | 0 | 0.008128 | 0.012018
1996 | 45.0417 | 0 | 0 | 0 | 0 | 0 | 0 | 0.012192 | 0.004006
1996 | 45.0521 | 0 | 0 | 0 | 0 | 0 | 0 | 0.008128 | 0.012018
1996 | 45.0625 | 0 | 0 | 0 | 0 | 0 | 0 | 0.012192 | 0.012018
1996 | 45.0729 | 0 | 0 | 0 | 0 | 0 | 0 | 0 | 0.004006
1996 | 45.0833 | 0 | 0 | 0 | 0 | 0 | 0 | 0 | 0.012018
1996 | 45.0937 | 0 | 0 | 0 | 0 | 0 | 0 | 0.012192 | 0
1996 | 45.1042 | 0 | 0 | 0 | 0 | 0 | 0 | 0 | 0.008012
1996 | 45.1146 | 0 | 0 | 0 | 0 | 0 | 0 | 0.012192 | 0.008012
1996 | 45.125 | 0 | 0 | 0 | 0 | 0 | 0 | -0.004064 | -0.004006
1996 | 45.1354 | 0 | 0 | 0 | 0 | 0 | 0 | 0 | 0.016024
1996 | 45.1458 | 0 | 0 | 0 | 0 | 0 | 0 | 0 | -0.004006
1996 | 45.1562 | 0 | 0 | 0 | 0 | 0 | 0 | -0.004064 | 0.012018
1996 | 45.1667 | 0 | 0 | 0 | 0 | 0 | 0 | 0.008128 | -0.004006
1996 | 45.1771 | 0 | 0 | 0 | 0 | 0 | 0 | -0.004064 | 0.004006
1996 | 45.1875 | 0 | 0 | 0 | 0 | 0 | 0 | 0.012192 | 0.004006
1996 | 45.1979 | 0 | 0 | 0 | 0 | 0 | 0 | 0.004064 | -1.4211e-14
1996 | 45.2083 | 0 | 0 | 0 | 0 | 0 | 0 | -0.004064 | 1.4211e-14
1996 | 45.2187 | 0 | 0 | 0 | 0 | 0 | 0 | -0.012192 | 0.012018
1996 | 45.2292 | 0 | 0 | 0 | 0 | 0 | 0 | 0.004064 | 0.004006
1996 | 45.2396 | 0 | 0 | 0 | 0 | 0 | 0 | 0.008128 | -0.004006
1996 | 45.25 | 0 | 0 | 0 | 0 | 0 | 0 | 0.004064 | 0.004006
1996 | 45.2604 | 0 | 0 | 0 | 0 | 0 | 0 | 0 | -0.004006
1996 | 45.2708 | 0 | 0 | 0 | 0 | 0 | 0 | 0 | 0.004006
1996 | 45.2812 | 0 | 0 | 0 | 0 | 0 | 0 | -0.008128 | 0.004006
1996 | 45.2917 | 0 | 0 | 0 | 0 | 0 | 0 | 0.016256 | -0.004006
1996 | 45.3021 | 0 | 0 | 0 | 0 | 0 | 0 | -0.02032 | 0
1996 | 45.3125 | 0 | 0 | 0 | 0 | 0 | 0 | 0.016256 | 0.008012
1996 | 45.3229 | 0 | 0 | 0 | 0 | 0 | 0 | -0.004064 | -0.008012
1996 | 45.3333 | 0 | 0 | 0 | 0 | 0 | 0 | 0.008128 | 0
1996 | 45.3437 | 0 | 0 | 0 | 0 | 0 | 0 | -0.016256 | -0.012018
1996 | 45.3542 | 0 | 0 | 0 | 0 | 0 | 0 | 0.032512 | -0.02003
1996 | 45.3646 | 0 | 0 | 0 | 0 | 0 | 0 | 0 | -0.024036
1996 | 45.375 | 0 | 0.024036 | 0 | 0 | 0 | 0 | -0.02032 | -0.016024
1996 | 45.3854 | 0 | 0.056084 | 0 | 0 | 0 | 0 | 0.008128 | -0.012018
1996 | 45.3958 | 0 | 0 | 0 | 0 | 0 | 0 | 0.04064 | 0.004006
1996 | 45.4062 | 0.032512 | 0.064096 | 0 | 0 | 0 | 0 | 0.008128 | -0.016024
1996 | 45.4167 | 0 | 0 | 0 | 0 | 0 | 0 | 0.04064 | -0.008012
1996 | 45.4271 | 0 | 0.056084 | 0 | 0 | 0 | 0 | 0.012192 | 0.008012
1996 | 45.4375 | 0 | 0.088132 | 0 | 0 | 0 | 0 | -0.004064 | -0.008012
1996 | 45.4479 | 0 | 0.064096 | 0 | 0 | 0 | 0 | 0.04064 | -0.004006
1996 | 45.4583 | 0 | 0 | 0 | 0 | 0 | 0 | 0 | 0.012018
1996 | 45.4687 | 0 | 0 | 0 | 0 | 0 | 0 | 0.08128 | 0.036054
1996 | 45.4792 | 0 | 0 | 0 | 0 | 0 | 0 | 0.032512 | 0.044066
1996 | 45.4896 | 0 | 0 | 0 | 0 | 0 | 0 | 0.097536 | 0.06009
1996 | 45.5 | 0 | 0 | 0 | 0 | 0 | 0 | 0.052832 | 0.036054
1996 | 45.5104 | 0 | 0 | 0 | 0 | 0 | 0 | 0.032512 | 0.028042
1996 | 45.5208 | 0 | 0 | 0 | 0 | 0 | 0 | 0.089408 | 0.096144
1996 | 45.5312 | 0 | 0 | 0 | 0 | 0 | 0 | 0.085344 | 0.10015
1996 | 45.5417 | 0 | 0 | 0 | 0 | 0 | 0 | 0.073152 | 0.04006
1996 | 45.5521 | 0 | 0 | 0 | 0 | 0 | 0 | 0.044704 | 0.032048
1996 | 45.5625 | 0 | 0 | 0 | 0 | 0 | 0 | 0.056896 | -0.016024
1996 | 45.5729 | 0 | 0 | 0 | 0 | 0 | 0 | 0.04064 | 0.008012
1996 | 45.5833 | 0 | 0 | 0 | 0 | 0 | 0 | 0.077216 | 0.068102
1996 | 45.5937 | 0 | 0 | 0 | 0 | 0 | 0 | 0.093472 | 0.08012
1996 | 45.6042 | 0 | 0 | 0 | 0 | 0 | 0 | 0.093472 | 0.10015
1996 | 45.6146 | 0 | 0 | 0 | 0 | 0 | 0 | 0.08128 | 0.056084
1996 | 45.625 | 0 | 0 | 0 | 0 | 0 | 0 | 0.048768 | 0.044066
1996 | 45.6354 | 0 | 0 | 0 | 0 | 0 | 0 | 0.093472 | 0.068102
1996 | 45.6458 | 0 | 0 | 0 | 0 | 0 | 0 | 0.065024 | 0.036054
1996 | 45.6562 | 0 | 0 | 0 | 0 | 0 | 0 | 0.052832 | 0.016024
1996 | 45.6667 | 0 | 0 | 0 | 0 | 0 | 0 | 0.048768 | 0.024036
1996 | 45.6771 | 0 | 0 | 0 | 0 | 0 | 0 | 0.077216 | 0.028042
1996 | 45.6875 | 0 | 0 | 0 | 0 | 0 | 0 | 0.093472 | 0.08012
1996 | 45.6979 | 0 | 0 | 0 | 0.096144 | 0 | 0 | 0.012192 | 0.024036
1996 | 45.7083 | 0 | 0.048072 | 0 | 0 | 0 | 0 | 0.11379 | 0.02003
1996 | 45.7187 | 0 | 0 | 0 | 0 | 0 | 0 | 0.004064 | 0.036054
1996 | 45.7292 | 0 | 0 | 0 | 0 | 0 | 0 | 0.06096 | 0.096144
1996 | 45.7396 | 0 | 0 | 0 | 0 | 0 | 0 | 0.097536 | 0.1322
1996 | 45.75 | 0 | 0.048072 | 0 | 0 | 0 | 0 | 0.028448 | 0.016024
1996 | 45.7604 | 0 | 0 | 0 | 0 | 0 | 0 | -0.012192 | 0.18027
1996 | 45.7708 | 0 | 0 | 0 | 0 | 0 | 0 | 0.012192 | 0.052078
1996 | 45.7812 | 0 | 0 | 0 | 0 | 0 | 0 | 0.052832 | 0.096144
1996 | 45.7917 | 0 | 0 | 0 | 0 | 0 | 0 | 0.012192 | -0.032048
1996 | 45.8021 | 0 | 0 | 0 | 0 | 0 | 0 | 0.004064 | 0.11617
1996 | 45.8125 | 0 | 0 | 0 | 0 | 0 | 0 | 0.056896 | 0
1996 | 45.8229 | 0 | 0 | 0 | 0 | 0 | 0 | -0.024384 | 0.072108
1996 | 45.8333 | 0 | 0 | 0 | 0 | 0 | 0 | 0.016256 | 0.02003
1996 | 45.8437 | 0 | 0 | 0 | 0 | 0 | 0 | 0.004064 | 0.008012
1996 | 45.8542 | 0 | 0 | 0 | 0 | 0 | 0 | 0.012192 | 0.08012
1996 | 45.8646 | 0 | 0 | 0 | 0 | 0 | 0 | 0.032512 | 0.048072
1996 | 45.875 | 0 | 0 | 0 | 0 | 0 | 0 | 0.008128 | 0.032048
1996 | 45.8854 | 0 | 0 | 0 | 0 | 0 | 0 | -0.008128 | 0.02003
1996 | 45.8958 | 0 | 0 | 0 | 0 | 0 | 0 | 0.016256 | 0.012018
1996 | 45.9062 | 0 | 0 | 0 | 0 | 0 | 0 | 0.004064 | 0.012018
1996 | 45.9167 | 0 | 0 | 0 | 0 | 0 | 0 | 0.028448 | 0.004006
1996 | 45.9271 | 0 | 0 | 0 | 0 | 0 | 0 | -0.012192 | 0.028042
1996 | 45.9375 | 0 | 0 | 0 | 0 | 0 | 0 | 0.024384 | 0.02003
1996 | 45.9479 | 0 | 0 | 0 | 0 | 0 | 0 | 0.008128 | 0.024036
1996 | 45.9583 | 0 | 0 | 0 | 0 | 0 | 0 | -0.012192 | 0.028042
1996 | 45.9687 | 0 | 0 | 0 | 0 | 0 | 0 | 0.012192 | 0.012018
1996 | 45.9792 | 0 | 0 | 0 | 0 | 0 | 0 | -0.008128 | 0.032048
1996 | 45.9896 | 0 | 0 | 0 | 0 | 0 | 0 | -0.008128 | 0.012018
1996 | 46 | 0 | 0 | 0 | 0 | 0 | 0 | 0.004064 | 0.02003
1996 | 46.0104 | 0 | 0 | 0 | 0 | 0 | 0 | 0.012192 | 0.008012
1996 | 46.0208 | 0 | 0 | 0 | 0 | 0 | 0 | 0.004064 | 0.008012
1996 | 46.0312 | 0 | 0 | 0 | 0 | 0 | 0 | -0.004064 | -0.016024
1996 | 46.0417 | 0 | 0 | 0 | 0 | 0 | 0 | 0.02032 | 0.008012
1996 | 46.0521 | 0 | 0 | 0 | 0 | 0 | 0 | -0.004064 | 0.012018
1996 | 46.0625 | 0 | 0.048072 | 0 | 0 | 0 | 0 | 0.008128 | 0
1996 | 46.0729 | 0 | 0 | 0 | 0 | 0 | 0 | -0.012192 | 0.048072
1996 | 46.0833 | 0 | 0 | 0 | 0 | 0 | 0 | 0.02032 | -0.016024
1996 | 46.0937 | 0 | 0 | 0 | 0 | 0 | 0 | 0 | -0.004006
1996 | 46.1042 | 0 | 0 | 0 | 0 | 0 | 0 | 0.024384 | 0.008012
1996 | 46.1146 | 0 | 0 | 0 | 0 | 0 | 0 | -0.012192 | 0.02003
1996 | 46.125 | 0 | 0 | 0 | 0 | 0 | 0 | 0.016256 | 0.02003
1996 | 46.1354 | 0 | 0 | 0 | 0 | 0 | 0 | -0.02032 | 0.016024
1996 | 46.1458 | 0 | 0 | 0 | 0 | 0 | 0 | 0.016256 | 0.008012
1996 | 46.1562 | 0 | 0 | 0 | 0 | 0 | 0 | 0.004064 | 0.012018
1996 | 46.1667 | 0 | 0 | 0 | 0 | 0 | 0 | 0.012192 | 0
1996 | 46.1771 | 0 | 0 | 0 | 0 | 0 | 0 | -0.004064 | 0.008012
1996 | 46.1875 | 0 | 0 | 0 | 0 | 0 | 0 | -0.004064 | 0
1996 | 46.1979 | 0 | 0 | 0 | 0 | 0 | 0 | 0 | 0
1996 | 46.2083 | 0 | 0 | 0 | 0 | 0 | 0 | 0.012192 | 0
1996 | 46.2187 | 0 | 0 | 0 | 0 | 0 | 0 | -0.004064 | 0.004006
1996 | 46.2292 | 0 | 0 | 0 | 0 | 0 | 0 | 0.004064 | 0.004006
1996 | 46.2396 | 0 | 0 | 0 | 0 | 0 | 0 | 0 | -0.008012
1996 | 46.25 | 0 | 0 | 0 | 0 | 0 | 0 | -0.008128 | 0.012018
1996 | 46.2604 | 0 | 0 | 0 | 0 | 0 | 0 | -0.004064 | -0.008012
1996 | 46.2708 | 0 | 0 | 0 | 0 | 0 | 0 | 0.012192 | 0.012018
1996 | 46.2812 | 0 | 0 | 0 | 0 | 0 | 0 | -0.004064 | -0.008012
1996 | 46.2917 | 0 | 0 | 0 | 0 | 0 | 0 | 0.02032 | 0.004006
1996 | 46.3021 | 0 | 0 | 0 | 0 | 0 | 0 | -0.02032 | -0.008012
1996 | 46.3125 | 0 | 0 | 0 | 0 | 0 | 0 | 0.016256 | 0.008012
1996 | 46.3229 | 0.024384 | 0 | 0 | 0 | 0 | 0 | 0.008128 | 0
1996 | 46.3333 | 0.024384 | 0 | 0 | 0 | 0 | 0 | 0.016256 | 0.004006
1996 | 46.3437 | 0 | 0 | 0 | 0 | 0 | 0 | 0.012192 | -0.016024
1996 | 46.3542 | 0 | 0 | 0 | 0 | 0 | 0 | 0.012192 | -0.024036
1996 | 46.3646 | 0 | 0.032048 | 0 | 0 | 0 | 0 | -0.032512 | -0.024036
1996 | 46.375 | 0 | 0 | 0 | 0 | 0 | 0 | 0.016256 | -0.012018
1996 | 46.3854 | 0 | 0 | 0 | 0 | 0 | 0 | 0 | -0.004006
1996 | 46.3958 | 0 | 0.048072 | 0 | 0 | 0 | 0 | 0 | 0.004006
1996 | 46.4062 | 0 | 0 | 0 | 0 | 0 | 0 | 0.02032 | 0.004006
1996 | 46.4167 | 0 | 0 | 0 | 0 | 0 | 0 | 0.004064 | -0.02003
1996 | 46.4271 | 0 | 0.024036 | 0 | 0 | 0 | 0 | 0.024384 | -0.02003
1996 | 46.4375 | 0 | 0 | 0 | 0 | 0 | 0 | 0.004064 | 0
1996 | 46.4479 | 0 | 0 | 0 | 0 | 0 | 0 | 0.02032 | 0
1996 | 46.4583 | 0 | 0 | 0 | 0 | 0 | 0 | 0.024384 | -0.012018
1996 | 46.4687 | 0 | 0 | 0 | 0 | 0 | 0 | 0.032512 | 0.012018
1996 | 46.4792 | 0 | 0 | 0 | 0 | 0 | 0 | 0.044704 | 0.02003
1996 | 46.4896 | 0 | 0 | 0 | 0 | 0 | 0 | 0.012192 | 0.024036
1996 | 46.5 | 0 | 0 | 0 | 0 | 0 | 0 | 0.048768 | 0.012018
1996 | 46.5104 | 0 | 0 | 0 | 0 | 0 | 0 | 0.032512 | 0.036054
1996 | 46.5208 | 0 | 0 | 0 | 0 | 0 | 0 | 0.044704 | 0.036054
1996 | 46.5312 | 0 | 0 | 0 | 0 | 0 | 0 | 0.04064 | 0.04006
1996 | 46.5417 | 0 | 0 | 0 | 0 | 0 | 0 | 0.044704 | 0.008012
1996 | 46.5521 | 0 | 0 | 0 | 0 | 0 | 0 | 0.065024 | 0.06009
1996 | 46.5625 | 0 | 0 | 0 | 0 | 0 | 0 | 0.052832 | 0.032048
1996 | 46.5729 | 0 | 0 | 0 | 0 | 0 | 0 | 0.073152 | 0.024036
1996 | 46.5833 | 0 | 0 | 0 | 0 | 0 | 0 | 0.06096 | 0.036054
1996 | 46.5937 | 0 | 0 | 0 | 0 | 0 | 0 | 0.036576 | 0.06009
1996 | 46.6042 | 0 | 0 | 0 | 0 | 0 | 0 | 0.032512 | 0.048072
1996 | 46.6146 | 0 | 0 | 0 | 0 | 0 | 0 | 0.06096 | 0.028042
1996 | 46.625 | 0 | 0 | 0 | 0 | 0 | 0 | 0.06096 | 0.04006
1996 | 46.6354 | 0 | 0 | 0 | 0 | 0 | 0 | 0.04064 | 0.10816
1996 | 46.6458 | 0 | 0 | 0 | 0 | 0 | 0 | 0.044704 | -0.004006
1996 | 46.6562 | 0 | 0 | 0 | 0 | 0 | 0 | 0.044704 | 0.012018
1996 | 46.6667 | 0 | 0 | 0 | 0 | 0 | 0 | 0.08128 | 0.012018
1996 | 46.6771 | 0 | 0 | 0 | 0 | 0 | 0 | 0.04064 | 0.044066
1996 | 46.6875 | 0 | 0 | 0 | 0 | 0 | 0 | 0.048768 | 0.032048
1996 | 46.6979 | 0 | 0 | 0 | 0 | 0 | 0 | 0.032512 | 0.032048
1996 | 46.7083 | 0 | 0 | 0 | 0 | 0 | 0 | 0.024384 | 0.052078
1996 | 46.7187 | 0 | 0 | 0 | 0 | 0 | 0 | 0.04064 | 0.044066
1996 | 46.7292 | 0 | 0 | 0 | 0 | 0 | 0 | 0.036576 | 0.02003
1996 | 46.7396 | 0 | 0 | 0 | 0 | 0 | 0 | 0.06096 | 0.032048
1996 | 46.75 | 0 | 0 | 0 | 0 | 0 | 0 | -0.004064 | 0.036054
1996 | 46.7604 | 0 | 0 | 0 | 0 | 0 | 0 | 0.048768 | 0.016024
1996 | 46.7708 | 0 | 0 | 0 | 0 | 0 | 0 | 0.016256 | 0.04006
1996 | 46.7812 | 0 | 0 | 0 | 0 | 0 | 0 | -0.012192 | 0.036054
1996 | 46.7917 | 0 | 0 | 0 | 0 | 0 | 0 | 0.089408 | -0.06009
1996 | 46.8021 | 0 | 0 | 0 | 0.08012 | 0 | 0 | -0.04064 | 0.06009
1996 | 46.8125 | 0 | 0 | 0 | 0 | 0 | 0 | 0.024384 | 0.056084
1996 | 46.8229 | 0 | 0 | 0 | 0 | 0 | 0 | 0.02032 | 0.024036
1996 | 46.8333 | 0 | 0 | 0 | 0 | 0 | 0 | -0.012192 | 0.016024
1996 | 46.8437 | 0 | 0 | 0 | 0 | 0 | 0 | 0.02032 | 0.016024
1996 | 46.8542 | 0 | 0 | 0 | 0 | 0 | 0 | 0.012192 | 0.084126
1996 | 46.8646 | 0 | 0.048072 | 0 | 0 | 0 | 0 | 0.052832 | 0.016024
1996 | 46.875 | 0 | 0 | 0 | 0 | 0 | 0 | -0.016256 | 0.024036
1996 | 46.8854 | 0 | 0 | 0 | 0 | 0 | 0 | 0.016256 | 0.056084
1996 | 46.8958 | 0.04064 | 0 | 0 | 0 | 0 | 0 | 0.032512 | 0.068102
1996 | 46.9062 | 0 | 0 | 0 | 0.12018 | 0 | 0 | 0.028448 | -0.032048
1996 | 46.9167 | 0.065024 | 0 | 0 | 0 | 0 | 0 | 0.012192 | 0
1996 | 46.9271 | 0 | 0 | 0 | 0 | 0 | 0 | 0.032512 | 0.016024
1996 | 46.9375 | 0.024384 | 0 | 0 | 0 | 0 | 0 | 0.004064 | -0.004006
1996 | 46.9479 | 0 | 0 | 0 | 0 | 0 | 0 | 0.016256 | 0.072108
1996 | 46.9583 | 0 | 0.032048 | 0 | 0 | 0 | 0 | -0.069088 | 0.02003
1996 | 46.9687 | 0 | 0 | 0 | 0 | 0 | 0 | 0.056896 | 0.10816
1996 | 46.9792 | 0 | 0 | 0 | 0 | 0 | 0 | -0.012192 | 0.012018
1996 | 46.9896 | 0 | 0 | 0 | 0 | 0 | 0 | 0.036576 | 0.052078
1996 | 47 | 0 | 0.056084 | 0 | 0 | 0 | 0 | 0.02032 | 0.024036
1996 | 47.0104 | 0 | 0 | 0 | 0 | 0 | 0 | -0.004064 | 0.06009
1996 | 47.0208 | 0 | 0 | 0 | 0 | 0 | 0 | 0.044704 | -0.024036
1996 | 47.0312 | 0.04064 | 0 | 0 | 0 | 0 | 0 | 0.016256 | 0
1996 | 47.0417 | 0 | 0 | 0 | 0 | 0 | 0 | 0.004064 | 0.02003
1996 | 47.0521 | 0 | 0.024036 | 0 | 0 | 0 | 0 | -0.008128 | -0.02003
1996 | 47.0625 | 0 | 0 | 0 | 0 | 0 | 0 | -0.004064 | 0.076114
1996 | 47.0729 | 0 | 0 | 0 | 0 | 0 | 0 | 0.004064 | 0.028042
1996 | 47.0833 | 0 | 0 | 0 | 0 | 0 | 0 | 0.016256 | 0.008012
1996 | 47.0937 | 0 | 0 | 0 | 0 | 0 | 0 | 0.012192 | 0.012018
1996 | 47.1042 | 0 | 0 | 0 | 0 | 0 | 0 | -0.008128 | 0.008012
1996 | 47.1146 | 0 | 0 | 0 | 0 | 0 | 0 | -0.008128 | 0.016024
1996 | 47.125 | 0 | 0 | 0 | 0 | 0 | 0 | 0.016256 | 0.012018
1996 | 47.1354 | 0 | 0 | 0 | 0 | 0 | 0 | 0.008128 | 0.016024
1996 | 47.1458 | 0 | 0 | 0 | 0 | 0 | 0 | 0.004064 | 0.004006
1996 | 47.1562 | 0 | 0 | 0 | 0 | 0 | 0 | 0.012192 | 0.012018
1996 | 47.1667 | 0 | 0 | 0 | 0 | 0 | 0 | -0.004064 | 0.008012
1996 | 47.1771 | 0 | 0 | 0 | 0 | 0 | 0 | 0.004064 | 0.008012
1996 | 47.1875 | 0 | 0 | 0 | 0 | 0 | 0 | 0.004064 | 0.012018
1996 | 47.1979 | 0 | 0 | 0 | 0 | 0 | 0 | 0.004064 | -0.004006
1996 | 47.2083 | 0 | 0 | 0 | 0 | 0 | 0 | -0.008128 | 0.004006
1996 | 47.2187 | 0 | 0 | 0 | 0 | 0 | 0 | 0.004064 | 0
1996 | 47.2292 | 0 | 0 | 0 | 0 | 0 | 0 | 0 | 0.004006
1996 | 47.2396 | 0 | 0 | 0 | 0 | 0 | 0 | 0.012192 | 0.008012
1996 | 47.25 | 0 | 0 | 0 | 0 | 0 | 0 | 0.016256 | 0.004006
1996 | 47.2604 | 0 | 0 | 0 | 0 | 0 | 0 | -0.004064 | 0.004006
1996 | 47.2708 | 0 | 0 | 0 | 0 | 0 | 0 | 0 | 0.004006
1996 | 47.2812 | 0 | 0 | 0 | 0 | 0 | 0 | -0.004064 | 0.004006
1996 | 47.2917 | 0 | 0 | 0 | 0 | 0 | 0 | 0.004064 | 0.004006
1996 | 47.3021 | 0 | 0 | 0 | 0 | 0 | 0 | -0.016256 | 0
1996 | 47.3125 | 0 | 0 | 0 | 0 | 0 | 0 | 0.008128 | 0.004006
1996 | 47.3229 | 0 | 0 | 0 | 0 | 0 | 0 | 0.016256 | 0.012018
1996 | 47.3333 | 0 | 0 | 0 | 0 | 0 | 0 | 0 | -0.008012
1996 | 47.3437 | 0 | 0 | 0 | 0 | 0 | 0 | -0.016256 | -0.016024
1996 | 47.3542 | 0 | 0 | 0 | 0 | 0 | 0 | 0.008128 | -0.004006
1996 | 47.3646 | 0 | 0 | 0 | 0 | 0 | 0 | -0.004064 | -0.02003
1996 | 47.375 | 0.024384 | 0 | 0 | 0 | 0 | 0 | -0.004064 | -0.028042
1996 | 47.3854 | 0 | 0 | 0 | 0 | 0 | 0 | -0.016256 | -0.016024
1996 | 47.3958 | 0 | 0 | 0 | 0 | 0 | 0 | -0.036576 | -0.028042
1996 | 47.4062 | 0.024384 | 0 | 0 | 0 | 0 | 0 | -0.004064 | -0.024036
1996 | 47.4167 | 0 | 0 | 0 | 0 | 0 | 0 | -2.8422e-14 | -0.036054
1996 | 47.4271 | 0 | 0.024036 | 0 | 0 | 0 | 0 | 0.016256 | -0.008012
1996 | 47.4375 | 0.024384 | 0 | 0 | 0 | 0 | 0 | 1.4211e-14 | -0.02003
1996 | 47.4479 | 0 | 0 | 0 | 0 | 0 | 0 | 0.008128 | -0.036054
1996 | 47.4583 | 0 | 0 | 0 | 0 | 0 | 0 | -0.02032 | -0.04006
1996 | 47.4687 | 0.065024 | 0 | 0 | 0 | 0 | 0 | -0.008128 | 0.016024
1996 | 47.4792 | 0 | 0 | 0 | 0 | 0 | 0 | 0.048768 | 0
1996 | 47.4896 | 0 | 0 | 0 | 0 | 0 | 0 | 0.016256 | 0.012018
1996 | 47.5 | 0 | 0 | 0 | 0 | 0 | 0 | 0.024384 | 0.004006
1996 | 47.5104 | 0 | 0 | 0 | 0 | 0 | 0 | -0.085344 | 0.02003
1996 | 47.5208 | 0 | 0 | 0 | 0 | 0 | 0 | 0.093472 | 0.028042
1996 | 47.5312 | 0 | 0 | 0 | 0 | 0 | 0 | 0.093472 | -0.008012
1996 | 47.5417 | 0 | 0 | 0 | 0 | 0 | 0 | -0.065024 | 0.02003
1996 | 47.5521 | 0 | 0 | 0 | 0 | 0 | 0 | 0.085344 | 0.048072
1996 | 47.5625 | 0 | 0.04006 | 0 | 0 | 0 | 0 | 0.065024 | 0.028042
1996 | 47.5729 | 0 | 0 | 0 | 0 | 0 | 0 | 0.069088 | 0.064096
1996 | 47.5833 | 0.04064 | 0.04006 | 0 | 0 | 0 | 0 | 0.044704 | 0.04006
1996 | 47.5937 | 0 | 0 | 0 | 0 | 0 | 0 | 0.11379 | 0.048072
1996 | 47.6042 | 0 | 0 | 0 | 0 | 0 | 0 | -0.069088 | 0.04006
1996 | 47.6146 | 0 | 0 | 0 | 0 | 0 | 0 | 0.069088 | 0.04006
1996 | 47.625 | 0 | 0 | 0 | 0 | 0 | 0 | 0.10566 | 0.012018
1996 | 47.6354 | 0 | 0 | 0 | 0 | 0 | 0 | 0.012192 | 0.068102
1996 | 47.6458 | 0 | 0 | 0 | 0 | 0 | 0 | 0.06096 | 0.06009
1996 | 47.6562 | 0 | 0 | 0 | 0 | 0 | 0 | 0.056896 | 0.044066
1996 | 47.6667 | 0 | 0 | 0 | 0 | 0 | 0 | 0.048768 | 0.04006
1996 | 47.6771 | 0 | 0 | 0 | 0 | 0 | 0 | 0.016256 | 0.024036
1996 | 47.6875 | 0 | 0 | 0 | 0 | 0 | 0 | 0.044704 | 0.052078
1996 | 47.6979 | 0 | 0 | 0 | 0 | 0 | 0 | 0.056896 | 0.076114
1996 | 47.7083 | 0 | 0 | 0 | 0 | 0 | 0 | 0.06096 | 0.028042
1996 | 47.7187 | 0 | 0 | 0 | 0 | 0 | 0 | 0.028448 | 0.06009
1996 | 47.7292 | 0 | 0 | 0 | 0 | 0 | 0 | 0.036576 | 0.044066
1996 | 47.7396 | 0 | 0 | 0 | 0 | 0 | 0 | 0.069088 | 0.04006
1996 | 47.75 | 0 | 0 | 0 | 0 | 0 | 0 | 0.06096 | 0.024036
1996 | 47.7604 | 0 | 0 | 0 | 0 | 0 | 0 | 0.008128 | 0.048072
1996 | 47.7708 | 0 | 0 | 0 | 0 | 0 | 0 | 0.016256 | 0.02003
1996 | 47.7812 | 0 | 0 | 0 | 0 | 0 | 0 | 0.012192 | 0.012018
1996 | 47.7917 | 0.056896 | 0 | 0 | 0 | 0 | 0 | 0 | 0.016024
1996 | 47.8021 | 0 | 0 | 0 | 0 | 0 | 0 | 0.036576 | 0.032048
1996 | 47.8125 | 0 | 0 | 0 | 0 | 0 | 0 | 0.028448 | 0.012018
1996 | 47.8229 | 0.04064 | 0 | 0 | 0 | 0 | 0 | 0.012192 | 0.024036
1996 | 47.8333 | 0 | 0 | 0 | 0 | 0 | 0 | 0.04064 | 0.012018
1996 | 47.8437 | 0 | 0 | 0 | 0 | 0 | 0 | 0.069088 | 0.028042
1996 | 47.8542 | 0 | 0 | 0 | 0 | 0 | 0 | 0.004064 | 0.004006
1996 | 47.8646 | 0 | 0 | 0 | 0 | 0 | 0 | 0.008128 | 0.012018
1996 | 47.875 | 0 | 0 | 0 | 0 | 0 | 0 | 0.012192 | 0.004006
1996 | 47.8854 | 0 | 0 | 0 | 0 | 0 | 0 | -0.004064 | 0.012018
1996 | 47.8958 | 0 | 0 | 0 | 0 | 0 | 0 | 0.028448 | 0.008012
1996 | 47.9062 | 0 | 0 | 0 | 0 | 0 | 0 | 0.016256 | 0.012018
1996 | 47.9167 | 0 | 0 | 0 | 0 | 0 | 0 | -0.012192 | 0.004006
1996 | 47.9271 | 0.024384 | 0 | 0 | 0 | 0 | 0 | -0.012192 | 0.008012
1996 | 47.9375 | 0 | 0 | 0 | 0 | 0 | 0 | -0.008128 | -0.004006
1996 | 47.9479 | 0 | 0 | 0 | 0 | 0 | 0 | -0.02032 | 0.012018
1996 | 47.9583 | 0 | 0 | 0 | 0 | 0 | 0 | 0.048768 | 0.004006
1996 | 47.9687 | 0 | 0 | 0 | 0 | 0 | 0 | 0.02032 | 0.008012
1996 | 47.9792 | 0 | 0 | 0 | 0 | 0 | 0 | 0.024384 | 0.016024
1996 | 47.9896 | 0 | 0 | 0 | 0 | 0 | 0 | -0.008128 | 0.008012
1996 | 48 | 0 | 0 | 0 | 0 | 0 | 0 | 0.012192 | 0.012018
1996 | 48.0104 | 0.08128 | 0 | 0 | 0 | 0 | 0 | -0.004064 | 0
1996 | 48.0208 | 0 | 0 | 0 | 0 | 0 | 0 | 0.06096 | 0.004006
1996 | 48.0312 | 0 | 0 | 0 | 0 | 0 | 0 | 0.02032 | 0
1996 | 48.0417 | 0 | 0 | 0 | 0 | 0 | 0 | 0.016256 | 0.008012
1996 | 48.0521 | 0 | 0 | 0 | 0 | 0 | 0 | 0.028448 | 0.016024
1996 | 48.0625 | 0 | 0 | 0 | 0 | 0 | 0 | -0.008128 | -0.004006
1996 | 48.0729 | 0 | 0 | 0 | 0 | 0 | 0 | 0.012192 | 0.012018
1996 | 48.0833 | 0 | 0 | 0 | 0 | 0 | 0 | -0.004064 | 0.004006
1996 | 48.0937 | 0 | 0 | 0 | 0 | 0 | 0 | 0 | 0
1996 | 48.1042 | 0 | 0 | 0 | 0 | 0 | 0 | 0.032512 | 0.008012
1996 | 48.1146 | 0 | 0 | 0 | 0 | 0 | 0 | 0.028448 | 0.004006
1996 | 48.125 | 0 | 0 | 0 | 0 | 0 | 0 | 0.004064 | 0.008012
1996 | 48.1354 | 0 | 0 | 0 | 0 | 0 | 0 | 0.016256 | 0.008012
1996 | 48.1458 | 0 | 0 | 0 | 0 | 0 | 0 | 0.004064 | 0.004006
1996 | 48.1562 | 0 | 0 | 0 | 0 | 0 | 0 | 0.012192 | 0.004006
1996 | 48.1667 | 0 | 0 | 0 | 0 | 0 | 0 | 0.008128 | 0.012018
1996 | 48.1771 | 0 | 0 | 0 | 0 | 0 | 0 | 0.004064 | 0
1996 | 48.1875 | 0 | 0.024036 | 0 | 0 | 0 | 0 | 0.004064 | 0.016024
1996 | 48.1979 | 0 | 0 | 0 | 0 | 0 | 0 | 0 | 0.008012
1996 | 48.2083 | 0 | 0 | 0 | 0 | 0 | 0 | 0 | 0.004006
1996 | 48.2187 | 0 | 0 | 0 | 0 | 0 | 0 | -0.004064 | -0.004006
1996 | 48.2292 | 0 | 0.032048 | 0 | 0 | 0 | 0 | -0.016256 | -0.016024
1996 | 48.2396 | 0 | 0 | 0 | 0 | 0 | 0 | 0.012192 | -0.012018
1996 | 48.25 | 0.032512 | 0.032048 | 0 | 0 | 0 | 0 | 0.012192 | -0.016024
1996 | 48.2604 | 0.024384 | 0 | 0 | 0 | 0 | 0 | -0.008128 | 0
1996 | 48.2708 | 0 | 0.08012 | 0 | 0 | 0 | 0 | -0.02032 | -0.024036
1996 | 48.2812 | 0 | 0 | 0 | 0 | 0 | 0 | 0.04064 | 0.044066
1996 | 48.2917 | 0 | 0 | 0 | 0 | 0 | 0 | 0.008128 | 0.032048
1996 | 48.3021 | 0 | 0 | 0 | 0 | 0 | 0 | -0.008128 | -0.004006
1996 | 48.3125 | 0 | 0 | 0 | 0 | 0 | 0 | 0.024384 | -0.012018
1996 | 48.3229 | 0 | 0 | 0 | 0 | 0 | 0 | -0.004064 | 0.016024
1996 | 48.3333 | 0 | 0.024036 | 0 | 0 | 0 | 0 | 0.008128 | 0
1996 | 48.3437 | 0 | 0 | 0 | 0 | 0 | 0 | -0.024384 | -0.012018
1996 | 48.3542 | 0 | 0.04006 | 0 | 0 | 0 | 0 | 0.028448 | -0.012018
1996 | 48.3646 | 0 | 0.024036 | 0 | 0 | 0 | 0 | 0.012192 | 0
1996 | 48.375 | 0 | 0.096144 | 0 | 0 | 0 | 0 | 0.036576 | -0.012018
1996 | 48.3854 | 0.024384 | 0 | 0 | 0 | 0 | 0 | 0.016256 | 0.004006
1996 | 48.3958 | 0 | 0.032048 | 0 | 0 | 0 | 0 | 0.028448 | 0
1996 | 48.4062 | 0 | 0.032048 | 0 | 0 | 0 | 0 | 0.04064 | 0.008012
1996 | 48.4167 | 0 | 0 | 0 | 0 | 0 | 0 | -0.02032 | -0.02003
1996 | 48.4271 | 0 | 0.048072 | 0 | 0 | 0 | 0 | 0.08128 | -0.012018
1996 | 48.4375 | 0 | 0.024036 | 0 | 0 | 0 | 0 | 0.008128 | -0.012018
1996 | 48.4479 | 0 | 0 | 0 | 0 | 0 | 0 | 0.04064 | 0.036054
1996 | 48.4583 | 0 | 0 | 0 | 0 | 0 | 0 | 0.02032 | -0.008012
1996 | 48.4687 | 0 | 0 | 0 | 0 | 0 | 0 | 0.10973 | 0.032048
1996 | 48.4792 | 0 | 0 | 0 | 0 | 0 | 0 | 0.036576 | 0.032048
1996 | 48.4896 | 0 | 0 | 0 | 0 | 0 | 0 | 0.048768 | 0.052078
1996 | 48.5 | 0.024384 | 0 | 0 | 0 | 0 | 0 | 0.016256 | 0.028042
1996 | 48.5104 | 0 | 0 | 0 | 0 | 0 | 0 | 0.093472 | 0.048072
1996 | 48.5208 | 0 | 0 | 0 | 0 | 0 | 0 | 0.048768 | 0.04006
1996 | 48.5312 | 0 | 0 | 0 | 0 | 0 | 0 | 0.085344 | 0.084126
1996 | 48.5417 | 0 | 0 | 0 | 0 | 0 | 0 | 0.056896 | 0.072108
1996 | 48.5521 | 0 | 0 | 0 | 0 | 0 | 0 | 0.08128 | 0.048072
1996 | 48.5625 | 0 | 0 | 0 | 0 | 0 | 0 | 0.04064 | 0.06009
1996 | 48.5729 | 0 | 0 | 0 | 0 | 0 | 0 | 0.06096 | 0.048072
1996 | 48.5833 | 0 | 0 | 0 | 0 | 0 | 0 | 0.044704 | 0.052078
1996 | 48.5937 | 0 | 0 | 0 | 0 | 0 | 0 | 0.056896 | 0.056084
1996 | 48.6042 | 0 | 0 | 0 | 0 | 0 | 0 | 0.065024 | 0.056084
1996 | 48.6146 | 0 | 0 | 0 | 0 | 0 | 0 | 0.04064 | 0.084126
1996 | 48.625 | 0 | 0 | 0 | 0 | 0 | 0 | 0.065024 | 0.044066
1996 | 48.6354 | 0 | 0 | 0 | 0 | 0 | 0 | 0.069088 | 0.044066
1996 | 48.6458 | 0 | 0 | 0 | 0 | 0 | 0 | 0.024384 | 0.052078
1996 | 48.6562 | 0 | 0 | 0 | 0 | 0 | 0 | 0.073152 | 0.068102
1996 | 48.6667 | 0 | 0 | 0 | 0 | 0 | 0 | 0.04064 | 0.068102
1996 | 48.6771 | 0 | 0 | 0 | 0 | 0 | 0 | 0.052832 | 0.06009
1996 | 48.6875 | 0 | 0 | 0 | 0 | 0 | 0 | 0.036576 | 0.04006
1996 | 48.6979 | 0 | 0 | 0 | 0 | 0 | 0 | 0.048768 | 0.056084
1996 | 48.7083 | 0 | 0 | 0 | 0 | 0 | 0 | 0.024384 | 0.052078
1996 | 48.7187 | 0 | 0 | 0 | 0 | 0 | 0 | 0.044704 | 0.044066
1996 | 48.7292 | 0 | 0 | 0 | 0 | 0 | 0 | 0.04064 | 0.056084
1996 | 48.7396 | 0 | 0 | 0 | 0 | 0 | 0 | -0.012192 | 0.044066
1996 | 48.75 | 0 | 0 | 0 | 0 | 0 | 0 | 0.032512 | 0.052078
1996 | 48.7604 | 0 | 0 | 0 | 0 | 0 | 0 | 0.012192 | 0.048072
1996 | 48.7708 | 0 | 0 | 0 | 0 | 0 | 0 | 0.024384 | 0.048072
1996 | 48.7812 | 0 | 0 | 0 | 0 | 0 | 0 | -0.008128 | 0.036054
1996 | 48.7917 | 0 | 0 | 0 | 0 | 0 | 0 | 0.016256 | 0.032048
1996 | 48.8021 | 0 | 0 | 0 | 0 | 0 | 0 | -0.008128 | 0.036054
1996 | 48.8125 | 0 | 0 | 0 | 0 | 0 | 0 | 0.024384 | 0.012018
1996 | 48.8229 | 0 | 0 | 0 | 0 | 0 | 0 | -0.008128 | 0.012018
1996 | 48.8333 | 0 | 0 | 0 | 0 | 0 | 0 | -1.4211e-14 | 0.024036
1996 | 48.8437 | 0 | 0 | 0 | 0 | 0 | 0 | -0.004064 | 0.004006
1996 | 48.8542 | 0 | 0 | 0 | 0 | 0 | 0 | 0.016256 | 0.008012
1996 | 48.8646 | 0 | 0 | 0 | 0 | 0 | 0 | -0.012192 | 0
1996 | 48.875 | 0 | 0 | 0 | 0 | 0 | 0 | 0 | 0.028042
1996 | 48.8854 | 0 | 0 | 0 | 0 | 0 | 0 | -0.004064 | 0
1996 | 48.8958 | 0 | 0 | 0 | 0 | 0 | 0 | 0.016256 | 0.012018
1996 | 48.9062 | 0 | 0 | 0 | 0 | 0 | 0 | -0.008128 | 0.008012
1996 | 48.9167 | 0 | 0 | 0 | 0 | 0 | 0 | 0.028448 | 0.008012
1996 | 48.9271 | 0 | 0 | 0 | 0 | 0 | 0 | -0.008128 | 0.008012
1996 | 48.9375 | 0.032512 | 0 | 0 | 0 | 0 | 0 | -0.004064 | 0.028042
1996 | 48.9479 | 0 | 0 | 0 | 0 | 0 | 0 | -0.012192 | -0.02003
1996 | 48.9583 | 0 | 0 | 0 | 0 | 0 | 0 | 0.004064 | 0.028042
1996 | 48.9687 | 0 | 0 | 0 | 0 | 0 | 0 | 0 | 0.004006
1996 | 48.9792 | 0 | 0 | 0 | 0 | 0 | 0 | 0.032512 | -0.004006
1996 | 48.9896 | 0 | 0 | 0 | 0 | 0 | 0 | 0 | 0.016024
1996 | 49 | 0 | 0 | 0 | 0 | 0 | 0 | 0.004064 | 0
1996 | 49.0104 | 0.056896 | 0 | 0 | 0 | 0 | 0 | -0.024384 | 0.012018
1996 | 49.0208 | 0 | 0 | 0 | 0 | 0 | 0 | 0.012192 | 0.016024
1996 | 49.0312 | 0.032512 | 0 | 0 | 0 | 0 | 0 | -0.016256 | 0.004006
1996 | 49.0417 | 0 | 0 | 0 | 0 | 0 | 0 | 0.012192 | 0
1996 | 49.0521 | 0 | 0 | 0 | 0 | 0 | 0 | 0.012192 | 0
1996 | 49.0625 | 0 | 0 | 0 | 0 | 0 | 0 | 0.097536 | 0.008012
1996 | 49.0729 | 0 | 0 | 0 | 0 | 0 | 0 | 0.028448 | 0.004006
1996 | 49.0833 | 0 | 0 | 0 | 0 | 0 | 0 | -0.032512 | 0.024036
1996 | 49.0937 | 0 | 0 | 0 | 0 | 0 | 0 | 0.012192 | -0.004006
1996 | 49.1042 | 0 | 0 | 0 | 0 | 0 | 0 | -0.032512 | 0.016024
1996 | 49.1146 | 0 | 0 | 0 | 0 | 0 | 0 | 0.016256 | 0.008012
1996 | 49.125 | 0 | 0 | 0 | 0 | 0 | 0 | -0.016256 | 0.008012
1996 | 49.1354 | 0 | 0 | 0 | 0 | 0 | 0 | 0.036576 | 0.016024
1996 | 49.1458 | 0 | 0 | 0 | 0 | 0 | 0 | 0.04064 | 0
1996 | 49.1562 | 0.024384 | 0 | 0 | 0 | 0 | 0 | 0.004064 | -0.008012
1996 | 49.1667 | 0 | 0 | 0 | 0 | 0 | 0 | 0 | 0.012018
1996 | 49.1771 | 0 | 0 | 0 | 0 | 0 | 0 | 0.028448 | 0.012018
1996 | 49.1875 | 0 | 0 | 0 | 0 | 0 | 0 | 0.008128 | 0
1996 | 49.1979 | 0 | 0 | 0 | 0 | 0 | 0 | -0.012192 | 0.008012
1996 | 49.2083 | 0 | 0 | 0 | 0 | 0 | 0 | 0.02032 | -0.004006
1996 | 49.2187 | 0.065024 | 0.024036 | 0 | 0 | 0 | 0 | -0.02032 | 0.02003
1996 | 49.2292 | 0 | 0 | 0 | 0 | 0 | 0 | 0.048768 | 0.016024
1996 | 49.2396 | 0 | 0 | 0 | 0 | 0 | 0 | -0.044704 | -0.016024
1996 | 49.25 | 0 | 0 | 0 | 0 | 0 | 0 | 0.024384 | -0.012018
1996 | 49.2604 | 0 | 0 | 0 | 0 | 0 | 0 | 0.048768 | 0.012018
1996 | 49.2708 | 0 | 0 | 0 | 0 | 0 | 0 | -0.012192 | 0.012018
1996 | 49.2812 | 0 | 0 | 0 | 0 | 0 | 0 | 0.04064 | 0.016024
1996 | 49.2917 | 0 | 0 | 0 | 0 | 0 | 0 | -0.016256 | -0.004006
1996 | 49.3021 | 0 | 0 | 0 | 0 | 0 | 0 | 0.04064 | 0.02003
1996 | 49.3125 | 0 | 0 | 0 | 0 | 0 | 0 | 0.02032 | 0.008012
1996 | 49.3229 | 0 | 0 | 0 | 0 | 0 | 0 | 0.024384 | 0.012018
1996 | 49.3333 | 0 | 0 | 0 | 0 | 0 | 0 | 0.02032 | 0.012018
1996 | 49.3437 | 0 | 0 | 0 | 0 | 0 | 0 | -0.016256 | -0.016024
1996 | 49.3542 | 0 | 0 | 0 | 0 | 0 | 0 | 0.052832 | 0.008012
1996 | 49.3646 | 0 | 0.024036 | 0 | 0 | 0 | 0 | 0.016256 | -0.004006
1996 | 49.375 | 0 | 0 | 0 | 0 | 0 | 0 | 0.02032 | -0.008012
1996 | 49.3854 | 0 | 0 | 0 | 0 | 0 | 0 | -0.036576 | -0.008012
1996 | 49.3958 | 0 | 0.032048 | 0 | 0 | 0 | 0 | 0.004064 | -0.024036
1996 | 49.4062 | 0 | 0.048072 | 0 | 0 | 0 | 0 | 0.012192 | -0.008012
1996 | 49.4167 | 0 | 0.04006 | 0 | 0 | 0 | 0 | 0.056896 | -0.008012
1996 | 49.4271 | 0 | 0 | 0 | 0 | 0 | 0 | 0.036576 | -0.04006
1996 | 49.4375 | 0 | 0.024036 | 0 | 0 | 0 | 0 | -0.02032 | -0.008012
1996 | 49.4479 | 0 | 0 | 0 | 0 | 0 | 0 | 0.10973 | 0.024036
1996 | 49.4583 | 0 | 0.04006 | 0 | 0 | 0 | 0 | 0.032512 | 0.004006
1996 | 49.4687 | 0 | 0 | 0 | 0 | 0 | 0 | 0.093472 | -0.016024
1996 | 49.4792 | 0 | 0 | 0 | 0 | 0 | 0 | 0.077216 | 0
1996 | 49.4896 | 0 | 0 | 0 | 0 | 0 | 0 | 0.056896 | 0.12018
1996 | 49.5 | 0 | 0 | 0 | 0 | 0 | 0 | 0.073152 | 0.052078
1996 | 49.5104 | 0 | 0 | 0 | 0 | 0 | 0 | 0.056896 | 0.12018
1996 | 49.5208 | 0 | 0 | 0 | 0 | 0 | 0 | 0.06096 | 0.02003
1996 | 49.5312 | 0 | 0 | 0 | 0 | 0 | 0 | 0.044704 | 0.032048
1996 | 49.5417 | 0 | 0 | 0 | 0 | 0 | 0 | 0.08128 | -0.032048
1996 | 49.5521 | 0 | 0 | 0 | 0 | 0 | 0 | 0.012192 | -0.032048
1996 | 49.5625 | 0 | 0 | 0 | 0 | 0 | 0 | 0.1585 | 0.16825
1996 | 49.5729 | 0 | 0 | 0 | 0 | 0 | 0 | 0.089408 | 0.088132
1996 | 49.5833 | 0 | 0 | 0 | 0 | 0 | 0 | 0.024384 | 0.048072
1996 | 49.5937 | 0 | 0 | 0 | 0 | 0 | 0 | 0.085344 | 0.008012
1996 | 49.6042 | 0 | 0 | 0 | 0 | 0 | 0 | 0.04064 | 0.024036
1996 | 49.6146 | 0 | 0 | 0 | 0 | 0 | 0 | 0.073152 | 0.076114
1996 | 49.625 | 0 | 0 | 0 | 0 | 0 | 0 | 0.12192 | 0.15223
1996 | 49.6354 | 0 | 0 | 0 | 0 | 0 | 0 | 0.008128 | -0.024036
1996 | 49.6458 | 0 | 0 | 0 | 0 | 0 | 0 | 0.065024 | 0.008012
1996 | 49.6562 | 0 | 0 | 0 | 0 | 0 | 0 | 0.069088 | 0.048072
1996 | 49.6667 | 0 | 0 | 0 | 0 | 0 | 0 | 0.048768 | 0.016024
1996 | 49.6771 | 0 | 0.032048 | 0 | 0 | 0 | 0 | 0.065024 | -0.04006
1996 | 49.6875 | 0 | 0 | 0 | 0 | 0 | 0 | 0.036576 | 0.08012
1996 | 49.6979 | 0 | 0 | 0 | 0 | 0 | 0 | 0.06096 | 0
1996 | 49.7083 | 0 | 0 | 0 | 0 | 0 | 0 | -0.032512 | -0.068102
1996 | 49.7187 | 0 | 0 | 0 | 0 | 0 | 0 | 0.1463 | 0.28042
1996 | 49.7292 | 0 | 0 | 0 | 0 | 0 | 0 | 0.19101 | 0.004006
1996 | 49.7396 | 0 | 0 | 0.12192 | 0 | 0 | 0 | -0.11379 | -0.2003
1996 | 49.75 | 0 | 0 | 0.27635 | 0.31247 | 0 | 0 | 0.19914 | 0.12819
1996 | 49.7604 | 0 | 0 | 0 | 0 | 0 | 0 | 0.20726 | 0.2684
1996 | 49.7708 | 0 | 0 | 0 | 0 | 0 | 0 | 0.19101 | 0.32048
1996 | 49.7812 | 0 | 0 | 0 | 0 | 0 | 0 | 0.036576 | 0.044066
1996 | 49.7917 | 0.04064 | 0 | 0 | 0 | 0 | 0 | 0.016256 | 0.008012
1996 | 49.8021 | 0 | 0 | 0 | 0 | 0 | 0 | 0.056896 | 0.20831
1996 | 49.8125 | 0 | 0 | 0 | 0 | 0 | 0 | 0.024384 | 0.092138
1996 | 49.8229 | 0 | 0 | 0 | 0 | 0 | 0 | 0.04064 | 0.16425
1996 | 49.8333 | 0 | 0 | 0 | 0 | 0 | 0 | -0.012192 | 0.032048
1996 | 49.8437 | 0 | 0 | 0 | 0 | 0 | 0 | 0.02032 | 0.016024
1996 | 49.8542 | 0.024384 | 0 | 0 | 0 | 0 | 0 | 0 | -0.02003
1996 | 49.8646 | 0 | 0 | 0 | 0 | 0 | 0 | 0.008128 | 0.004006
1996 | 49.875 | 0 | 0.024036 | 0 | 0 | 0 | 0 | -0.016256 | -0.004006
1996 | 49.8854 | 0 | 0 | 0 | 0 | 0 | 0 | 0.024384 | 0.044066
1996 | 49.8958 | 0 | 0 | 0 | 0 | 0 | 0 | 0.016256 | 0.036054
1996 | 49.9062 | 0 | 0 | 0 | 0 | 0 | 0 | -0.004064 | -0.02003
1996 | 49.9167 | 0 | 0 | 0 | 0 | 0 | 0 | 0.008128 | 0.028042
1996 | 49.9271 | 0 | 0 | 0 | 0 | 0 | 0 | 0.004064 | 0.016024
1996 | 49.9375 | 0 | 0 | 0 | 0 | 0 | 0 | 0.004064 | 0
1996 | 49.9479 | 0 | 0 | 0 | 0 | 0 | 0 | -0.004064 | 0
1996 | 49.9583 | 0 | 0 | 0 | 0 | 0 | 0 | 0 | 0.008012
1996 | 49.9687 | 0 | 0 | 0 | 0 | 0 | 0 | 0.004064 | 0
1996 | 49.9792 | 0 | 0 | 0 | 0 | 0 | 0 | -0.004064 | 0.004006
1996 | 49.9896 | 0 | 0 | 0 | 0 | 0 | 0 | 0.02032 | 0.024036
1996 | 50 | 0 | 0 | 0 | 0 | 0 | 0 | 0.008128 | 0.024036
1996 | 50.0104 | 0 | 0 | 0 | 0 | 0 | 0 | 0.008128 | 0.016024
1996 | 50.0208 | 0 | 0 | 0 | 0 | 0 | 0 | -0.012192 | 0
1996 | 50.0312 | 0 | 0 | 0 | 0 | 0 | 0 | 0.004064 | 0
1996 | 50.0417 | 0 | 0 | 0 | 0 | 0 | 0 | -0.004064 | 0.008012
1996 | 50.0521 | 0 | 0 | 0 | 0 | 0 | 0 | -0.008128 | 0
1996 | 50.0625 | 0 | 0 | 0 | 0 | 0 | 0 | 0.012192 | 0.008012
1996 | 50.0729 | 0 | 0 | 0 | 0 | 0 | 0 | 0.004064 | -0.008012
1996 | 50.0833 | 0 | 0 | 0 | 0 | 0 | 0 | 0 | 0.004006
1996 | 50.0937 | 0 | 0 | 0 | 0 | 0 | 0 | -0.008128 | -0.004006
1996 | 50.1042 | 0 | 0 | 0 | 0 | 0 | 0 | -0.004064 | 0.008012
1996 | 50.1146 | 0 | 0 | 0 | 0 | 0 | 0 | 0.008128 | 0.004006
1996 | 50.125 | 0 | 0 | 0 | 0 | 0 | 0 | 0.012192 | 0
1996 | 50.1354 | 0 | 0 | 0 | 0 | 0 | 0 | 0 | -0.004006
1996 | 50.1458 | 0 | 0 | 0 | 0 | 0 | 0 | 0 | 0
1996 | 50.1562 | 0 | 0 | 0 | 0 | 0 | 0 | -0.012192 | 1.4211e-14
1996 | 50.1667 | 0 | 0 | 0 | 0 | 0 | 0 | 0.004064 | -1.4211e-14
1996 | 50.1771 | 0 | 0 | 0 | 0 | 0 | 0 | 0 | 1.4211e-14
1996 | 50.1875 | 0 | 0 | 0 | 0 | 0 | 0 | 0.012192 | 0.004006
1996 | 50.1979 | 0 | 0 | 0 | 0 | 0 | 0 | -0.008128 | 0
1996 | 50.2083 | 0 | 0 | 0 | 0 | 0 | 0 | 0.008128 | 0
1996 | 50.2187 | 0 | 0 | 0 | 0 | 0 | 0 | 0.004064 | 0.008012
1996 | 50.2292 | 0 | 0 | 0 | 0 | 0 | 0 | -0.008128 | 0.004006
1996 | 50.2396 | 0 | 0 | 0 | 0 | 0 | 0 | 0.008128 | -0.008012
1996 | 50.25 | 0 | 0 | 0 | 0 | 0 | 0 | -0.004064 | 0.008012
1996 | 50.2604 | 0 | 0 | 0 | 0 | 0 | 0 | 0.004064 | 0
1996 | 50.2708 | 0 | 0 | 0 | 0 | 0 | 0 | -0.004064 | -0.004006
1996 | 50.2812 | 0 | 0 | 0 | 0 | 0 | 0 | 0.008128 | 0.004006
1996 | 50.2917 | 0.024384 | 0 | 0 | 0 | 0 | 0 | 0.008128 | 0.008012
1996 | 50.3021 | 0 | 0 | 0 | 0 | 0 | 0 | 0.016256 | 0
1996 | 50.3125 | 0 | 0 | 0 | 0 | 0 | 0 | 0.008128 | -0.004006
1996 | 50.3229 | 0 | 0 | 0 | 0 | 0 | 0 | -0.008128 | 0.008012
1996 | 50.3333 | 0 | 0 | 0 | 0 | 0 | 0 | 0.008128 | -0.012018
1996 | 50.3437 | 0 | 0 | 0 | 0 | 0 | 0 | 0 | -0.016024
1996 | 50.3542 | 0 | 0 | 0 | 0 | 0 | 0 | 0.008128 | -0.016024
1996 | 50.3646 | 0 | 0 | 0 | 0 | 0 | 0 | -0.004064 | -0.024036
1996 | 50.375 | 0 | 0 | 0 | 0 | 0 | 0 | 0.008128 | -0.036054
1996 | 50.3854 | 0 | 0 | 0 | 0 | 0 | 0 | -0.008128 | -0.032048
1996 | 50.3958 | 0 | 0 | 0 | 0 | 0 | 0 | -0.008128 | -0.012018
1996 | 50.4062 | 0 | 0 | 0 | 0 | 0 | 0 | 0.02032 | -0.012018
1996 | 50.4167 | 0 | 0 | 0 | 0 | 0 | 0 | 0.02032 | 0.004006
1996 | 50.4271 | 0 | 0.024036 | 0 | 0 | 0 | 0 | -0.004064 | 0
1996 | 50.4375 | 0 | 0 | 0 | 0 | 0 | 0 | 0.012192 | -0.036054
1996 | 50.4479 | 0 | 0 | 0 | 0 | 0 | 0 | 0.052832 | 0.004006
1996 | 50.4583 | 0 | 0 | 0 | 0 | 0 | 0 | 0.044704 | -0.016024
1996 | 50.4687 | 0 | 0 | 0 | 0 | 0 | 0 | 0.06096 | 0.028042
1996 | 50.4792 | 0 | 0 | 0 | 0 | 0 | 0 | 0.077216 | 0.024036
1996 | 50.4896 | 0 | 0 | 0 | 0 | 0 | 0 | 0.08128 | 0
1996 | 50.5 | 0 | 0 | 0 | 0 | 0 | 0 | 0.06096 | 0.008012
1996 | 50.5104 | 0 | 0 | 0 | 0 | 0 | 0 | 0.085344 | 0.036054
1996 | 50.5208 | 0 | 0 | 0 | 0 | 0 | 0 | 0.065024 | 0.024036
1996 | 50.5312 | 0 | 0 | 0 | 0 | 0 | 0 | 0.069088 | 0.016024
1996 | 50.5417 | 0 | 0 | 0 | 0 | 0 | 0 | 0.073152 | 0.064096
1996 | 50.5521 | 0 | 0 | 0 | 0 | 0 | 0 | 0.04064 | 0.072108
1996 | 50.5625 | 0 | 0 | 0 | 0 | 0 | 0 | 0.11379 | 0.08012
1996 | 50.5729 | 0 | 0 | 0 | 0 | 0 | 0 | 0.04064 | 0.052078
1996 | 50.5833 | 0 | 0 | 0 | 0 | 0 | 0 | 0.06096 | 0.04006
1996 | 50.5937 | 0 | 0 | 0 | 0 | 0 | 0 | -0.052832 | 0.048072
1996 | 50.6042 | 0 | 0 | 0 | 0 | 0 | 0 | 0.12192 | 0.072108
1996 | 50.6146 | 0 | 0 | 0 | 0 | 0 | 0 | 0.093472 | 0.052078
1996 | 50.625 | 0 | 0 | 0 | 0 | 0 | 0 | 0.14224 | 0.06009
1996 | 50.6354 | 0 | 0 | 0 | 0 | 0 | 0 | 0.024384 | 0.02003
1996 | 50.6458 | 0 | 0 | 0 | 0 | 0 | 0 | 0.085344 | 0.028042
1996 | 50.6562 | 0 | 0 | 0 | 0 | 0 | 0 | 0.10973 | 0.10816
1996 | 50.6667 | 0 | 0 | 0 | 0 | 0 | 0 | 0.11379 | 0.024036
1996 | 50.6771 | 0 | 0 | 0 | 0 | 0 | 0 | 0.048768 | 0.06009
1996 | 50.6875 | 0 | 0 | 0 | 0 | 0 | 0 | 0.089408 | 0.06009
1996 | 50.6979 | 0 | 0 | 0 | 0 | 0 | 0 | 0.06096 | 0.10416
1996 | 50.7083 | 0 | 0 | 0 | 0 | 0 | 0 | 0.069088 | 0.036054
1996 | 50.7187 | 0 | 0 | 0 | 0 | 0 | 0 | 0.077216 | 0.076114
1996 | 50.7292 | 0 | 0 | 0 | 0 | 0 | 0 | 0.012192 | 0.08012
1996 | 50.7396 | 0 | 0 | 0 | 0 | 0 | 0 | 0.097536 | 0.092138
1996 | 50.75 | 0 | 0 | 0 | 0 | 0 | 0 | 0.073152 | 0.11617
1996 | 50.7604 | 0 | 0 | 0 | 0 | 0 | 0 | 0.016256 | 0.072108
1996 | 50.7708 | 0 | 0 | 0 | 0 | 0 | 0 | 0.028448 | 0.06009
1996 | 50.7812 | 0 | 0 | 0 | 0 | 0 | 0 | 0.02032 | 0.044066
1996 | 50.7917 | 0 | 0 | 0 | 0 | 0 | 0 | 0.008128 | 0.02003
1996 | 50.8021 | 0 | 0 | 0 | 0 | 0 | 0 | 0 | 0.02003
1996 | 50.8125 | 0 | 0 | 0 | 0 | 0 | 0 | -0.004064 | 0.02003
1996 | 50.8229 | 0 | 0 | 0 | 0 | 0 | 0 | 0 | 0.004006
1996 | 50.8333 | 0 | 0 | 0 | 0 | 0 | 0 | 0.008128 | -0.004006
1996 | 50.8437 | 0.024384 | 0.024036 | 0 | 0 | 0 | 0 | 0.012192 | -0.028042
1996 | 50.8542 | 0 | 0 | 0 | 0 | 0 | 0 | 0.028448 | 0.036054
1996 | 50.8646 | 0 | 0 | 0 | 0 | 0 | 0 | 0.052832 | 0.064096
1996 | 50.875 | 0 | 0 | 0 | 0 | 0 | 0 | 0.024384 | 0.032048
1996 | 50.8854 | 0 | 0 | 0 | 0 | 0 | 0 | 0.004064 | 0.016024
1996 | 50.8958 | 0 | 0 | 0 | 0 | 0 | 0 | 0.012192 | 0.004006
1996 | 50.9062 | 0 | 0 | 0 | 0 | 0 | 0 | 0.02032 | 0.02003
1996 | 50.9167 | 0 | 0 | 0 | 0 | 0 | 0 | 0.016256 | 0.016024
1996 | 50.9271 | 0 | 0 | 0 | 0 | 0 | 0 | -0.024384 | 0.024036
1996 | 50.9375 | 0 | 0 | 0 | 0 | 0 | 0 | 0.024384 | 0.008012
1996 | 50.9479 | 0 | 0 | 0 | 0 | 0 | 0 | 0.008128 | -0.004006
1996 | 50.9583 | 0 | 0 | 0 | 0 | 0 | 0 | 0.032512 | 0.024036
1996 | 50.9687 | 0 | 0 | 0 | 0 | 0 | 0 | 0.016256 | 0.016024
1996 | 50.9792 | 0 | 0 | 0 | 0 | 0 | 0 | -0.008128 | 0.012018
1996 | 50.9896 | 0 | 0 | 0 | 0 | 0 | 0 | 0.004064 | -0.012018
1996 | 51 | 0 | 0 | 0 | 0 | 0 | 0 | 0.012192 | 0.012018
1996 | 51.0104 | 0 | 0 | 0 | 0 | 0 | 0 | 0.004064 | 0.024036
1996 | 51.0208 | 0 | 0 | 0 | 0 | 0 | 0 | 0.008128 | -0.004006
1996 | 51.0312 | 0 | 0 | 0 | 0 | 0 | 0 | 0.016256 | 0.024036
1996 | 51.0417 | 0 | 0 | 0 | 0 | 0 | 0 | -0.004064 | 0.004006
1996 | 51.0521 | 0 | 0 | 0 | 0 | 0 | 0 | 0.004064 | -0.008012
1996 | 51.0625 | 0 | 0 | 0 | 0 | 0 | 0 | 0.016256 | -0.004006
1996 | 51.0729 | 0 | 0 | 0 | 0 | 0 | 0 | 0.004064 | 0.016024
1996 | 51.0833 | 0 | 0.024036 | 0 | 0 | 0 | 0 | -0.012192 | -0.012018
1996 | 51.0937 | 0 | 0 | 0 | 0 | 0 | 0 | 0.02032 | 0.04006
1996 | 51.1042 | 0 | 0 | 0 | 0 | 0 | 0 | 0.02032 | 0.008012
1996 | 51.1146 | 0 | 0 | 0 | 0 | 0 | 0 | -0.008128 | -0.004006
1996 | 51.125 | 0 | 0 | 0 | 0 | 0 | 0 | 0.02032 | 0.008012
1996 | 51.1354 | 0 | 0 | 0 | 0 | 0 | 0 | 0.016256 | 0.028042
1996 | 51.1458 | 0 | 0 | 0 | 0 | 0 | 0 | 0 | 0.004006
1996 | 51.1562 | 0 | 0 | 0 | 0 | 0 | 0 | 0.016256 | 0.016024
1996 | 51.1667 | 0 | 0 | 0 | 0 | 0 | 0 | 0 | 0.008012
1996 | 51.1771 | 0 | 0 | 0 | 0 | 0 | 0 | 0.012192 | 0
1996 | 51.1875 | 0 | 0 | 0 | 0 | 0 | 0 | 0 | 0.012018
1996 | 51.1979 | 0 | 0 | 0 | 0 | 0 | 0 | 0 | -0.008012
1996 | 51.2083 | 0 | 0 | 0 | 0 | 0 | 0 | 0.008128 | 0.016024
1996 | 51.2187 | 0 | 0 | 0 | 0 | 0 | 0 | 0.012192 | 0.004006
1996 | 51.2292 | 0 | 0 | 0 | 0 | 0 | 0 | 0.004064 | 0
1996 | 51.2396 | 0 | 0 | 0 | 0 | 0 | 0 | 0.008128 | 0.008012
1996 | 51.25 | 0 | 0 | 0 | 0 | 0 | 0 | 0.004064 | -0.012018
1996 | 51.2604 | 0 | 0 | 0 | 0 | 0 | 0 | 0.04064 | 0.024036
1996 | 51.2708 | 0 | 0 | 0 | 0 | 0 | 0 | -0.004064 | 0.04006
1996 | 51.2812 | 0 | 0 | 0 | 0 | 0 | 0 | -0.008128 | -0.016024
1996 | 51.2917 | 0 | 0 | 0 | 0 | 0 | 0 | 0.012192 | 0.008012
1996 | 51.3021 | 0 | 0 | 0 | 0 | 0 | 0 | 0 | 0.008012
1996 | 51.3125 | 0 | 0 | 0 | 0 | 0 | 0 | 0.004064 | 0.008012
1996 | 51.3229 | 0 | 0 | 0 | 0 | 0 | 0 | 0 | -0.004006
1996 | 51.3333 | 0 | 0 | 0 | 0 | 0 | 0 | 0.004064 | 0.016024
1996 | 51.3437 | 0 | 0 | 0 | 0 | 0 | 0 | 0.004064 | 0.004006
1996 | 51.3542 | 0 | 0 | 0 | 0 | 0 | 0 | 0 | -0.016024
1996 | 51.3646 | 0 | 0 | 0 | 0 | 0 | 0 | 0.012192 | 0.012018
1996 | 51.375 | 0 | 0.024036 | 0 | 0 | 0 | 0 | 0 | -0.004006
1996 | 51.3854 | 0 | 0 | 0 | 0 | 0 | 0 | 0 | -0.012018
1996 | 51.3958 | 0 | 0 | 0 | 0 | 0 | 0 | 0.004064 | -0.024036
1996 | 51.4062 | 0 | 0 | 0 | 0 | 0 | 0 | 0.016256 | -0.016024
1996 | 51.4167 | 0 | 0.032048 | 0 | 0 | 0 | 0 | -0.032512 | -0.008012
1996 | 51.4271 | 0 | 0 | 0 | 0 | 0 | 0 | 0 | -0.044066
1996 | 51.4375 | 0 | 0 | 0 | 0 | 0 | 0 | 0.024384 | 0.004006
1996 | 51.4479 | 0 | 0 | 0 | 0 | 0 | 0 | 0.024384 | -0.02003
1996 | 51.4583 | 0 | 0 | 0 | 0 | 0 | 0 | 0.073152 | 0.012018
1996 | 51.4687 | 0 | 0 | 0 | 0 | 0 | 0 | 0.077216 | 0.008012
1996 | 51.4792 | 0 | 0 | 0 | 0 | 0 | 0 | 0.08128 | 0.032048
1996 | 51.4896 | 0 | 0 | 0 | 0 | 0 | 0 | 0.073152 | 0.036054
1996 | 51.5 | 0 | 0 | 0 | 0 | 0 | 0 | 0.073152 | 0.064096
1996 | 51.5104 | 0 | 0 | 0 | 0 | 0 | 0 | 0.065024 | 0.084126
1996 | 51.5208 | 0 | 0 | 0 | 0 | 0 | 0 | 0.089408 | 0.044066
1996 | 51.5312 | 0 | 0 | 0 | 0 | 0 | 0 | 0.056896 | 0.028042
1996 | 51.5417 | 0 | 0 | 0 | 0 | 0 | 0 | 0.024384 | 0.064096
1996 | 51.5521 | 0 | 0 | 0 | 0 | 0 | 0 | 0.08128 | 0.024036
1996 | 51.5625 | 0 | 0 | 0 | 0 | 0 | 0 | 0.085344 | 0.032048
1996 | 51.5729 | 0 | 0 | 0 | 0 | 0 | 0 | 0.012192 | 0.02003
1996 | 51.5833 | 0 | 0 | 0 | 0 | 0 | 0 | 0.10973 | 0.084126
1996 | 51.5937 | 0 | 0 | 0 | 0 | 0 | 0 | 0.10973 | 0.032048
1996 | 51.6042 | 0 | 0 | 0 | 0 | 0 | 0 | 0.012192 | 0.048072
1996 | 51.6146 | 0 | 0 | 0 | 0 | 0 | 0 | 0.12598 | 0.052078
1996 | 51.625 | 0 | 0 | 0 | 0 | 0 | 0 | 0.056896 | 0.032048
1996 | 51.6354 | 0 | 0 | 0 | 0 | 0 | 0 | 0.08128 | 0.032048
1996 | 51.6458 | 0 | 0 | 0 | 0 | 0 | 0 | 0.13005 | 0.1362
1996 | 51.6562 | 0 | 0 | 0 | 0 | 0 | 0 | 0.028448 | 0.044066
1996 | 51.6667 | 0 | 0 | 0 | 0 | 0 | 0 | 0.08128 | 0.036054
1996 | 51.6771 | 0 | 0 | 0 | 0 | 0 | 0 | 0.089408 | 0.064096
1996 | 51.6875 | 0 | 0 | 0 | 0 | 0 | 0 | 0.077216 | 0.084126
1996 | 51.6979 | 0 | 0 | 0 | 0 | 0 | 0 | 0.056896 | 0.036054
1996 | 51.7083 | 0 | 0 | 0 | 0 | 0 | 0 | 0.056896 | 0.056084
1996 | 51.7187 | 0 | 0 | 0 | 0 | 0 | 0 | 0.032512 | 0.088132
1996 | 51.7292 | 0 | 0 | 0 | 0 | 0 | 0 | 0.089408 | 0.06009
1996 | 51.7396 | 0 | 0 | 0 | 0 | 0 | 0 | 0 | 0.032048
1996 | 51.75 | 0 | 0 | 0 | 0 | 0 | 0 | 0.065024 | 0.08012
1996 | 51.7604 | 0 | 0 | 0 | 0 | 0 | 0 | 0.028448 | 0.024036
1996 | 51.7708 | 0 | 0 | 0 | 0 | 0 | 0 | 0.048768 | 0.088132
1996 | 51.7812 | 0 | 0 | 0 | 0 | 0 | 0 | 0.028448 | 0.056084
1996 | 51.7917 | 0 | 0 | 0 | 0 | 0 | 0 | 0.004064 | 0.012018
1996 | 51.8021 | 0 | 0 | 0 | 0 | 0 | 0 | 0.02032 | 0.048072
1996 | 51.8125 | 0 | 0 | 0 | 0 | 0 | 0 | 0 | 0
1996 | 51.8229 | 0.024384 | 0 | 0 | 0 | 0 | 0 | -0.008128 | 0.008012
1996 | 51.8333 | 0 | 0 | 0 | 0 | 0 | 0 | 0.008128 | 0.004006
1996 | 51.8437 | 0 | 0 | 0 | 0 | 0 | 0 | -1.4211e-14 | -0.004006
1996 | 51.8542 | 0 | 0 | 0 | 0 | 0 | 0 | 0.048768 | 0.024036
1996 | 51.8646 | 0 | 0 | 0 | 0 | 0 | 0 | 0.008128 | 0.036054
1996 | 51.875 | 0 | 0 | 0 | 0 | 0 | 0 | 0.028448 | 0.016024
1996 | 51.8854 | 0 | 0 | 0 | 0 | 0 | 0 | -0.008128 | -0.004006
1996 | 51.8958 | 0 | 0 | 0 | 0 | 0 | 0 | 0.016256 | 0.028042
1996 | 51.9062 | 0 | 0 | 0 | 0 | 0 | 0 | 0.008128 | -0.008012
1996 | 51.9167 | 0 | 0 | 0 | 0 | 0 | 0 | 0.016256 | 0.032048
1996 | 51.9271 | 0 | 0 | 0 | 0 | 0 | 0 | 0.06096 | 0.02003
1996 | 51.9375 | 0 | 0 | 0 | 0 | 0 | 0 | 0.048768 | 0.048072
1996 | 51.9479 | 0 | 0 | 0 | 0 | 0 | 0 | 0.024384 | 0.028042
1996 | 51.9583 | 0 | 0 | 0 | 0 | 0 | 0 | 0.02032 | 0.016024
1996 | 51.9687 | 0 | 0 | 0 | 0 | 0 | 0 | 0.008128 | 0.004006
1996 | 51.9792 | 0 | 0 | 0 | 0 | 0 | 0 | -0.028448 | -0.016024
1996 | 51.9896 | 0.024384 | 0 | 0 | 0 | 0 | 0 | -0.02032 | -0.016024
1996 | 52 | 0 | 0.064096 | 0 | 0 | 0 | 0 | -0.024384 | -0.012018
1996 | 52.0104 | 0 | 0 | 0 | 0 | 0 | 0 | 0.036576 | 0.064096
1996 | 52.0208 | 0 | 0 | 0 | 0 | 0 | 0 | 0 | 0.036054
1996 | 52.0312 | 0.04064 | 0 | 0 | 0 | 0 | 0 | 0.016256 | -0.008012
1996 | 52.0417 | 0 | 0 | 0 | 0 | 0 | 0 | 0.012192 | -0.04006
1996 | 52.0521 | 0.024384 | 0.048072 | 0 | 0 | 0 | 0 | 0.02032 | -0.008012
1996 | 52.0625 | 0 | 0 | 0 | 0 | 0 | 0 | 0 | 0.076114
1996 | 52.0729 | 0.04064 | 0 | 0 | 0 | 0 | 0 | 0.044704 | -0.012018
1996 | 52.0833 | 0 | 0 | 0 | 0 | 0 | 0 | 0.02032 | 0.032048
1996 | 52.0937 | 0 | 0 | 0 | 0 | 0 | 0 | 0.04064 | 0.012018
1996 | 52.1042 | 0 | 0 | 0 | 0 | 0 | 0 | 0 | 0.008012
1996 | 52.1146 | 0 | 0 | 0 | 0 | 0 | 0 | 0.02032 | 0.036054
1996 | 52.125 | 0 | 0 | 0 | 0 | 0 | 0 | 0.02032 | 0.016024
1996 | 52.1354 | 0 | 0 | 0 | 0 | 0 | 0 | 0.048768 | 0.024036
1996 | 52.1458 | 0 | 0 | 0 | 0 | 0 | 0 | -0.004064 | 0.012018
1996 | 52.1562 | 0 | 0 | 0 | 0 | 0 | 0 | 0.02032 | 0.028042
1996 | 52.1667 | 0 | 0 | 0 | 0 | 0 | 0 | 0.02032 | 0.028042
1996 | 52.1771 | 0 | 0 | 0 | 0 | 0 | 0 | 0.024384 | 0.008012
1996 | 52.1875 | 0 | 0 | 0 | 0 | 0 | 0 | -0.008128 | 0.004006
1996 | 52.1979 | 0 | 0 | 0 | 0 | 0 | 0 | 0.008128 | 0.004006
1996 | 52.2083 | 0 | 0 | 0 | 0 | 0 | 0 | -0.012192 | 7.1054e-15
1996 | 52.2187 | 0 | 0 | 0 | 0 | 0 | 0 | -0.008128 | 0.008012
1996 | 52.2292 | 0 | 0.032048 | 0 | 0 | 0 | 0 | 0.02032 | 0.012018
1996 | 52.2396 | 0 | 0 | 0 | 0 | 0 | 0 | 0.02032 | 0.02003
1996 | 52.25 | 0 | 0 | 0 | 0 | 0 | 0 | -0.008128 | 0.008012
1996 | 52.2604 | 0 | 0 | 0 | 0 | 0 | 0 | 0.016256 | 0.008012
1996 | 52.2708 | 0 | 0 | 0 | 0 | 0 | 0 | 0.008128 | -0.012018
1996 | 52.2812 | 0 | 0 | 0 | 0 | 0 | 0 | 0.02032 | 0.024036
1996 | 52.2917 | 0 | 0 | 0 | 0 | 0 | 0 | 0.052832 | 0.032048
1996 | 52.3021 | 0 | 0 | 0 | 0 | 0 | 0 | 0 | 0.012018
1996 | 52.3125 | 0 | 0 | 0 | 0 | 0 | 0 | -0.02032 | 0
1996 | 52.3229 | 0 | 0 | 0 | 0 | 0 | 0 | 0.004064 | 0.02003
1996 | 52.3333 | 0 | 0 | 0 | 0 | 0 | 0 | 0 | -0.024036
1996 | 52.3437 | 0 | 0 | 0 | 0 | 0 | 0 | 0.012192 | -0.008012
1996 | 52.3542 | 0 | 0 | 0 | 0 | 0 | 0 | 0.012192 | -0.004006
1996 | 52.3646 | 0 | 0 | 0 | 0 | 0 | 0 | 0.024384 | -0.032048
1996 | 52.375 | 0 | 0.04006 | 0 | 0 | 0 | 0 | 0.012192 | -0.012018
1996 | 52.3854 | 0 | 0 | 0 | 0 | 0 | 0 | 0.024384 | -0.028042
1996 | 52.3958 | 0 | 0 | 0 | 0 | 0 | 0 | 0.024384 | -0.008012
1996 | 52.4062 | 0 | 0 | 0 | 0 | 0 | 0 | 0.004064 | -0.032048
1996 | 52.4167 | 0 | 0 | 0 | 0 | 0 | 0 | 0.008128 | 0.008012
1996 | 52.4271 | 0 | 0.04006 | 0 | 0 | 0 | 0 | 0.065024 | -0.052078
1996 | 52.4375 | 0 | 0 | 0 | 0 | 0 | 0 | 0.044704 | -0.02003
1996 | 52.4479 | 0 | 0 | 0 | 0 | 0 | 0 | 0.097536 | 0.008012
1996 | 52.4583 | 0 | 0 | 0 | 0 | 0 | 0 | 0.11786 | 0.088132
1996 | 52.4687 | 0 | 0 | 0 | 0 | 0 | 0 | 0.10973 | -0.02003
1996 | 52.4792 | 0 | 0 | 0 | 0 | 0 | 0 | 0.077216 | 0.052078
1996 | 52.4896 | 0 | 0 | 0 | 0 | 0 | 0 | 0.10973 | 0.084126
1996 | 52.5 | 0 | 0 | 0 | 0 | 0 | 0 | 0.1016 | 0.088132
1996 | 52.5104 | 0 | 0 | 0 | 0 | 0 | 0 | 0.044704 | 0.028042
1996 | 52.5208 | 0 | 0 | 0 | 0 | 0 | 0 | 0.097536 | 0.12018
1996 | 52.5312 | 0 | 0 | 0 | 0 | 0 | 0 | 0.089408 | 0.08012
1996 | 52.5417 | 0 | 0 | 0 | 0 | 0 | 0 | 0.11786 | 0.048072
1996 | 52.5521 | 0 | 0 | 0 | 0 | 0 | 0 | 0.08128 | 0.04006
1996 | 52.5625 | 0 | 0 | 0 | 0 | 0 | 0 | 0.085344 | 0.072108
1996 | 52.5729 | 0 | 0 | 0 | 0 | 0 | 0 | 0.093472 | 0.056084
1996 | 52.5833 | 0 | 0 | 0 | 0 | 0 | 0 | 0.093472 | 0.036054
1996 | 52.5937 | 0 | 0 | 0 | 0 | 0 | 0 | 0.077216 | 0.11217
1996 | 52.6042 | 0 | 0 | 0 | 0 | 0 | 0 | 0.1016 | 0.052078
1996 | 52.6146 | 0 | 0 | 0 | 0 | 0 | 0 | 0.036576 | 0.044066
1996 | 52.625 | 0 | 0 | 0 | 0 | 0 | 0 | 0.08128 | 0.036054
1996 | 52.6354 | 0 | 0 | 0 | 0 | 0 | 0 | 0.069088 | 0.1362
1996 | 52.6458 | 0 | 0 | 0 | 0 | 0 | 0 | 0.073152 | 0.06009
1996 | 52.6562 | 0 | 0 | 0 | 0 | 0 | 0 | 0.10566 | 0.028042
1996 | 52.6667 | 0 | 0 | 0 | 0 | 0 | 0 | 0.052832 | 0.084126
1996 | 52.6771 | 0 | 0 | 0 | 0 | 0 | 0 | 0.12192 | 0.10015
1996 | 52.6875 | 0 | 0 | 0 | 0 | 0 | 0 | 0.065024 | 0.08012
1996 | 52.6979 | 0 | 0 | 0 | 0 | 0 | 0 | 0.10973 | 0.092138
1996 | 52.7083 | 0 | 0 | 0 | 0 | 0 | 0 | 0.052832 | 0.096144
1996 | 52.7187 | 0 | 0 | 0 | 0 | 0 | 0 | 0.052832 | 0.028042
1996 | 52.7292 | 0 | 0 | 0 | 0 | 0 | 0 | 0.06096 | 0.044066
1996 | 52.7396 | 0 | 0 | 0 | 0 | 0 | 0 | 0.052832 | 0.016024
1996 | 52.75 | 0 | 0 | 0 | 0 | 0 | 0 | 0.052832 | 0.092138
1996 | 52.7604 | 0 | 0 | 0 | 0 | 0 | 0 | 0.048768 | 0.06009
1996 | 52.7708 | 0 | 0 | 0 | 0 | 0 | 0 | 0.032512 | 0.052078
1996 | 52.7812 | 0 | 0 | 0 | 0 | 0 | 0 | 0.012192 | 0.06009
1996 | 52.7917 | 0 | 0 | 0 | 0 | 0 | 0 | 0.04064 | 0.064096
1996 | 52.8021 | 0 | 0 | 0 | 0 | 0 | 0 | 0.004064 | 0.004006
1996 | 52.8125 | 0 | 0 | 0 | 0 | 0 | 0 | -0.004064 | -0.004006
1996 | 52.8229 | 0 | 0 | 0 | 0 | 0 | 0 | 0.032512 | 0.048072
1996 | 52.8333 | 0 | 0 | 0 | 0 | 0 | 0 | 0 | 0.016024
1996 | 52.8437 | 0 | 0 | 0 | 0 | 0 | 0 | -0.008128 | -0.008012
1996 | 52.8542 | 0 | 0 | 0 | 0 | 0 | 0 | -0.008128 | -0.012018
1996 | 52.8646 | 0 | 0 | 0 | 0 | 0 | 0 | 0.016256 | 0.032048
1996 | 52.875 | 0 | 0 | 0 | 0 | 0 | 0 | 0.048768 | 0.04006
1996 | 52.8854 | 0 | 0 | 0 | 0 | 0 | 0 | 0.008128 | 0.016024
1996 | 52.8958 | 0 | 0 | 0 | 0 | 0 | 0 | -0.008128 | 0.004006
1996 | 52.9062 | 0 | 0 | 0 | 0 | 0 | 0 | 0.008128 | 0.016024
1996 | 52.9167 | 0 | 0 | 0 | 0 | 0 | 0 | 0.008128 | 0.008012
1996 | 52.9271 | 0 | 0 | 0 | 0 | 0 | 0 | 0.036576 | 0.02003
1996 | 52.9375 | 0 | 0 | 0 | 0 | 0 | 0 | 0.032512 | 0.02003
1996 | 52.9479 | 0 | 0 | 0 | 0 | 0 | 0 | -0.008128 | 0.016024
1996 | 52.9583 | 0 | 0 | 0 | 0 | 0 | 0 | 0.02032 | 0.012018
1996 | 52.9687 | 0 | 0 | 0 | 0 | 0 | 0 | 0.004064 | -0.008012
1996 | 52.9792 | 0 | 0 | 0 | 0 | 0 | 0 | 0.012192 | 0.012018
1996 | 52.9896 | 0 | 0.032048 | 0 | 0 | 0 | 0 | -0.028448 | -0.02003
1996 | 53 | 0 | 0.024036 | 0 | 0 | 0 | 0 | -0.012192 | -0.008012
1996 | 53.0104 | 0 | 0 | 0 | 0 | 0 | 0 | 0.028448 | 0.052078
1996 | 53.0208 | 0 | 0 | 0 | 0 | 0 | 0 | 0.02032 | -0.008012
1996 | 53.0312 | 0 | 0 | 0 | 0 | 0 | 0 | 0.008128 | 0.016024
1996 | 53.0417 | 0 | 0 | 0 | 0 | 0 | 0 | 0.036576 | 0.036054
1996 | 53.0521 | 0 | 0 | 0 | 0 | 0 | 0 | 0.028448 | 0.028042
1996 | 53.0625 | 0 | 0 | 0 | 0 | 0 | 0 | 0.008128 | 0.02003
1996 | 53.0729 | 0 | 0 | 0 | 0 | 0 | 0 | 0.004064 | 0.012018
1996 | 53.0833 | 0 | 0 | 0 | 0 | 0 | 0 | 0 | -0.008012
1996 | 53.0937 | 0 | 0 | 0 | 0 | 0 | 0 | 0.008128 | 0.04006
1996 | 53.1042 | 0 | 0 | 0 | 0 | 0 | 0 | 0.012192 | 0.012018
1996 | 53.1146 | 0 | 0 | 0 | 0 | 0 | 0 | -0.004064 | 0.004006
1996 | 53.125 | 0 | 0 | 0 | 0 | 0 | 0 | 0.02032 | 0.016024
1996 | 53.1354 | 0 | 0 | 0 | 0 | 0 | 0 | 0.008128 | 0.012018
1996 | 53.1458 | 0 | 0 | 0 | 0 | 0 | 0 | 0 | 0.004006
1996 | 53.1562 | 0 | 0 | 0 | 0 | 0 | 0 | 0.008128 | 0.02003
1996 | 53.1667 | 0 | 0 | 0 | 0 | 0 | 0 | 0.012192 | -0.004006
1996 | 53.1771 | 0 | 0 | 0 | 0 | 0 | 0 | -0.004064 | 0
1996 | 53.1875 | 0 | 0 | 0 | 0 | 0 | 0 | 0.004064 | 0.016024
1996 | 53.1979 | 0 | 0 | 0 | 0 | 0 | 0 | 0.008128 | -0.004006
1996 | 53.2083 | 0 | 0 | 0 | 0 | 0 | 0 | 0 | 0.016024
1996 | 53.2187 | 0 | 0 | 0 | 0 | 0 | 0 | 0.008128 | -0.008012
1996 | 53.2292 | 0 | 0 | 0 | 0 | 0 | 0 | 0 | 0.012018
1996 | 53.2396 | 0 | 0 | 0 | 0 | 0 | 0 | -0.012192 | -0.012018
1996 | 53.25 | 0 | 0 | 0 | 0 | 0 | 0 | -0.004064 | -0.004006
1996 | 53.2604 | 0 | 0 | 0 | 0 | 0 | 0 | -0.02032 | 0.016024
1996 | 53.2708 | 0 | 0 | 0 | 0 | 0 | 0 | 0.016256 | 0
1996 | 53.2812 | 0 | 0 | 0 | 0 | 0 | 0 | 0.016256 | 0.012018
1996 | 53.2917 | 0 | 0 | 0 | 0 | 0 | 0 | 0.032512 | 0.012018
1996 | 53.3021 | 0 | 0 | 0 | 0 | 0 | 0 | -0.004064 | -0.004006
1996 | 53.3125 | 0 | 0 | 0 | 0 | 0 | 0 | 0.008128 | 0.008012
1996 | 53.3229 | 0 | 0 | 0 | 0 | 0 | 0 | 0.024384 | 0.016024
1996 | 53.3333 | 0 | 0 | 0 | 0 | 0 | 0 | 0 | -0.004006
1996 | 53.3437 | 0 | 0 | 0 | 0 | 0 | 0 | 0.004064 | 0.004006
1996 | 53.3542 | 0 | 0 | 0 | 0 | 0 | 0 | 0.004064 | -0.016024
1996 | 53.3646 | 0 | 0 | 0 | 0 | 0 | 0 | -0.004064 | 0.016024
1996 | 53.375 | 0 | 0.032048 | 0 | 0 | 0 | 0 | 0.02032 | 0.012018
1996 | 53.3854 | 0 | 0.04006 | 0 | 0 | 0 | 0 | -0.004064 | -0.02003
1996 | 53.3958 | 0 | 0.048072 | 0 | 0 | 0 | 0 | -0.02032 | -0.016024
1996 | 53.4062 | 0 | 0.024036 | 0 | 0 | 0 | 0 | 0.004064 | -0.024036
1996 | 53.4167 | 0 | 0 | 0 | 0 | 0 | 0 | 0.004064 | -0.012018
1996 | 53.4271 | 0 | 0 | 0 | 0 | 0 | 0 | 0.004064 | -0.028042
1996 | 53.4375 | 0 | 0.032048 | 0 | 0 | 0 | 0 | 0.089408 | 0.004006
1996 | 53.4479 | 0 | 0 | 0 | 0 | 0 | 0 | 0.048768 | 0.048072
1996 | 53.4583 | 0.04064 | 0 | 0 | 0 | 0 | 0 | 1.4211e-14 | 0.072108
1996 | 53.4687 | 0 | 0 | 0 | 0 | 0.2032 | 0.16825 | -0.004064 | 0.076114
1996 | 53.4792 | 0 | 0 | 0 | 0 | 7.7785 | 7.371 | 0 | 0
1996 | 53.4896 | 0 | 0 | 0 | 0 | 5.4051 | 5.312 | 0.11786 | -0.004006
1996 | 53.5 | 0 | 0 | 0 | 0 | 0 | 0 | 0.21946 | 0.028042
1996 | 53.5104 | 0 | 0 | 0 | 0 | 0 | 0 | 0.23978 | 0.096144
1996 | 53.5208 | 0 | 0 | 0 | 0 | 0 | 0 | 0.2601 | 0.20831
1996 | 53.5312 | 0 | 0 | 0 | 0 | 0 | 0 | -0.024384 | 0.096144
1996 | 53.5417 | 0 | 0 | 0 | 0 | 0 | 0 | 0.13818 | 0.02003
1996 | 53.5521 | 0 | 0 | 0 | 0 | 0 | 0 | 0.29261 | 0.18828
1996 | 53.5625 | 0 | 0 | 0 | 0 | 0 | 0 | 0.10973 | 0.11217
1996 | 53.5729 | 0 | 0 | 0 | 0 | 0 | 0 | -0.028448 | 0.1362
1996 | 53.5833 | 0 | 0 | 0 | 0 | 0 | 0 | 0.29261 | 0.10416
1996 | 53.5937 | 0 | 0 | 0 | 0 | 0 | 0 | 0.18288 | 0.19629
1996 | 53.6042 | 0 | 0 | 0 | 0 | 0 | 0 | 0.089408 | 0.096144
1996 | 53.6146 | 0 | 0 | 0 | 0 | 0 | 0 | 0.25603 | 0.18428
1996 | 53.625 | 0 | 0 | 0 | 0 | 0 | 0 | 0.11786 | 0.1322
1996 | 53.6354 | 0 | 0 | 0 | 0 | 0 | 0 | 0.17069 | 0.11617
1996 | 53.6458 | 0 | 0 | 0 | 0 | 0 | 0 | 0.1585 | 0.084126
1996 | 53.6562 | 0 | 0 | 0 | 0 | 0 | 0 | 0.004064 | 0.096144
1996 | 53.6667 | 0 | 0 | 0 | 0 | 0 | 0 | 0.2032 | 0.092138
1996 | 53.6771 | 0 | 0 | 0 | 0 | 0 | 0 | 0.15037 | 0.072108
1996 | 53.6875 | 0 | 0 | 0 | 0 | 0 | 0 | 0.16662 | 0.06009
1996 | 53.6979 | 0 | 0 | 0 | 0 | 0 | 0 | 0.008128 | 0.12819
1996 | 53.7083 | 0 | 0 | 0 | 0 | 0 | 0 | 0.1463 | 0.10816
1996 | 53.7187 | 0 | 0 | 0 | 0 | 0 | 0 | 0.12192 | 0.16825
1996 | 53.7292 | 0 | 0 | 0 | 0 | 0 | 0 | 0.1016 | 0.11217
1996 | 53.7396 | 0 | 0 | 0 | 0 | 0 | 0 | 0.11786 | 0.11617
1996 | 53.75 | 0 | 0 | 0 | 0 | 0 | 0 | 0.13411 | 0.11617
1996 | 53.7604 | 0 | 0 | 0 | 0 | 0 | 0 | 0.065024 | 0.10416
1996 | 53.7708 | 0 | 0 | 0 | 0 | 0 | 0 | 0.065024 | 0.06009
1996 | 53.7812 | 0 | 0 | 0 | 0 | 0 | 0 | 0.024384 | 0.044066
1996 | 53.7917 | 0 | 0 | 0 | 0 | 0 | 0 | 0.032512 | 0.04006
1996 | 53.8021 | 0 | 0 | 0 | 0 | 0 | 0 | 0.036576 | 0.04006
1996 | 53.8125 | 0 | 0 | 0 | 0 | 0 | 0 | 0.024384 | 0.036054
1996 | 53.8229 | 0 | 0 | 0 | 0 | 0 | 0 | 0.016256 | 0.016024
1996 | 53.8333 | 0 | 0 | 0 | 0 | 0 | 0 | 0.024384 | 0.028042
1996 | 53.8437 | 0 | 0 | 0 | 0 | 0 | 0 | 0.048768 | 0.032048
1996 | 53.8542 | 0 | 0 | 0 | 0 | 0 | 0 | 0.012192 | 0.032048
1996 | 53.8646 | 0 | 0 | 0 | 0 | 0 | 0 | 0.004064 | 0.012018
1996 | 53.875 | 0 | 0 | 0 | 0 | 0 | 0 | 0.036576 | 0.024036
1996 | 53.8854 | 0 | 0 | 0 | 0 | 0 | 0 | 0.008128 | 0.028042
1996 | 53.8958 | 0 | 0 | 0 | 0 | 0 | 0 | 0.008128 | 0.004006
1996 | 53.9062 | 0 | 0 | 0 | 0 | 0 | 0 | 0.012192 | 0.008012
1996 | 53.9167 | 0 | 0 | 0 | 0 | 0 | 0 | 0.004064 | 0.016024
1996 | 53.9271 | 0 | 0 | 0 | 0 | 0 | 0 | 0.02032 | 0.024036
1996 | 53.9375 | 0 | 0 | 0 | 0 | 0 | 0 | 0.008128 | 0.004006
1996 | 53.9479 | 0 | 0 | 0 | 0 | 0 | 0 | 0.004064 | 0.016024
1996 | 53.9583 | 0 | 0 | 0 | 0 | 0 | 0 | 0.016256 | 0.012018
1996 | 53.9687 | 0 | 0 | 0 | 0 | 0 | 0 | -0.008128 | 0.012018
1996 | 53.9792 | 0 | 0 | 0 | 0 | 0 | 0 | 0.024384 | 0.016024
1996 | 53.9896 | 0 | 0 | 0 | 0 | 0 | 0 | 0.016256 | 0.016024
1996 | 54 | 0.024384 | 0 | 0 | 0 | 0 | 0 | 0.004064 | 0.008012
1996 | 54.0104 | 0 | 0 | 0 | 0 | 0 | 0 | 0.012192 | 0.012018
1996 | 54.0208 | 0.048768 | 0.032048 | 0 | 0 | 0 | 0 | 0.004064 | 0.004006
1996 | 54.0312 | 0 | 0 | 0 | 0 | 0 | 0 | 0.077216 | 0.032048
1996 | 54.0417 | 0 | 0 | 0 | 0 | 0 | 0 | -0.032512 | 7.1054e-15
1996 | 54.0521 | 0 | 0 | 0 | 0 | 0 | 0 | 0.008128 | 0.024036
1996 | 54.0625 | 0.032512 | 0 | 0 | 0 | 0 | 0 | 0.024384 | -0.008012
1996 | 54.0729 | 0 | 0 | 0 | 0 | 0 | 0 | 0.056896 | 0
1996 | 54.0833 | 0 | 0 | 0 | 0 | 0 | 0 | 0.008128 | 0.028042
1996 | 54.0937 | 0 | 0 | 0 | 0 | 0 | 0 | 0.008128 | 0.024036
1996 | 54.1042 | 0 | 0 | 0 | 0 | 0 | 0 | 0.044704 | 0.024036
1996 | 54.1146 | 0 | 0 | 0 | 0 | 0 | 0 | 0.056896 | 0.056084
1996 | 54.125 | 0 | 0 | 0 | 0 | 0 | 0 | 0.016256 | 0.012018
1996 | 54.1354 | 0 | 0 | 0 | 0 | 0 | 0 | 0.032512 | 0.044066
1996 | 54.1458 | 0 | 0 | 0 | 0 | 0 | 0 | 0.024384 | 0.016024
1996 | 54.1562 | 0 | 0 | 0 | 0 | 0 | 0 | 0.036576 | 0.036054
1996 | 54.1667 | 0 | 0 | 0 | 0 | 0 | 0 | 0.004064 | 0.008012
1996 | 54.1771 | 0 | 0 | 0 | 0 | 0 | 0 | 0.032512 | 0.012018
1996 | 54.1875 | 0 | 0 | 0 | 0 | 0 | 0 | 0.004064 | 0.016024
1996 | 54.1979 | 0 | 0 | 0 | 0 | 0 | 0 | 0.032512 | -0.012018
1996 | 54.2083 | 0.032512 | 0 | 0 | 0 | 0 | 0 | 0.012192 | 0.008012
1996 | 54.2187 | 0 | 0 | 0 | 0 | 0 | 0 | 0.028448 | 0.028042
1996 | 54.2292 | 0 | 0 | 0 | 0 | 0 | 0 | 0.024384 | 0.036054
1996 | 54.2396 | 0 | 0 | 0 | 0 | 0 | 0 | 0 | 0.008012
1996 | 54.25 | 0 | 0 | 0 | 0 | 0 | 0 | -0.016256 | -0.032048
1996 | 54.2604 | 0 | 0 | 0 | 0 | 0 | 0 | 0.008128 | 0.004006
1996 | 54.2708 | 0 | 0 | 0 | 0 | 0 | 0 | 0.032512 | 0.02003
1996 | 54.2812 | 0 | 0 | 0 | 0 | 0 | 0 | 0.036576 | 0.052078
1996 | 54.2917 | 0 | 0 | 0 | 0 | 0 | 0 | 0.02032 | 0.024036
1996 | 54.3021 | 0 | 0 | 0 | 0 | 0 | 0 | 0.008128 | -0.012018
1996 | 54.3125 | 0 | 0 | 0 | 0 | 0 | 0 | 0.016256 | 0.024036
1996 | 54.3229 | 0 | 0 | 0 | 0 | 0 | 0 | 0 | -0.02003
1996 | 54.3333 | 0.04064 | 0 | 0 | 0 | 0 | 0 | 0.04064 | -0.072108
1996 | 54.3437 | 0 | 0 | 0 | 0 | 0 | 0 | 0.089408 | 0.048072
1996 | 54.3542 | 0 | 0 | 0 | 0 | 0 | 0 | 0.036576 | 0.048072
1996 | 54.3646 | 0 | 0 | 0 | 0 | 0 | 0 | 0.008128 | -0.032048
1996 | 54.375 | 0 | 0 | 0 | 0 | 0 | 0 | 0.02032 | -0.052078
1996 | 54.3854 | 0 | 0 | 0 | 0 | 0 | 0 | 0.024384 | 0.036054
1996 | 54.3958 | 0 | 0 | 0 | 0 | 0 | 0 | 0.024384 | -0.028042
1996 | 54.4062 | 0 | 0 | 0 | 0 | 0 | 0 | 0.073152 | -0.008012
1996 | 54.4167 | 0 | 0 | 0 | 0 | 0 | 0 | 0.032512 | -7.1054e-15
1996 | 54.4271 | 0 | 0 | 0 | 0 | 0 | 0 | 0.052832 | 0.084126
1996 | 54.4375 | 0 | 0 | 0 | 0 | 0 | 0 | 0.056896 | 7.1054e-15
1996 | 54.4479 | 0 | 0 | 0 | 0 | 0 | 0 | 0.056896 | 0.10816
1996 | 54.4583 | 0 | 0 | 0 | 0 | 0 | 0 | 0.056896 | 0.04006
1996 | 54.4687 | 0 | 0 | 0 | 0 | 0 | 0 | 0.028448 | 0.04006
1996 | 54.4792 | 0 | 0 | 0 | 0 | 0 | 0 | 0.048768 | 0.024036
1996 | 54.4896 | 0 | 0 | 0 | 0 | 0 | 0 | 0.073152 | 0.076114
1996 | 54.5 | 0 | 0 | 0 | 0 | 0 | 0 | 0.052832 | 0.048072
1996 | 54.5104 | 0 | 0 | 0 | 0 | 0 | 0 | 0.089408 | 0.084126
1996 | 54.5208 | 0 | 0 | 0 | 0 | 0 | 0 | 0.06096 | 0.08012
1996 | 54.5312 | 0 | 0 | 0 | 0 | 0 | 0 | 0.08128 | 0.048072
1996 | 54.5417 | 0 | 0 | 0 | 0 | 0 | 0 | 0.089408 | 0.092138
1996 | 54.5521 | 0 | 0 | 0 | 0 | 0 | 0 | 0.048768 | 0.028042
1996 | 54.5625 | 0 | 0 | 0 | 0 | 0 | 0 | 0.1016 | 0.10416
1996 | 54.5729 | 0 | 0 | 0 | 0 | 0 | 0 | 0.10566 | 0.10015
1996 | 54.5833 | 0 | 0 | 0 | 0 | 0 | 0 | 0.06096 | 0.048072
1996 | 54.5937 | 0 | 0 | 0 | 0 | 0 | 0 | 0.065024 | 0.064096
1996 | 54.6042 | 0 | 0 | 0 | 0 | 0 | 0 | 0.085344 | 0.10416
1996 | 54.6146 | 0 | 0 | 0 | 0 | 0 | 0 | 0.073152 | 0.032048
1996 | 54.625 | 0 | 0 | 0 | 0 | 0 | 0 | 0.085344 | 0.10816
1996 | 54.6354 | 0 | 0 | 0 | 0 | 0 | 0 | 0.065024 | 0.036054
1996 | 54.6458 | 0 | 0 | 0 | 0 | 0 | 0 | 0.056896 | 0.068102
1996 | 54.6562 | 0 | 0 | 0 | 0 | 0 | 0 | 0.069088 | 0.044066
1996 | 54.6667 | 0 | 0 | 0 | 0 | 0 | 0 | 0.08128 | 0.08012
1996 | 54.6771 | 0 | 0 | 0 | 0 | 0 | 0 | 0.036576 | 0.084126
1996 | 54.6875 | 0 | 0 | 0 | 0 | 0 | 0 | 0.02032 | 0.064096
1996 | 54.6979 | 0 | 0 | 0 | 0 | 0 | 0 | 0.048768 | 0.044066
1996 | 54.7083 | 0 | 0 | 0 | 0 | 0 | 0 | 0.044704 | 0.028042
1996 | 54.7187 | 0 | 0 | 0 | 0 | 0 | 0 | 0.032512 | 0.048072
1996 | 54.7292 | 0 | 0 | 0 | 0 | 0 | 0 | 0.016256 | 0.032048
1996 | 54.7396 | 0 | 0 | 0 | 0 | 0 | 0 | 0.016256 | 0.02003
1996 | 54.75 | 0 | 0 | 0 | 0 | 0 | 0 | 0.02032 | 0.04006
1996 | 54.7604 | 0 | 0 | 0 | 0 | 0 | 0 | 0.02032 | 0.024036
1996 | 54.7708 | 0 | 0 | 0 | 0 | 0 | 0 | 0.008128 | 0.024036
1996 | 54.7812 | 0 | 0 | 0 | 0 | 0 | 0 | 0.004064 | 0.02003
1996 | 54.7917 | 0 | 0 | 0 | 0 | 0 | 0 | 0.02032 | 0.016024
1996 | 54.8021 | 0 | 0 | 0 | 0 | 0 | 0 | 0 | 0.024036
1996 | 54.8125 | 0 | 0 | 0 | 0 | 0 | 0 | 0 | 0.004006
1996 | 54.8229 | 0 | 0 | 0 | 0 | 0 | 0 | -0.004064 | 0.016024
1996 | 54.8333 | 0 | 0 | 0 | 0 | 0 | 0 | 0.016256 | 0
1996 | 54.8437 | 0 | 0 | 0 | 0 | 0 | 0 | 0.016256 | 0.016024
1996 | 54.8542 | 0 | 0 | 0 | 0 | 0 | 0 | -0.004064 | 0.004006
1996 | 54.8646 | 0 | 0 | 0 | 0 | 0 | 0 | 0.008128 | 0.02003
1996 | 54.875 | 0 | 0 | 0 | 0 | 0 | 0 | -0.004064 | 0
1996 | 54.8854 | 0 | 0 | 0 | 0 | 0 | 0 | 0.012192 | 0.004006
1996 | 54.8958 | 0 | 0 | 0 | 0 | 0 | 0 | 0.008128 | 0.012018
1996 | 54.9062 | 0 | 0 | 0 | 0 | 0 | 0 | 0.004064 | 0.008012
1996 | 54.9167 | 0 | 0 | 0 | 0 | 0 | 0 | 0.008128 | -0.004006
1996 | 54.9271 | 0 | 0 | 0 | 0 | 0 | 0 | 0.012192 | 0.02003
1996 | 54.9375 | 0 | 0 | 0 | 0 | 0 | 0 | -0.012192 | -0.004006
1996 | 54.9479 | 0 | 0 | 0 | 0 | 0 | 0 | 0.016256 | 0.016024
1996 | 54.9583 | 0 | 0 | 0 | 0 | 0 | 0 | 0 | 0.004006
1996 | 54.9687 | 0 | 0 | 0 | 0 | 0 | 0 | 0 | 0.008012
1996 | 54.9792 | 0 | 0 | 0 | 0 | 0 | 0 | 0.012192 | 0.008012
1996 | 54.9896 | 0 | 0 | 0 | 0 | 0 | 0 | 0.004064 | 0.012018
1996 | 55 | 0 | 0 | 0 | 0 | 0 | 0 | 0.012192 | 0.008012
1996 | 55.0104 | 0 | 0 | 0 | 0 | 0 | 0 | -0.012192 | 0.004006
1996 | 55.0208 | 0 | 0 | 0 | 0 | 0 | 0 | 0.004064 | 0.012018
1996 | 55.0312 | 0 | 0 | 0 | 0 | 0 | 0 | 0.016256 | 0.004006
1996 | 55.0417 | 0 | 0 | 0 | 0 | 0 | 0 | 0.004064 | 0.016024
1996 | 55.0521 | 0 | 0 | 0 | 0 | 0 | 0 | -0.004064 | 0
1996 | 55.0625 | 0 | 0 | 0 | 0 | 0 | 0 | 0 | 0.008012
1996 | 55.0729 | 0 | 0 | 0 | 0 | 0 | 0 | 0.028448 | 0.012018
1996 | 55.0833 | 0 | 0 | 0 | 0 | 0 | 0 | 0.008128 | 0.008012
1996 | 55.0937 | 0 | 0 | 0 | 0 | 0 | 0 | 0.012192 | 0.004006
1996 | 55.1042 | 0 | 0 | 0 | 0 | 0 | 0 | 0.004064 | 0.008012
1996 | 55.1146 | 0 | 0 | 0 | 0 | 0 | 0 | -0.012192 | 0.02003
1996 | 55.125 | 0 | 0 | 0 | 0 | 0 | 0 | -0.004064 | 0.004006
1996 | 55.1354 | 0.024384 | 0 | 0 | 0 | 0 | 0 | 0 | 0.012018
1996 | 55.1458 | 0 | 0 | 0 | 0 | 0 | 0 | -0.004064 | 0.016024
1996 | 55.1562 | 0 | 0 | 0 | 0 | 0 | 0 | -0.008128 | 0.008012
1996 | 55.1667 | 0 | 0 | 0 | 0 | 0 | 0 | 0.032512 | 0.012018
1996 | 55.1771 | 0 | 0 | 0 | 0 | 0 | 0 | 0.02032 | 0.004006
1996 | 55.1875 | 0 | 0 | 0 | 0 | 0 | 0 | -0.008128 | 0.02003
1996 | 55.1979 | 0 | 0 | 0 | 0 | 0 | 0 | 0.016256 | 0.008012
1996 | 55.2083 | 0 | 0 | 0 | 0 | 0 | 0 | -0.012192 | 0.016024
1996 | 55.2187 | 0 | 0 | 0 | 0 | 0 | 0 | 0.024384 | 0.004006
1996 | 55.2292 | 0 | 0 | 0 | 0 | 0 | 0 | 0.048768 | 0.02003
1996 | 55.2396 | 0 | 0 | 0 | 0 | 0 | 0 | 0.028448 | 0.016024
1996 | 55.25 | 0 | 0 | 0 | 0 | 0 | 0 | 0 | 0.012018
1996 | 55.2604 | 0 | 0 | 0 | 0 | 0 | 0 | -0.008128 | 0.004006
1996 | 55.2708 | 0 | 0 | 0 | 0 | 0 | 0 | 0.012192 | 0.016024
1996 | 55.2812 | 0 | 0 | 0 | 0 | 0 | 0 | -0.024384 | 0.008012
1996 | 55.2917 | 0 | 0 | 0 | 0 | 0 | 0 | -0.044704 | 0.008012
1996 | 55.3021 | 0 | 0 | 0 | 0 | 0 | 0 | 0.06096 | 0.012018
1996 | 55.3125 | 0 | 0 | 0 | 0 | 0 | 0 | 0.044704 | 0.008012
1996 | 55.3229 | 0 | 0 | 0 | 0 | 0 | 0 | 0.008128 | 0.02003
1996 | 55.3333 | 0 | 0 | 0 | 0 | 0 | 0 | -0.012192 | 0.02003
1996 | 55.3437 | 0 | 0 | 0 | 0 | 0 | 0 | 0.004064 | -0.02003
1996 | 55.3542 | 0 | 0 | 0 | 0 | 0 | 0 | 0.048768 | 0.028042
1996 | 55.3646 | 0 | 0 | 0 | 0 | 0 | 0 | 0.069088 | 0.012018
1996 | 55.375 | 0.056896 | 0 | 0 | 0 | 0 | 0 | 0.029464 | 0.008012
1996 | 55.3854 | 0 | 0 | 0 | 0 | 0 | 0 | 0.035357 | 0.024036
1996 | 55.3958 | 0 | 0 | 0 | 0 | 0 | 0 | 0.037592 | 0.036054
1996 | 55.4062 | 0 | 0 | 0 | 0 | 0 | 0 | 0.056896 | 0.016024
1996 | 55.4167 | 0 | 0 | 0 | 0 | 0 | 0 | 0.012192 | 0.004006
1996 | 55.4271 | 0 | 0 | 0 | 0 | 0 | 0 | -0.008128 | 0.012018
1996 | 55.4375 | 0 | 0 | 0 | 0 | 0 | 0 | -0.02032 | -0.02003
1996 | 55.4479 | 0 | 0 | 0 | 0 | 0 | 0 | -0.065024 | -0.02003
1996 | 55.4583 | 0 | 0 | 0 | 0 | 0 | 0 | 0.012192 | 0.056084
1996 | 55.4687 | 0.024384 | 0 | 0 | 0 | 0 | 0 | 0.028448 | -0.02003
1996 | 55.4792 | 0 | 0 | 0 | 0 | 0 | 0 | 0.069088 | 0.064096
1996 | 55.4896 | 0 | 0 | 0 | 0 | 0 | 0 | 0.056896 | 0.016024
1996 | 55.5 | 0 | 0 | 0 | 0 | 0 | 0 | 0.1016 | 0.02003
1996 | 55.5104 | 0 | 0 | 0 | 0 | 0 | 0 | -0.024384 | 0.10015
1996 | 55.5208 | 0 | 0 | 0 | 0 | 0 | 0 | 0.17475 | 0.036054
1996 | 55.5312 | 0 | 0 | 0 | 0 | 0 | 0 | 0.052832 | 0.02003
1996 | 55.5417 | 0 | 0 | 0 | 0 | 0 | 0 | 0.016256 | 0.044066
1996 | 55.5521 | 0 | 0 | 0 | 0 | 0 | 0 | 0.08128 | 0.032048
1996 | 55.5625 | 0 | 0 | 0 | 0 | 0 | 0 | 0.052832 | 0.048072
1996 | 55.5729 | 0 | 0 | 0 | 0 | 0 | 0 | 0.16662 | 0.032048
1996 | 55.5833 | 0 | 0 | 0 | 0 | 0 | 0 | 0.036576 | 0.064096
1996 | 55.5937 | 0 | 0 | 0 | 0 | 0 | 0 | 0.089408 | 0.076114
1996 | 55.6042 | 0 | 0 | 0 | 0 | 0 | 0 | 0.032512 | 0.056084
1996 | 55.6146 | 0 | 0 | 0 | 0 | 0 | 0 | 0.052832 | 0.044066
1996 | 55.625 | 0 | 0 | 0 | 0 | 0 | 0 | 0.048768 | 0.04006
1996 | 55.6354 | 0 | 0 | 0 | 0 | 0 | 0 | 0.004064 | 0.052078
1996 | 55.6458 | 0 | 0 | 0 | 0 | 0 | 0 | 0.1463 | 0.056084
1996 | 55.6562 | 0 | 0 | 0 | 0 | 0 | 0 | 0.056896 | 0.096144
1996 | 55.6667 | 0 | 0 | 0 | 0 | 0 | 0 | 0.12192 | 0.004006
1996 | 55.6771 | 0 | 0 | 0 | 0 | 0 | 0 | -0.10973 | 0.088132
1996 | 55.6875 | 0 | 0 | 0 | 0 | 0 | 0 | 0.16662 | 0.056084
1996 | 55.6979 | 0 | 0 | 0 | 0 | 0 | 0 | 0.06096 | 0.08012
1996 | 55.7083 | 0 | 0 | 0 | 0 | 0 | 0 | 0.093472 | 0.036054
1996 | 55.7187 | 0 | 0 | 0 | 0 | 0 | 0 | 0.15037 | 0.044066
1996 | 55.7292 | 0 | 0 | 0 | 0 | 0 | 0 | 0.097536 | 0.10816
1996 | 55.7396 | 0 | 0 | 0 | 0 | 0 | 0 | -0.10566 | 0.04006
1996 | 55.75 | 0 | 0 | 0 | 0 | 0 | 0 | 0.1016 | 0.084126
1996 | 55.7604 | 0 | 0 | 0 | 0 | 0 | 0 | 0.16662 | 0.068102
1996 | 55.7708 | 0 | 0 | 0 | 0 | 0 | 0 | 0.065024 | 0.04006
1996 | 55.7812 | 0 | 0 | 0 | 0 | 0 | 0 | 0.044704 | 0.04006
1996 | 55.7917 | 0 | 0 | 0 | 0 | 0 | 0 | 0 | 0.036054
1996 | 55.8021 | 0 | 0 | 0 | 0 | 0 | 0 | 0.052832 | 0.024036
1996 | 55.8125 | 0.04064 | 0 | 0 | 0 | 0 | 0 | 0 | 0.028042
1996 | 55.8229 | 0 | 0 | 0 | 0 | 0 | 0 | 0.032512 | 0.008012
1996 | 55.8333 | 0 | 0 | 0 | 0 | 0 | 0 | 0.085344 | 0.008012
1996 | 55.8437 | 0 | 0 | 0 | 0 | 0 | 0 | 0.032512 | 0.032048
1996 | 55.8542 | 0 | 0 | 0 | 0 | 0 | 0 | 0.04064 | 0.016024
1996 | 55.8646 | 0 | 0 | 0 | 0 | 0 | 0 | 0.024384 | 0.024036
1996 | 55.875 | 0 | 0 | 0 | 0 | 0 | 0 | 0 | 0.004006
1996 | 55.8854 | 0 | 0 | 0 | 0 | 0 | 0 | 0.004064 | 0.016024
1996 | 55.8958 | 0 | 0 | 0 | 0 | 0 | 0 | -0.012192 | 0.02003
1996 | 55.9062 | 0 | 0 | 0 | 0 | 0 | 0 | 0.008128 | -0.004006
1996 | 55.9167 | 0 | 0 | 0 | 0 | 0 | 0 | 0.012192 | 0.028042
1996 | 55.9271 | 0 | 0 | 0 | 0 | 0 | 0 | 0.008128 | 0.004006
1996 | 55.9375 | 0 | 0 | 0 | 0 | 0 | 0 | 0.024384 | 0.02003
1996 | 55.9479 | 0 | 0 | 0 | 0 | 0 | 0 | 0.032512 | 0.012018
1996 | 55.9583 | 0 | 0 | 0 | 0 | 0 | 0 | 0.016256 | 0.012018
1996 | 55.9687 | 0 | 0 | 0 | 0 | 0 | 0 | 0.016256 | 0.016024
1996 | 55.9792 | 0 | 0 | 0 | 0 | 0 | 0 | -0.004064 | 0.008012
1996 | 55.9896 | 0 | 0 | 0 | 0 | 0 | 0 | -0.008128 | 7.1054e-15
1996 | 56 | 0.024384 | 0 | 0 | 0 | 0 | 0 | 0 | 0.016024
1996 | 56.0104 | 0 | 0 | 0 | 0 | 0 | 0 | 0.008128 | 0.012018
1996 | 56.0208 | 0 | 0 | 0 | 0 | 0 | 0 | -0.012192 | 0.012018
1996 | 56.0312 | 0 | 0 | 0 | 0 | 0 | 0 | -0.012192 | 0.008012
1996 | 56.0417 | 0 | 0 | 0 | 0 | 0 | 0 | 0.024384 | 0.012018
1996 | 56.0521 | 0 | 0 | 0 | 0 | 0 | 0 | 0.012192 | 0.016024
1996 | 56.0625 | 0 | 0 | 0 | 0 | 0 | 0 | 0.032512 | -0.004006
1996 | 56.0729 | 0.024384 | 0 | 0 | 0 | 0 | 0 | -0.032512 | 0.004006
1996 | 56.0833 | 0 | 0 | 0 | 0 | 0 | 0 | 0.032512 | 0.02003
1996 | 56.0937 | 0 | 0 | 0 | 0 | 0 | 0 | 0.016256 | 0.02003
1996 | 56.1042 | 0 | 0 | 0 | 0 | 0 | 0 | 0.048768 | 0.016024
1996 | 56.1146 | 0 | 0 | 0 | 0 | 0 | 0 | 0.008128 | 0.004006
1996 | 56.125 | 0 | 0 | 0 | 0 | 0 | 0 | 0.028448 | 0.02003
1996 | 56.1354 | 0 | 0 | 0 | 0 | 0 | 0 | -0.012192 | 0.008012
1996 | 56.1458 | 0.024384 | 0 | 0 | 0 | 0 | 0 | 0.012192 | 0.016024
1996 | 56.1562 | 0 | 0 | 0 | 0 | 0 | 0 | 0.024384 | 0.032048
1996 | 56.1667 | 0 | 0 | 0 | 0 | 0 | 0 | 0.028448 | 0.004006
1996 | 56.1771 | 0 | 0 | 0 | 0 | 0 | 0 | 0.008128 | 0.008012
1996 | 56.1875 | 0 | 0 | 0 | 0 | 0 | 0 | 0.06096 | 0.016024
1996 | 56.1979 | 0 | 0 | 0 | 0 | 0 | 0 | -0.004064 | 0.02003
1996 | 56.2083 | 0 | 0 | 0 | 0 | 0 | 0 | 0.028448 | 0.012018
1996 | 56.2187 | 0 | 0 | 0 | 0 | 0 | 0 | -0.004064 | 0.008012
1996 | 56.2292 | 0 | 0 | 0 | 0 | 0 | 0 | 0.04064 | 0.024036
1996 | 56.2396 | 0 | 0 | 0 | 0 | 0 | 0 | 0.028448 | 0.02003
1996 | 56.25 | 0 | 0 | 0 | 0 | 0 | 0 | 0.004064 | -0.004006
1996 | 56.2604 | 0 | 0 | 0 | 0 | 0 | 0 | -0.02032 | 0.004006
1996 | 56.2708 | 0 | 0 | 0 | 0 | 0 | 0 | 0.024384 | 0.008012
1996 | 56.2812 | 0 | 0 | 0 | 0 | 0 | 0 | 0.024384 | 0.012018
1996 | 56.2917 | 0 | 0 | 0 | 0 | 0 | 0 | 0.016256 | 7.1054e-15
1996 | 56.3021 | 0 | 0 | 0 | 0 | 0 | 0 | 0.024384 | 0.012018
1996 | 56.3125 | 0 | 0 | 0 | 0 | 0 | 0 | 0.004064 | 0
1996 | 56.3229 | 0 | 0 | 0 | 0 | 0 | 0 | -0.008128 | -0.004006
1996 | 56.3333 | 0 | 0 | 0 | 0 | 0 | 0 | 0.012192 | 0.016024
1996 | 56.3437 | 0 | 0 | 0 | 0 | 0 | 0 | 0 | 0
1996 | 56.3542 | 0 | 0 | 0 | 0 | 0 | 0 | 0.016256 | 0.008012
1996 | 56.3646 | 0 | 0 | 0 | 0 | 0 | 0 | 0.004064 | -0.008012
1996 | 56.375 | 0 | 0 | 0 | 0 | 0 | 0 | 0.008128 | 0.008012
1996 | 56.3854 | 0 | 0 | 0 | 0 | 0 | 0 | -0.004064 | -0.008012
1996 | 56.3958 | 0 | 0 | 0 | 0 | 0 | 0 | 0.028448 | 0.012018
1996 | 56.4062 | 0 | 0 | 0 | 0 | 0 | 0 | 0.012192 | 0.008012
1996 | 56.4167 | 0 | 0 | 0 | 0 | 0 | 0 | 0.016256 | -0.004006
1996 | 56.4271 | 0 | 0 | 0 | 0 | 0 | 0 | 0.012192 | 0.024036
1996 | 56.4375 | 0 | 0 | 0 | 0 | 0 | 0 | 0.008128 | 0.008012
1996 | 56.4479 | 0 | 0 | 0 | 0 | 0 | 0 | 0.02032 | 0.02003
1996 | 56.4583 | 0 | 0 | 0 | 0 | 0 | 0 | 0.024384 | 0.02003
1996 | 56.4687 | 0 | 0 | 0 | 0 | 0 | 0 | 0.032512 | 0.02003
1996 | 56.4792 | 0 | 0 | 0 | 0 | 0 | 0 | 0.008128 | 0.004006
1996 | 56.4896 | 0 | 0 | 0 | 0 | 0 | 0 | -0.004064 | 0.028042
1996 | 56.5 | 0 | 0 | 0 | 0 | 0 | 0 | 0 | 0.024036
1996 | 56.5104 | 0 | 0 | 0 | 0 | 0 | 0 | 0.065024 | 0.016024
1996 | 56.5208 | 0 | 0 | 0 | 0 | 0 | 0 | 0.077216 | 0.008012
1996 | 56.5312 | 0.032512 | 0 | 0 | 0 | 0 | 0 | -0.012192 | 0.024036
1996 | 56.5417 | 0 | 0 | 0 | 0 | 0 | 0 | 0.024384 | 0.04006
1996 | 56.5521 | 0 | 0 | 0 | 0 | 0 | 0 | 0.04064 | 0.032048
1996 | 56.5625 | 0 | 0 | 0 | 0 | 0 | 0 | 0.048768 | 0.004006
1996 | 56.5729 | 0 | 0 | 0 | 0 | 0 | 0 | 0.052832 | 0.036054
1996 | 56.5833 | 0 | 0 | 0 | 0 | 0 | 0 | 0.036576 | 0.032048
1996 | 56.5937 | 0 | 0 | 0 | 0 | 0 | 0 | 0.065024 | 0.036054
1996 | 56.6042 | 0 | 0 | 0 | 0 | 0 | 0 | -0.012192 | 0.032048
1996 | 56.6146 | 0 | 0 | 0 | 0 | 0 | 0 | 0.052832 | 0.024036
1996 | 56.625 | 0 | 0 | 0 | 0 | 0 | 0 | 0.04064 | 0.028042
1996 | 56.6354 | 0.024384 | 0 | 0 | 0 | 0 | 0 | -0.012192 | 0.016024
1996 | 56.6458 | 0 | 0 | 0 | 0 | 0 | 0 | 0.093472 | 0.044066
1996 | 56.6562 | 0 | 0 | 0 | 0 | 0 | 0 | 0.048768 | 0.024036
1996 | 56.6667 | 0 | 0 | 0 | 0 | 0 | 0 | 0 | 0.032048
1996 | 56.6771 | 0 | 0 | 0 | 0 | 0 | 0 | 0.02032 | 0.04006
1996 | 56.6875 | 0 | 0 | 0 | 0 | 0 | 0 | 0.048768 | 0.036054
1996 | 56.6979 | 0 | 0 | 0 | 0 | 0 | 0 | 0.073152 | 0.036054
1996 | 56.7083 | 0 | 0 | 0 | 0 | 0 | 0 | 0.08128 | 0.028042
1996 | 56.7187 | 0 | 0 | 0 | 0 | 0 | 0 | 0.028448 | 0.024036
1996 | 56.7292 | 0 | 0 | 0 | 0 | 0 | 0 | 0.02032 | 0.032048
1996 | 56.7396 | 0 | 0 | 0 | 0 | 0 | 0 | -0.052832 | -0.036054
1996 | 56.75 | 0 | 0 | 0 | 0 | 0 | 0 | 0.097536 | 0.076114
1996 | 56.7604 | 0 | 0 | 0 | 0 | 0 | 0 | 0.032512 | 0.032048
1996 | 56.7708 | 0 | 0 | 0 | 0 | 0 | 0 | 0.012192 | 0.036054
1996 | 56.7812 | 0 | 0 | 0 | 0 | 0 | 0 | 0 | 0.008012
1996 | 56.7917 | 0 | 0 | 0 | 0 | 0 | 0 | -0.008128 | 0.028042
1996 | 56.8021 | 0 | 0 | 0 | 0 | 0 | 0 | 0.008128 | 0.028042
1996 | 56.8125 | 0 | 0 | 0 | 0 | 0 | 0 | 0.069088 | 0.036054
1996 | 56.8229 | 0 | 0 | 0 | 0 | 0 | 0 | 0.016256 | 0.012018
1996 | 56.8333 | 0 | 0 | 0 | 0 | 0 | 0 | 0.012192 | 0.016024
1996 | 56.8437 | 0 | 0 | 0 | 0 | 0 | 0 | 0.02032 | 0.028042
1996 | 56.8542 | 0 | 0 | 0 | 0 | 0 | 0 | 0.048768 | 0.012018
1996 | 56.8646 | 0 | 0 | 0 | 0 | 0 | 0 | 0 | 0
1996 | 56.875 | 0 | 0 | 0 | 0 | 0 | 0 | 0.028448 | 0.02003
1996 | 56.8854 | 0 | 0 | 0 | 0 | 0 | 0 | 0.012192 | 0.016024
1996 | 56.8958 | 0 | 0 | 0 | 0 | 0 | 0 | -0.012192 | 0.012018
1996 | 56.9062 | 0 | 0 | 0 | 0 | 0 | 0 | 0.065024 | 0.028042
1996 | 56.9167 | 0 | 0 | 0 | 0 | 0 | 0 | 0.02032 | 0.016024
1996 | 56.9271 | 0 | 0 | 0 | 0 | 0 | 0 | 0.016256 | 0.004006
1996 | 56.9375 | 0 | 0 | 0 | 0 | 0 | 0 | -0.016256 | 0.008012
1996 | 56.9479 | 0 | 0 | 0 | 0 | 0 | 0 | 0.012192 | 0.008012
1996 | 56.9583 | 0 | 0 | 0 | 0 | 0 | 0 | -0.028448 | 0.012018
1996 | 56.9687 | 0 | 0 | 0 | 0 | 0 | 0 | 0 | -0.008012
1996 | 56.9792 | 0.032512 | 0 | 0 | 0 | 0 | 0 | 0.012192 | 0.012018
1996 | 56.9896 | 0 | 0 | 0 | 0 | 0 | 0 | 0.024384 | 0.028042
1996 | 57 | 0 | 0 | 0 | 0 | 0 | 0 | 0.04064 | 0.012018
1996 | 57.0104 | 0 | 0 | 0 | 0 | 0 | 0 | 0.02032 | 0.016024
1996 | 57.0208 | 0 | 0 | 0 | 0 | 0 | 0 | 0.028448 | 0.008012
1996 | 57.0312 | 0.024384 | 0 | 0 | 0 | 0 | 0 | 0.02032 | 0.008012
1996 | 57.0417 | 0.032512 | 0 | 0 | 0 | 0 | 0 | -0.004064 | 0
1996 | 57.0521 | 0.024384 | 0 | 0 | 0 | 0 | 0 | 0.012192 | -0.008012
1996 | 57.0625 | 0 | 0 | 0 | 0 | 0 | 0 | 0.036576 | 0.016024
1996 | 57.0729 | 0 | 0 | 0 | 0 | 0 | 0 | -0.004064 | 0.012018
1996 | 57.0833 | 0 | 0 | 0 | 0 | 0 | 0 | 0.02032 | 0.02003
1996 | 57.0937 | 0 | 0 | 0 | 0 | 0 | 0 | -0.028448 | -0.008012
1996 | 57.1042 | 0 | 0 | 0 | 0 | 0 | 0 | 0.02032 | 0.012018
1996 | 57.1146 | 0 | 0 | 0 | 0 | 0 | 0 | 0.008128 | -0.004006
1996 | 57.125 | 0 | 0 | 0 | 0 | 0 | 0 | 0.044704 | 0.028042
1996 | 57.1354 | 0 | 0 | 0 | 0 | 0 | 0 | 0.012192 | 0.016024
1996 | 57.1458 | 0 | 0 | 0 | 0 | 0 | 0 | 0.024384 | 0.02003
1996 | 57.1562 | 0.056896 | 0 | 0 | 0 | 0 | 0 | -0.024384 | -0.008012
1996 | 57.1667 | 0 | 0 | 0 | 0 | 0 | 0 | -0.024384 | -0.012018
1996 | 57.1771 | 0 | 0 | 0 | 0 | 0 | 0 | 0.073152 | 0.004006
1996 | 57.1875 | 0 | 0 | 0 | 0 | 0 | 0 | 0.004064 | 0.02003
1996 | 57.1979 | 0 | 0 | 0 | 0 | 0 | 0 | 0.004064 | 0.012018
1996 | 57.2083 | 0 | 0 | 0 | 0 | 0 | 0 | 0.048768 | 0.012018
1996 | 57.2187 | 0 | 0 | 0 | 0 | 0 | 0 | 0.036576 | 0.016024
1996 | 57.2292 | 0 | 0 | 0 | 0 | 0 | 0 | 0.04064 | 0.016024
1996 | 57.2396 | 0 | 0 | 0 | 0 | 0 | 0 | -0.008128 | 0.012018
1996 | 57.25 | 0 | 0 | 0 | 0 | 0 | 0 | 0.012192 | 0
1996 | 57.2604 | 0 | 0 | 0 | 0 | 0 | 0 | -0.02032 | 0.016024
1996 | 57.2708 | 0 | 0 | 0 | 0 | 0 | 0 | 0.016256 | -1.4211e-14
1996 | 57.2812 | 0 | 0 | 0 | 0 | 0 | 0 | 0.004064 | 0.008012
1996 | 57.2917 | 0 | 0 | 0 | 0 | 0 | 0 | 0.004064 | 0
1996 | 57.3021 | 0 | 0 | 0 | 0 | 0 | 0 | 0.012192 | -1.4211e-14
1996 | 57.3125 | 0 | 0 | 0 | 0 | 0 | 0 | -0.004064 | 0.004006
1996 | 57.3229 | 0 | 0 | 0 | 0 | 0 | 0 | -0.008128 | 0
1996 | 57.3333 | 0 | 0 | 0 | 0 | 0 | 0 | 0.004064 | 0
1996 | 57.3437 | 0 | 0 | 0 | 0 | 0 | 0 | -0.004064 | 0.004006
1996 | 57.3542 | 0 | 0 | 0 | 0 | 0 | 0 | -0.004064 | 0.004006
1996 | 57.3646 | 0.024384 | 0 | 0 | 0 | 0 | 0 | -0.008128 | 0
1996 | 57.375 | 0 | 0 | 0.089408 | 0.016024 | 0 | 0 | 0.004064 | 0.012018
1996 | 57.3854 | 0 | 0 | 0.82906 | 0.11217 | 0 | 0 | 0.028448 | -0.11217
1996 | 57.3958 | 0 | 0 | 0 | 0 | 0 | 0 | 0.57302 | 0.088132
1996 | 57.4062 | 0 | 0 | 0 | 0 | 0 | 0 | 0.097536 | 0.032048
1996 | 57.4167 | 0 | 0 | 0 | 0 | 0 | 0 | 0.11379 | 0.036054
1996 | 57.4271 | 0.04064 | 0 | 0 | 0 | 0 | 0 | -0.04064 | 0.028042
1996 | 57.4375 | 0 | 0 | 0 | 0 | 0 | 0 | 0.04064 | -0.028042
1996 | 57.4479 | 0 | 0 | 0 | 0 | 1.9507 | 1.8748 | 0.008128 | 0.02003
1996 | 57.4583 | 0 | 0 | 0 | 0 | 11.1841 | 9.9749 | 0 | 0
1996 | 57.4687 | 0 | 0 | 0 | 0 | 1.5037 | 0.95343 | -0.02032 | 0.044066
1996 | 57.4792 | 0 | 0 | 0 | 0 | 0 | 0 | 0.036576 | 0.11217
1996 | 57.4896 | 0 | 0 | 0 | 0 | 0 | 0 | 0.10566 | 0.22033
1996 | 57.5 | 0 | 0 | 0 | 0 | 0 | 0 | 0.33731 | 0.18828
1996 | 57.5104 | 0 | 0 | 0 | 0 | 0 | 0 | -0.069088 | -0.056084
1996 | 57.5208 | 0 | 0 | 0 | 0 | 0 | 0 | 0.17882 | 0.10015
1996 | 57.5312 | 0 | 0 | 0 | 0 | 0 | 0 | -0.012192 | 0.12018
1996 | 57.5417 | 0 | 0 | 0 | 0 | 0 | 0 | 0.24384 | -0.004006
1996 | 57.5521 | 0 | 0 | 0 | 0 | 0 | 0 | -0.29667 | 0.072108
1996 | 57.5625 | 0 | 0 | 0 | 0 | 0 | 0 | 0.47142 | 0.18027
1996 | 57.5729 | 0 | 0 | 0 | 0 | 0 | 0 | -0.052832 | 0.096144
1996 | 57.5833 | 0 | 0 | 0 | 0 | 0 | 0 | 0.19101 | 0.11217
1996 | 57.5937 | 0 | 0 | 0 | 0 | 0 | 0 | 0.29261 | 0.14422
1996 | 57.6042 | 0 | 0 | 0 | 0 | 0 | 0 | 0.22352 | -0.008012
1996 | 57.6146 | 0 | 0 | 0 | 0 | 0 | 0 | 0.036576 | 0.072108
1996 | 57.625 | 0 | 0 | 0 | 0 | 0 | 0 | 0.028448 | 0.24036
1996 | 57.6354 | 0 | 0 | 0 | 0 | 0 | 0 | 0.06096 | 0.02003
1996 | 57.6458 | 0 | 0 | 0 | 0 | 0 | 0 | 0.15443 | 0.11217
1996 | 57.6562 | 0 | 0 | 0 | 0 | 0 | 0 | 0.22758 | 0.12819
1996 | 57.6667 | 0 | 0 | 0 | 0 | 0 | 0 | 0.044704 | 0.048072
1996 | 57.6771 | 0 | 0 | 0 | 0 | 0 | 0 | 0.38608 | 0.17626
1996 | 57.6875 | 0 | 0 | 0 | 0 | 0 | 0 | 0.11786 | 0.096144
1996 | 57.6979 | 0 | 0 | 0 | 0 | 0 | 0 | 0.08128 | 0.10816
1996 | 57.7083 | 0 | 0 | 0 | 0 | 0 | 0 | 0.12192 | 0.088132
1996 | 57.7187 | 0 | 0 | 0 | 0 | 0 | 0 | 0.024384 | 0.084126
1996 | 57.7292 | 0 | 0 | 0 | 0 | 0 | 0 | 0.077216 | 0.044066
1996 | 57.7396 | 0 | 0 | 0 | 0 | 0 | 0 | 0.16662 | 0.11617
1996 | 57.75 | 0 | 0 | 0 | 0 | 0 | 0 | 0.11379 | 0.068102
1996 | 57.7604 | 0 | 0 | 0 | 0 | 0 | 0 | 0.08128 | 0.10015
1996 | 57.7708 | 0 | 0 | 0 | 0 | 0 | 0 | -0.04064 | 0.012018
1996 | 57.7812 | 0 | 0 | 0 | 0 | 0 | 0 | 0.13411 | 0.092138
1996 | 57.7917 | 0 | 0 | 0 | 0 | 0 | 0 | 0.089408 | 0.072108
1996 | 57.8021 | 0 | 0 | 0 | 0 | 0 | 0 | 0.052832 | 0.036054
1996 | 57.8125 | 0 | 0 | 0 | 0 | 0 | 0 | 0.004064 | 0.024036
1996 | 57.8229 | 0 | 0 | 0 | 0 | 0 | 0 | 0.048768 | 0.064096
1996 | 57.8333 | 0 | 0 | 0 | 0 | 0 | 0 | 0.028448 | 0.024036
1996 | 57.8437 | 0 | 0 | 0 | 0 | 0 | 0 | 0.028448 | 0.048072
1996 | 57.8542 | 0 | 0 | 0 | 0 | 0 | 0 | 0.032512 | 0.048072
1996 | 57.8646 | 0 | 0 | 0 | 0 | 0 | 0 | 0.016256 | 0.028042
1996 | 57.875 | 0 | 0 | 0 | 0 | 0 | 0 | 0.02032 | 0.02003
1996 | 57.8854 | 0 | 0 | 0 | 0 | 0 | 0 | 0.012192 | 0.008012
1996 | 57.8958 | 0 | 0 | 0 | 0 | 0 | 0 | 0 | 0.004006
1996 | 57.9062 | 0 | 0 | 0 | 0 | 0 | 0 | 0.008128 | 0.008012
1996 | 57.9167 | 0 | 0 | 0 | 0 | 0 | 0 | -0.004064 | 0.004006
1996 | 57.9271 | 0 | 0 | 0 | 0 | 0 | 0 | 0.008128 | 0.008012
1996 | 57.9375 | 0 | 0 | 0 | 0 | 0 | 0 | 0.004064 | 0.008012
1996 | 57.9479 | 0 | 0 | 0 | 0 | 0 | 0 | 0.004064 | 0.004006
1996 | 57.9583 | 0 | 0 | 0 | 0 | 0 | 0 | 0 | 0.004006
1996 | 57.9687 | 0 | 0 | 0 | 0 | 0 | 0 | 0.004064 | 0.004006
1996 | 57.9792 | 0 | 0 | 0 | 0 | 0 | 0 | 0.012192 | -0.008012
1996 | 57.9896 | 0 | 0 | 0 | 0 | 0 | 0 | -0.004064 | 0
1996 | 58 | 0 | 0 | 0 | 0 | 0 | 0 | 0.004064 | 0.02003
1996 | 58.0104 | 0 | 0 | 0 | 0 | 0 | 0 | 0.028448 | 0.024036
1996 | 58.0208 | 0 | 0 | 0 | 0 | 0 | 0 | -0.008128 | 0
1996 | 58.0312 | 0 | 0.024036 | 0 | 0 | 0 | 0 | -0.004064 | 0.02003
1996 | 58.0417 | 0 | 0 | 0 | 0 | 0 | 0 | 0.016256 | 0.036054
1996 | 58.0521 | 0 | 0 | 0 | 0 | 0 | 0 | 0.056896 | 0.012018
1996 | 58.0625 | 0 | 0 | 0 | 0 | 0 | 0 | -0.004064 | 0.024036
1996 | 58.0729 | 0 | 0 | 0 | 0 | 0 | 0 | 0.008128 | -0.004006
1996 | 58.0833 | 0 | 0 | 0 | 0 | 0 | 0 | 0 | 0.008012
1996 | 58.0937 | 0 | 0 | 0 | 0 | 0 | 0 | 0.016256 | 0.032048
1996 | 58.1042 | 0 | 0 | 0 | 0 | 0 | 0 | 0.024384 | 0.02003
1996 | 58.1146 | 0 | 0 | 0 | 0 | 0 | 0 | 0.004064 | 0
1996 | 58.125 | 0 | 0 | 0 | 0 | 0 | 0 | 0 | 0.008012
1996 | 58.1354 | 0 | 0 | 0 | 0 | 0 | 0 | 0.004064 | 0.004006
1996 | 58.1458 | 0 | 0 | 0 | 0 | 0 | 0 | -0.02032 | -0.016024
1996 | 58.1562 | 0 | 0 | 0 | 0 | 0 | 0 | 0.016256 | 0.012018
1996 | 58.1667 | 0 | 0 | 0 | 0 | 0 | 0 | 0.02032 | 0.02003
1996 | 58.1771 | 0 | 0 | 0 | 0 | 0 | 0 | 0.004064 | 0.008012
1996 | 58.1875 | 0 | 0 | 0 | 0 | 0 | 0 | -0.004064 | 0.02003
1996 | 58.1979 | 0 | 0 | 0 | 0 | 0 | 0 | 0.028448 | 0
1996 | 58.2083 | 0 | 0 | 0 | 0 | 0 | 0 | 0.004064 | 0.016024
1996 | 58.2187 | 0 | 0 | 0 | 0 | 0 | 0 | 0.008128 | 0.004006
1996 | 58.2292 | 0 | 0 | 0 | 0 | 0 | 0 | -0.008128 | 0.008012
1996 | 58.2396 | 0 | 0 | 0 | 0 | 0 | 0 | -0.012192 | -0.004006
1996 | 58.25 | 0 | 0 | 0 | 0 | 0 | 0 | 0.02032 | 0.004006
1996 | 58.2604 | 0 | 0 | 0 | 0 | 0 | 0 | -0.004064 | 0.008012
1996 | 58.2708 | 0 | 0 | 0 | 0 | 0 | 0 | 0.012192 | 0.004006
1996 | 58.2812 | 0 | 0 | 0 | 0 | 0 | 0 | 0.008128 | 0.02003
1996 | 58.2917 | 0 | 0 | 0 | 0 | 0 | 0 | -0.004064 | -0.004006
1996 | 58.3021 | 0 | 0 | 0 | 0 | 0 | 0 | 0.008128 | 0.004006
1996 | 58.3125 | 0 | 0 | 0 | 0 | 0 | 0 | 0.008128 | 0.012018
1996 | 58.3229 | 0 | 0 | 0 | 0 | 0 | 0 | 0.008128 | 0.016024
1996 | 58.3333 | 0 | 0 | 0 | 0 | 0 | 0 | 0.028448 | 0.008012
1996 | 58.3437 | 0 | 0 | 0 | 0 | 0 | 0 | -0.024384 | -0.004006
1996 | 58.3542 | 0 | 0 | 0 | 0 | 0 | 0 | 0.008128 | -0.008012
1996 | 58.3646 | 0 | 0 | 0 | 0 | 0 | 0 | 0.016256 | 0.004006
1996 | 58.375 | 0 | 0 | 0 | 0 | 0 | 0 | -0.008128 | 0.004006
1996 | 58.3854 | 0 | 0 | 0 | 0 | 0 | 0 | 0.016256 | -7.1054e-15
1996 | 58.3958 | 0 | 0 | 0 | 0 | 0 | 0 | 0 | -0.008012
1996 | 58.4062 | 0 | 0 | 0 | 0 | 0 | 0 | 0.016256 | -0.008012
1996 | 58.4167 | 0 | 0 | 0 | 0 | 0 | 0 | 0.032512 | -0.008012
1996 | 58.4271 | 0 | 0 | 0 | 0 | 0 | 0 | 0.016256 | -0.012018
1996 | 58.4375 | 0 | 0 | 0 | 0 | 0 | 0 | 0 | 0.012018
1996 | 58.4479 | 0 | 0 | 0 | 0 | 0 | 0 | 0.06096 | 0.008012
1996 | 58.4583 | 0 | 0 | 0 | 0 | 0 | 0 | 0.008128 | 0.012018
1996 | 58.4687 | 0 | 0 | 0 | 0 | 0 | 0 | 0.10566 | 0.044066
1996 | 58.4792 | 0 | 0 | 0 | 0 | 0 | 0 | 0.016256 | 0.024036
1996 | 58.4896 | 0 | 0 | 0 | 0 | 0 | 0 | 0.069088 | 0.068102
1996 | 58.5 | 0 | 0 | 0 | 0 | 0 | 0 | 0.093472 | 0.052078
1996 | 58.5104 | 0 | 0 | 0 | 0 | 0 | 0 | 0.044704 | 0.024036
1996 | 58.5208 | 0 | 0 | 0 | 0 | 0 | 0 | 0.12598 | 0.084126
1996 | 58.5312 | 0 | 0 | 0 | 0 | 0 | 0 | 0.032512 | 0.076114
1996 | 58.5417 | 0 | 0 | 0 | 0 | 0 | 0 | 0.11786 | 0.096144
1996 | 58.5521 | 0 | 0 | 0 | 0 | 0 | 0 | 0.10566 | 0.056084
1996 | 58.5625 | 0 | 0 | 0 | 0 | 0 | 0 | 0.13411 | 0.10816
1996 | 58.5729 | 0 | 0 | 0 | 0 | 0 | 0 | 0.032512 | 0.072108
1996 | 58.5833 | 0 | 0 | 0 | 0 | 0 | 0 | 0.085344 | 0.068102
1996 | 58.5937 | 0 | 0 | 0 | 0 | 0 | 0 | 0.11786 | 0.072108
1996 | 58.6042 | 0 | 0 | 0 | 0 | 0 | 0 | 0.036576 | 0.10015
1996 | 58.6146 | 0 | 0 | 0 | 0 | 0 | 0 | 0.17069 | 0.096144
1996 | 58.625 | 0 | 0 | 0 | 0 | 0 | 0 | 0.085344 | 0.06009
1996 | 58.6354 | 0 | 0 | 0 | 0 | 0 | 0 | 0.097536 | 0.088132
1996 | 58.6458 | 0 | 0 | 0 | 0 | 0 | 0 | 0.085344 | 0.068102
1996 | 58.6562 | 0 | 0 | 0 | 0 | 0 | 0 | 0.044704 | 0.068102
1996 | 58.6667 | 0 | 0 | 0 | 0 | 0 | 0 | 0.1016 | 0.092138
1996 | 58.6771 | 0 | 0 | 0 | 0 | 0 | 0 | 0.097536 | 0.06009
1996 | 58.6875 | 0 | 0 | 0 | 0 | 0 | 0 | 0.032512 | 0.076114
1996 | 58.6979 | 0 | 0 | 0 | 0 | 0 | 0 | 0.056896 | 0.056084
1996 | 58.7083 | 0 | 0 | 0 | 0 | 0 | 0 | 0.069088 | 0.06009
1996 | 58.7187 | 0 | 0 | 0 | 0 | 0 | 0 | 0.044704 | 0.056084
1996 | 58.7292 | 0 | 0 | 0 | 0 | 0 | 0 | 0.056896 | 0.052078
1996 | 58.7396 | 0 | 0 | 0 | 0 | 0 | 0 | 0.077216 | 0.06009
1996 | 58.75 | 0 | 0 | 0 | 0 | 0 | 0 | 0.04064 | 0.056084
1996 | 58.7604 | 0 | 0 | 0 | 0 | 0 | 0 | 0.052832 | 0.044066
1996 | 58.7708 | 0 | 0 | 0 | 0 | 0 | 0 | 0.024384 | 0.056084
1996 | 58.7812 | 0 | 0 | 0 | 0 | 0 | 0 | 0.032512 | 0.02003
1996 | 58.7917 | 0 | 0.024036 | 0 | 0 | 0 | 0 | 0.08128 | -0.024036
1996 | 58.8021 | 0 | 0 | 0 | 0 | 0 | 0 | 0.008128 | 0.036054
1996 | 58.8125 | 0 | 0 | 0 | 0 | 0 | 0 | 0.044704 | 0.024036
1996 | 58.8229 | 0 | 0 | 0 | 0 | 0 | 0 | 0.02032 | 0.048072
1996 | 58.8333 | 0 | 0 | 0 | 0 | 0 | 0 | 0.036576 | 0.02003
1996 | 58.8437 | 0 | 0 | 0 | 0 | 0 | 0 | -0.008128 | 0.048072
1996 | 58.8542 | 0 | 0 | 0 | 0 | 0 | 0 | 0.032512 | 0.02003
1996 | 58.8646 | 0 | 0 | 0 | 0 | 0 | 0 | -0.008128 | 0.028042
1996 | 58.875 | 0 | 0 | 0 | 0 | 0 | 0 | 0.008128 | 0.04006
1996 | 58.8854 | 0 | 0 | 0 | 0 | 0 | 0 | 0.004064 | 0.012018
1996 | 58.8958 | 0 | 0 | 0 | 0 | 0 | 0 | 0.012192 | 0.016024
1996 | 58.9062 | 0 | 0 | 0 | 0 | 0 | 0 | 0.024384 | 0.02003
1996 | 58.9167 | 0 | 0 | 0 | 0 | 0 | 0 | 0.012192 | 0.016024
1996 | 58.9271 | 0 | 0 | 0 | 0 | 0 | 0 | 0.02032 | 0.004006
1996 | 58.9375 | 0 | 0 | 0 | 0 | 0 | 0 | 0.008128 | 0.02003
1996 | 58.9479 | 0 | 0 | 0 | 0 | 0 | 0 | -0.004064 | 0.016024
1996 | 58.9583 | 0 | 0 | 0 | 0 | 0 | 0 | 0.032512 | -0.016024
1996 | 58.9687 | 0 | 0 | 0 | 0 | 0 | 0 | -0.012192 | 0.04006
1996 | 58.9792 | 0 | 0 | 0 | 0 | 0 | 0 | 0.028448 | -0.008012
1996 | 58.9896 | 0 | 0 | 0 | 0 | 0 | 0 | -0.008128 | 0.012018
1996 | 59 | 0 | 0 | 0 | 0 | 0 | 0 | 0.016256 | 0.012018
1996 | 59.0104 | 0 | 0 | 0 | 0 | 0 | 0 | 0 | 0.012018
1996 | 59.0208 | 0 | 0 | 0 | 0 | 0 | 0 | 0.02032 | 0.016024
1996 | 59.0312 | 0 | 0 | 0 | 0 | 0 | 0 | 0.008128 | -0.012018
1996 | 59.0417 | 0 | 0 | 0 | 0 | 0 | 0 | 0.016256 | 0.02003
1996 | 59.0521 | 0 | 0 | 0 | 0 | 0 | 0 | 0 | 0.012018
1996 | 59.0625 | 0 | 0 | 0 | 0 | 0 | 0 | 0.008128 | 0.004006
1996 | 59.0729 | 0 | 0 | 0 | 0 | 0 | 0 | 0 | 0.048072
1996 | 59.0833 | 0 | 0 | 0 | 0 | 0 | 0 | 0.016256 | -0.02003
1996 | 59.0937 | 0 | 0 | 0 | 0 | 0 | 0 | -0.008128 | 0.02003
1996 | 59.1042 | 0 | 0 | 0 | 0 | 0 | 0 | 0.012192 | 0.008012
1996 | 59.1146 | 0 | 0 | 0 | 0 | 0 | 0 | 0.016256 | 0.02003
1996 | 59.125 | 0 | 0.04006 | 0 | 0 | 0 | 0 | 0.016256 | 0.004006
1996 | 59.1354 | 0 | 0 | 0 | 0 | 0 | 0 | 0 | 0.052078
1996 | 59.1458 | 0 | 0.024036 | 0 | 0 | 0 | 0 | 0.008128 | 7.1054e-15
1996 | 59.1562 | 0 | 0 | 0 | 0 | 0 | 0 | 0.004064 | 0.052078
1996 | 59.1667 | 0 | 0 | 0 | 0 | 0 | 0 | 0.016256 | 0.012018
1996 | 59.1771 | 0 | 0 | 0 | 0 | 0 | 0 | 0 | 0.028042
1996 | 59.1875 | 0 | 0 | 0 | 0 | 0 | 0 | -0.004064 | 0.02003
1996 | 59.1979 | 0 | 0 | 0 | 0 | 0 | 0 | 0.036576 | 0.012018
1996 | 59.2083 | 0 | 0.024036 | 0 | 0 | 0 | 0 | -0.008128 | -0.004006
1996 | 59.2187 | 0 | 0 | 0 | 0 | 0 | 0 | 0 | 0
1996 | 59.2292 | 0 | 0 | 0 | 0 | 0 | 0 | 0.012192 | 0.04006
1996 | 59.2396 | 0 | 0 | 0 | 0 | 0 | 0 | 0.004064 | 0.008012
1996 | 59.25 | 0 | 0 | 0 | 0 | 0 | 0 | 0.008128 | 0.036054
1996 | 59.2604 | 0 | 0 | 0 | 0 | 0 | 0 | 0 | 0
1996 | 59.2708 | 0 | 0 | 0 | 0 | 0 | 0 | 0.02032 | 0.024036
1996 | 59.2812 | 0 | 0 | 0 | 0 | 0 | 0 | -0.012192 | 0.012018
1996 | 59.2917 | 0 | 0 | 0 | 0 | 0 | 0 | 0 | 0.02003
1996 | 59.3021 | 0 | 0 | 0 | 0 | 0 | 0 | 0.044704 | 0.008012
1996 | 59.3125 | 0 | 0 | 0 | 0 | 0 | 0 | -0.028448 | 0.012018
1996 | 59.3229 | 0 | 0 | 0 | 0 | 0 | 0 | 0.024384 | -0.004006
1996 | 59.3333 | 0.024384 | 0 | 0 | 0 | 0 | 0 | 0.012192 | -0.008012
1996 | 59.3437 | 0 | 0 | 0 | 0 | 0 | 0 | 0.032512 | -0.02003
1996 | 59.3542 | 0.024384 | 0.024036 | 0 | 0 | 0 | 0 | 0 | -0.028042
1996 | 59.3646 | 0 | 0 | 0 | 0 | 0 | 0 | 0.052832 | -0.10015
1996 | 59.375 | 0.024384 | 0 | 0 | 0 | 0 | 0 | -0.012192 | -0.008012
1996 | 59.3854 | 0 | 0 | 0.073152 | 0.11217 | 0 | 0 | 0.02032 | 0.06009
1996 | 59.3958 | 0 | 0 | 0 | 0 | 0 | 0 | 0.056896 | -0.024036
1996 | 59.4062 | 0 | 0 | 0 | 0 | 0 | 0 | 0.004064 | 0.004006
1996 | 59.4167 | 0 | 0 | 0 | 0 | 0 | 0 | 0.044704 | 0.08012
1996 | 59.4271 | 0 | 0 | 0 | 0.072108 | 0 | 0 | 0.012192 | -0.004006
1996 | 59.4375 | 0 | 0 | 0 | 0 | 0 | 0 | 0.048768 | 0.056084
1996 | 59.4479 | 0.056896 | 0 | 0 | 0.088132 | 0 | 0 | 0.036576 | 0.028042
1996 | 59.4583 | 0.024384 | 0 | 0 | 0 | 0 | 0 | 0.016256 | 0.088132
1996 | 59.4687 | 0 | 0.048072 | 0 | 0 | 0 | 0 | 0.024384 | 0.02003
1996 | 59.4792 | 0 | 0 | 0 | 0 | 0 | 0 | 0.02032 | 0.056084
1996 | 59.4896 | 0.032512 | 0 | 0 | 0 | 0 | 0 | 0.016256 | 0.02003
1996 | 59.5 | 0 | 0 | 0 | 0 | 0 | 0 | 0.052832 | 0.06009
1996 | 59.5104 | 0 | 0 | 0 | 0 | 0 | 0 | 0.028448 | 0.02003
1996 | 59.5208 | 0 | 0 | 0 | 0 | 0 | 0 | 0.008128 | 0.036054
1996 | 59.5312 | 0 | 0 | 0 | 0 | 0 | 0 | 0.036576 | 0.012018
1996 | 59.5417 | 0 | 0 | 0 | 0 | 0 | 0 | 0.024384 | 0.056084
1996 | 59.5521 | 0 | 0 | 0 | 0 | 0 | 0 | 0.028448 | -0.012018
1996 | 59.5625 | 0 | 0 | 0 | 0 | 0 | 0 | -0.004064 | 0.048072
1996 | 59.5729 | 0 | 0 | 0 | 0 | 0 | 0 | 0.048768 | 0.02003
1996 | 59.5833 | 0 | 0 | 0 | 0 | 0 | 0 | 0.016256 | 0.02003
1996 | 59.5937 | 0 | 0 | 0 | 0 | 0 | 0 | 0.012192 | 0.004006
1996 | 59.6042 | 0 | 0 | 0 | 0 | 0 | 0 | 0.073152 | 0.02003
1996 | 59.6146 | 0 | 0 | 0 | 0 | 0 | 0 | -0.008128 | 0.024036
1996 | 59.625 | 0 | 0 | 0 | 0 | 0 | 0 | 0.048768 | 0.064096
1996 | 59.6354 | 0 | 0 | 0 | 0 | 0 | 0 | 0.008128 | -0.008012
1996 | 59.6458 | 0 | 0 | 0 | 0 | 0 | 0 | 0.044704 | 0.024036
1996 | 59.6562 | 0 | 0 | 0 | 0 | 0 | 0 | 0.024384 | 0.056084
1996 | 59.6667 | 0 | 0 | 0 | 0 | 0 | 0 | 0.044704 | 0.032048
1996 | 59.6771 | 0 | 0 | 0 | 0 | 0 | 0 | 0.024384 | 0.02003
1996 | 59.6875 | 0 | 0 | 0 | 0 | 0 | 0 | 0 | 0.008012
1996 | 59.6979 | 0 | 0 | 0 | 0 | 0 | 0 | 0.04064 | 0.032048
1996 | 59.7083 | 0 | 0 | 0 | 0 | 0 | 0 | 0.004064 | 0.048072
1996 | 59.7187 | 0 | 0 | 0 | 0 | 0 | 0 | 0.036576 | 0.004006
1996 | 59.7292 | 0 | 0 | 0 | 0 | 0 | 0 | 0.008128 | 0.06009
1996 | 59.7396 | 0 | 0 | 0 | 0 | 0 | 0 | 0.016256 | 0.008012
1996 | 59.75 | 0 | 0 | 0 | 0 | 0 | 0 | -0.004064 | 0.016024
1996 | 59.7604 | 0 | 0 | 0 | 0 | 0 | 0 | 0.028448 | 0.024036
1996 | 59.7708 | 0 | 0 | 0 | 0 | 0 | 0 | 0.016256 | 0.02003
1996 | 59.7812 | 0 | 0 | 0 | 0 | 0 | 0 | 0.004064 | 0.016024
1996 | 59.7917 | 0 | 0 | 0 | 0 | 0 | 0 | 0.008128 | 0.048072
1996 | 59.8021 | 0 | 0 | 0 | 0 | 0 | 0 | 0.016256 | 0.008012
1996 | 59.8125 | 0 | 0 | 0 | 0 | 0 | 0 | 0.008128 | 0.032048
1996 | 59.8229 | 0 | 0 | 0 | 0 | 0 | 0 | -0.004064 | 0.004006
1996 | 59.8333 | 0 | 0 | 0 | 0 | 0 | 0 | 0.016256 | 0.016024
1996 | 59.8437 | 0 | 0 | 0 | 0 | 0 | 0 | 0.004064 | 0.012018
1996 | 59.8542 | 0 | 0 | 0 | 0 | 0 | 0 | 0.02032 | 0.012018
1996 | 59.8646 | 0 | 0 | 0 | 0 | 0 | 0 | -0.008128 | 0.008012
1996 | 59.875 | 0 | 0 | 0 | 0 | 0 | 0 | 0.016256 | 0.012018
1996 | 59.8854 | 0 | 0 | 0 | 0 | 0 | 0 | 0 | 0.016024
1996 | 59.8958 | 0 | 0 | 0 | 0 | 0 | 0 | 0.004064 | 0.008012
1996 | 59.9062 | 0 | 0 | 0 | 0 | 0 | 0 | 0.012192 | 0.004006
1996 | 59.9167 | 0 | 0 | 0 | 0 | 0 | 0 | -0.012192 | 0.004006
1996 | 59.9271 | 0 | 0 | 0 | 0 | 0 | 0 | 0.012192 | 0.008012
1996 | 59.9375 | 0 | 0 | 0 | 0 | 0 | 0 | 0.008128 | 7.1054e-15
1996 | 59.9479 | 0 | 0 | 0 | 0 | 0 | 0 | 0.004064 | 0.024036
1996 | 59.9583 | 0 | 0 | 0 | 0 | 0 | 0 | 0 | 0.008012
1996 | 59.9687 | 0 | 0 | 0 | 0 | 0 | 0 | 0.004064 | 0.008012
1996 | 59.9792 | 0 | 0 | 0 | 0 | 0 | 0 | 0.012192 | 0.012018
1996 | 59.9896 | 0 | 0 | 0 | 0 | 0 | 0 | -0.004064 | 0.016024
1996 | 60 | 0 | 0 | 0 | 0 | 0 | 0 | 0.004064 | -0.008012
1996 | 60.0104 | 0 | 0 | 0 | 0 | 0 | 0 | 0.008128 | 0.02003
1996 | 60.0208 | 0 | 0 | 0 | 0 | 0 | 0 | 0.004064 | 0.004006
1996 | 60.0312 | 0 | 0 | 0 | 0 | 0 | 0 | -0.012192 | 0.008012
1996 | 60.0417 | 0 | 0 | 0 | 0 | 0 | 0 | 0.02032 | 0.012018
1996 | 60.0521 | 0 | 0 | 0 | 0 | 0 | 0 | -0.016256 | 0.016024
1996 | 60.0625 | 0 | 0 | 0 | 0 | 0 | 0 | 0.02032 | -0.004006
1996 | 60.0729 | 0 | 0 | 0 | 0 | 0 | 0 | -0.012192 | 0.008012
1996 | 60.0833 | 0 | 0 | 0 | 0 | 0 | 0 | 0.008128 | -0.008012
1996 | 60.0937 | 0 | 0 | 0 | 0 | 0 | 0 | 0.008128 | 0.012018
1996 | 60.1042 | 0 | 0 | 0 | 0 | 0 | 0 | -0.012192 | 0
1996 | 60.1146 | 0 | 0 | 0 | 0 | 0 | 0 | 0.004064 | 0
1996 | 60.125 | 0 | 0 | 0 | 0 | 0 | 0 | -0.004064 | 0.004006
1996 | 60.1354 | 0 | 0 | 0 | 0 | 0 | 0 | 0.012192 | 0.004006
1996 | 60.1458 | 0 | 0 | 0 | 0 | 0 | 0 | 0 | 0.004006
1996 | 60.1562 | 0 | 0 | 0 | 0 | 0 | 0 | 0.008128 | -0.004006
1996 | 60.1667 | 0 | 0 | 0 | 0 | 0 | 0 | -0.008128 | 0.012018
1996 | 60.1771 | 0 | 0 | 0 | 0 | 0 | 0 | 0.004064 | 0.004006
1996 | 60.1875 | 0 | 0 | 0 | 0 | 0 | 0 | 0.004064 | -0.004006
1996 | 60.1979 | 0 | 0 | 0 | 0 | 0 | 0 | 0.008128 | 0
1996 | 60.2083 | 0 | 0 | 0 | 0 | 0 | 0 | -0.004064 | 0.008012
1996 | 60.2187 | 0 | 0 | 0 | 0 | 0 | 0 | 0 | 0
1996 | 60.2292 | 0 | 0 | 0 | 0 | 0 | 0 | 0.004064 | 0.004006
1996 | 60.2396 | 0 | 0 | 0 | 0 | 0 | 0 | -0.008128 | -0.004006
1996 | 60.25 | 0 | 0 | 0 | 0 | 0 | 0 | 0.008128 | 0.016024
1996 | 60.2604 | 0 | 0 | 0 | 0 | 0 | 0 | 0.004064 | 0
1996 | 60.2708 | 0 | 0 | 0 | 0 | 0 | 0 | -0.008128 | -0.004006
1996 | 60.2812 | 0 | 0 | 0 | 0 | 0 | 0 | 0.012192 | 0.012018
1996 | 60.2917 | 0 | 0 | 0 | 0 | 0 | 0 | 0 | 0
1996 | 60.3021 | 0 | 0 | 0 | 0 | 0 | 0 | 0 | 0.004006
1996 | 60.3125 | 0 | 0 | 0 | 0 | 0 | 0 | -0.004064 | 0
1996 | 60.3229 | 0 | 0 | 0 | 0 | 0 | 0 | 0.012192 | 0.004006
1996 | 60.3333 | 0 | 0 | 0 | 0 | 0 | 0 | 0 | -0.004006
1996 | 60.3437 | 0 | 0 | 0 | 0 | 0 | 0 | -0.008128 | 0.012018
1996 | 60.3542 | 0 | 0 | 0 | 0 | 0 | 0 | 0.016256 | -0.008012
1996 | 60.3646 | 0 | 0 | 0 | 0 | 0 | 0 | -0.012192 | 0.02003
1996 | 60.375 | 0 | 0 | 0 | 0 | 0 | 0 | 0.02032 | 0
1996 | 60.3854 | 0 | 0 | 0 | 0 | 0 | 0 | -0.024384 | 0.016024
1996 | 60.3958 | 0 | 0 | 0 | 0 | 0 | 0 | 0.004064 | 0
1996 | 60.4062 | 0.024384 | 0 | 0 | 0 | 0 | 0 | 0.012192 | 0.008012
1996 | 60.4167 | 0 | 0 | 0 | 0 | 0 | 0 | 0.004064 | -0.012018
1996 | 60.4271 | 0 | 0.024036 | 0 | 0 | 0 | 0 | -0.024384 | 0.004006
1996 | 60.4375 | 0 | 0 | 0 | 0 | 0 | 0 | 0.012192 | -0.028042
1996 | 60.4479 | 0 | 0 | 0 | 0 | 0 | 0 | 0.008128 | -0.024036
1996 | 60.4583 | 0 | 0 | 0 | 0 | 0 | 0 | 0.012192 | -0.028042
1996 | 60.4687 | 0 | 0 | 0 | 0 | 0 | 0 | 0.02032 | 0
1996 | 60.4792 | 0 | 0 | 0 | 0 | 0 | 0 | -0.008128 | -0.012018
1996 | 60.4896 | 0 | 0 | 0 | 0 | 0 | 0 | 0.024384 | -0.016024
1996 | 60.5 | 0 | 0 | 0 | 0 | 0 | 0 | 0.02032 | 0.008012
1996 | 60.5104 | 0 | 0 | 0 | 0 | 0 | 0 | 0.016256 | 0.02003
1996 | 60.5208 | 0 | 0 | 0 | 0 | 0 | 0 | 0.024384 | 0.008012
1996 | 60.5312 | 0 | 0 | 0 | 0 | 0 | 0 | 0.024384 | 7.1054e-15
1996 | 60.5417 | 0 | 0 | 0 | 0 | 0 | 0 | 0.016256 | 0.024036
1996 | 60.5521 | 0.056896 | 0 | 0 | 0 | 0 | 0 | 0.04064 | 0.012018
1996 | 60.5625 | 0 | 0 | 0 | 0 | 0 | 0 | 0.077216 | 0.012018
1996 | 60.5729 | 0 | 0 | 0 | 0 | 0 | 0 | 0.06096 | 0.056084
1996 | 60.5833 | 0 | 0 | 0 | 0 | 0 | 0 | 0.044704 | 0.012018
1996 | 60.5937 | 0 | 0 | 0 | 0 | 0 | 0 | 0.008128 | 0.028042
1996 | 60.6042 | 0 | 0 | 0 | 0 | 0 | 0 | 0.024384 | 0.04006
1996 | 60.6146 | 0 | 0 | 0 | 0 | 0 | 0 | 0.085344 | 0.048072
1996 | 60.625 | 0 | 0 | 0 | 0 | 0 | 0 | 0.024384 | 0.04006
1996 | 60.6354 | 0 | 0 | 0 | 0 | 0 | 0 | 0.04064 | 0.016024
1996 | 60.6458 | 0 | 0 | 0 | 0 | 0 | 0 | 0.02032 | 0.028042
1996 | 60.6562 | 0.024384 | 0 | 0 | 0 | 0 | 0 | 0.024384 | 0.036054
1996 | 60.6667 | 0 | 0 | 0 | 0 | 0 | 0 | 0.077216 | 0.052078
1996 | 60.6771 | 0 | 0 | 0 | 0 | 0 | 0 | 0.04064 | 0.028042
1996 | 60.6875 | 0 | 0 | 0 | 0 | 0 | 0 | 0.02032 | 0.04006
1996 | 60.6979 | 0 | 0 | 0 | 0 | 0 | 0 | 0.069088 | 0.036054
1996 | 60.7083 | 0 | 0 | 0 | 0 | 0 | 0 | 0.028448 | 0.032048
1996 | 60.7187 | 0 | 0 | 0 | 0 | 0 | 0 | 0.052832 | 0.048072
1996 | 60.7292 | 0 | 0 | 0 | 0 | 0 | 0 | 0.016256 | 0.032048
1996 | 60.7396 | 0 | 0 | 0 | 0 | 0 | 0 | 0.008128 | 0.032048
1996 | 60.75 | 0 | 0 | 0 | 0 | 0 | 0 | 0.032512 | 0.032048
1996 | 60.7604 | 0 | 0 | 0 | 0 | 0 | 0 | 0.036576 | 0.044066
1996 | 60.7708 | 0 | 0 | 0 | 0 | 0 | 0 | 0.02032 | 0.028042
1996 | 60.7812 | 0 | 0 | 0 | 0 | 0 | 0 | 0.032512 | 0.024036
1996 | 60.7917 | 0 | 0 | 0 | 0 | 0 | 0 | 0.044704 | 0.028042
1996 | 60.8021 | 0 | 0 | 0 | 0 | 0 | 0 | 0.02032 | 0.02003
1996 | 60.8125 | 0 | 0 | 0 | 0 | 0 | 0 | 0 | 0.012018
1996 | 60.8229 | 0 | 0 | 0 | 0 | 0 | 0 | 0.008128 | 0.02003
1996 | 60.8333 | 0 | 0 | 0 | 0 | 0 | 0 | 0.024384 | 0.008012
1996 | 60.8437 | 0 | 0 | 0 | 0 | 0 | 0 | -0.004064 | 0.004006
1996 | 60.8542 | 0 | 0 | 0 | 0 | 0 | 0 | 0.028448 | 0.024036
1996 | 60.8646 | 0 | 0 | 0 | 0 | 0 | 0 | -0.012192 | 0.008012
1996 | 60.875 | 0 | 0 | 0 | 0 | 0 | 0 | -0.02032 | 0.004006
1996 | 60.8854 | 0 | 0 | 0 | 0 | 0 | 0 | 0.016256 | 0.024036
1996 | 60.8958 | 0 | 0 | 0 | 0 | 0 | 0 | -0.016256 | 0.004006
1996 | 60.9062 | 0 | 0 | 0 | 0 | 0 | 0 | 0.012192 | 0.008012
1996 | 60.9167 | 0 | 0 | 0 | 0 | 0 | 0 | 0.008128 | 0.016024
1996 | 60.9271 | 0 | 0 | 0 | 0 | 0 | 0 | 0 | 0.016024
1996 | 60.9375 | 0 | 0 | 0 | 0 | 0 | 0 | -0.004064 | 0.012018
1996 | 60.9479 | 0 | 0 | 0 | 0 | 0 | 0 | 0.02032 | 0.004006
1996 | 60.9583 | 0 | 0 | 0 | 0 | 0 | 0 | 0.008128 | 0.008012
1996 | 60.9687 | 0 | 0 | 0 | 0 | 0 | 0 | 0.024384 | 0.004006
1996 | 60.9792 | 0 | 0 | 0 | 0 | 0 | 0 | -0.008128 | 0.012018
1996 | 60.9896 | 0 | 0 | 0 | 0 | 0 | 0 | 0.032512 | 0.008012
1996 | 61 | 0 | 0 | 0 | 0 | 0 | 0 | 0 | 0.008012
1996 | 61.0104 | 0 | 0 | 0 | 0 | 0 | 0 | 0 | 0.008012
1996 | 61.0208 | 0 | 0 | 0 | 0 | 0 | 0 | -0.008128 | 0.012018
1996 | 61.0312 | 0 | 0 | 0 | 0 | 0 | 0 | 0.016256 | 0.012018
1996 | 61.0417 | 0 | 0 | 0 | 0 | 0 | 0 | 0.004064 | 0.004006
1996 | 61.0521 | 0 | 0 | 0 | 0 | 0 | 0 | -0.012192 | 0.012018
1996 | 61.0625 | 0 | 0 | 0 | 0 | 0 | 0 | 0.008128 | 0.012018
1996 | 61.0729 | 0 | 0 | 0 | 0 | 0 | 0 | 0 | 0.004006
1996 | 61.0833 | 0 | 0 | 0 | 0 | 0 | 0 | 0 | 0.012018
1996 | 61.0937 | 0 | 0 | 0 | 0 | 0 | 0 | 0.02032 | 0
1996 | 61.1042 | 0 | 0 | 0 | 0 | 0 | 0 | 0.016256 | 0.004006
1996 | 61.1146 | 0 | 0 | 0 | 0 | 0 | 0 | 0.016256 | 0.008012
1996 | 61.125 | 0 | 0 | 0 | 0 | 0 | 0 | 0.016256 | 0.008012
1996 | 61.1354 | 0 | 0 | 0 | 0 | 0 | 0 | 0 | 0
1996 | 61.1458 | 0 | 0 | 0 | 0 | 0 | 0 | 0.02032 | 0.004006
1996 | 61.1562 | 0 | 0 | 0 | 0 | 0 | 0 | -0.004064 | 0
1996 | 61.1667 | 0 | 0 | 0 | 0 | 0 | 0 | 0 | 0.012018
1996 | 61.1771 | 0 | 0 | 0 | 0 | 0 | 0 | 0.004064 | 0
1996 | 61.1875 | 0 | 0 | 0 | 0 | 0 | 0 | 0 | 0.004006
1996 | 61.1979 | 0 | 0 | 0 | 0 | 0 | 0 | 0.02032 | 0.004006
1996 | 61.2083 | 0 | 0 | 0 | 0 | 0 | 0 | 0.004064 | 0.004006
1996 | 61.2187 | 0 | 0 | 0 | 0 | 0 | 0 | -0.008128 | -0.004006
1996 | 61.2292 | 0 | 0 | 0 | 0 | 0 | 0 | 0 | 0.012018
1996 | 61.2396 | 0 | 0 | 0 | 0 | 0 | 0 | 0.004064 | -0.004006
1996 | 61.25 | 0 | 0 | 0 | 0 | 0 | 0 | -0.016256 | -0.044066
1996 | 61.2604 | 0 | 0.032048 | 0 | 0 | 0 | 0 | -0.008128 | -0.028042
1996 | 61.2708 | 0 | 0 | 0 | 0 | 0 | 0 | -0.004064 | 0.008012
1996 | 61.2812 | 0 | 0 | 0 | 0 | 0 | 0 | 0.012192 | 0.008012
1996 | 61.2917 | 0 | 0 | 0 | 0 | 0 | 0 | 0 | 0.02003
1996 | 61.3021 | 0 | 0 | 0 | 0 | 0 | 0 | 0.016256 | 0.028042
1996 | 61.3125 | 0 | 0 | 0 | 0 | 0 | 0 | 0.008128 | 0.032048
1996 | 61.3229 | 0 | 0 | 0 | 0 | 0 | 0 | 0 | -0.024036
1996 | 61.3333 | 0 | 0 | 0 | 0 | 0 | 0 | 0.028448 | 0.032048
1996 | 61.3437 | 0 | 0 | 0 | 0 | 0 | 0 | -0.016256 | -0.004006
1996 | 61.3542 | 0 | 0.096144 | 0 | 0 | 0 | 0 | -0.052832 | -0.016024
1996 | 61.3646 | 0 | 0.064096 | 0 | 0 | 0 | 0 | 0.032512 | 0.004006
1996 | 61.375 | 0 | 0 | 0 | 0 | 0 | 0 | 0.02032 | 0.048072
1996 | 61.3854 | 0 | 0 | 0 | 0 | 0 | 0 | -0.008128 | -0.004006
1996 | 61.3958 | 0 | 0 | 0 | 0 | 0 | 0 | 0.032512 | 0.024036
1996 | 61.4062 | 0 | 0.024036 | 0 | 0 | 0 | 0 | -0.004064 | -0.024036
1996 | 61.4167 | 0 | 0 | 0 | 0 | 0 | 0 | 0.044704 | 7.1054e-15
1996 | 61.4271 | 0 | 0 | 0 | 0 | 0 | 0 | 0 | 0.008012
1996 | 61.4375 | 0 | 0.024036 | 0 | 0 | 0 | 0 | 0.012192 | -0.004006
1996 | 61.4479 | 0 | 0 | 0 | 0 | 0 | 0 | 0.04064 | 0.008012
1996 | 61.4583 | 0 | 0 | 0 | 0 | 0 | 0 | 0.004064 | 0.016024
1996 | 61.4687 | 0.024384 | 0 | 0 | 0 | 0 | 0 | 0.016256 | 0.004006
1996 | 61.4792 | 0 | 0 | 0 | 0 | 0 | 0 | 0.032512 | 0.016024
1996 | 61.4896 | 0 | 0 | 0 | 0 | 0 | 0 | 0.024384 | -0.012018
1996 | 61.5 | 0 | 0 | 0 | 0 | 0 | 0 | 0.028448 | 0.072108
1996 | 61.5104 | 0 | 0 | 0 | 0 | 0 | 0 | 0.036576 | 0.012018
1996 | 61.5208 | 0 | 0 | 0 | 0 | 0 | 0 | 0.016256 | 0
1996 | 61.5312 | 0 | 0 | 0 | 0 | 0 | 0 | 0.04064 | 0.02003
1996 | 61.5417 | 0 | 0 | 0 | 0 | 0 | 0 | 0.052832 | 0.10816
1996 | 61.5521 | 0 | 0.064096 | 0 | 0 | 0 | 0 | 0.036576 | 0.028042
1996 | 61.5625 | 0 | 0 | 0 | 0 | 0 | 0 | 0.044704 | 0.048072
1996 | 61.5729 | 0 | 0 | 0 | 0 | 0 | 0 | 0.052832 | 0.032048
1996 | 61.5833 | 0 | 0 | 0 | 0 | 0 | 0 | 0.044704 | 0.028042
1996 | 61.5937 | 0 | 0 | 0 | 0 | 0 | 0 | 0.069088 | 0.068102
1996 | 61.6042 | 0 | 0 | 0 | 0 | 0 | 0 | 0.10973 | 0.088132
1996 | 61.6146 | 0 | 0 | 0 | 0 | 0 | 0 | 0.028448 | 0.068102
1996 | 61.625 | 0 | 0 | 0 | 0 | 0 | 0 | 0.06096 | 0.02003
1996 | 61.6354 | 0 | 0 | 0 | 0 | 0 | 0 | 0.06096 | 0.064096
1996 | 61.6458 | 0 | 0 | 0 | 0 | 0 | 0 | 0.06096 | 0.048072
1996 | 61.6562 | 0 | 0 | 0 | 0 | 0 | 0 | 0.056896 | 0.036054
1996 | 61.6667 | 0 | 0 | 0 | 0 | 0 | 0 | 0.004064 | 0.004006
1996 | 61.6771 | 0 | 0 | 0 | 0 | 0 | 0 | 0.1016 | 0.088132
1996 | 61.6875 | 0 | 0 | 0 | 0 | 0 | 0 | 0.065024 | 0.076114
1996 | 61.6979 | 0 | 0 | 0 | 0 | 0 | 0 | 0.024384 | 0.088132
1996 | 61.7083 | 0 | 0.032048 | 0 | 0 | 0 | 0 | 0.065024 | 0.024036
1996 | 61.7187 | 0 | 0 | 0 | 0 | 0 | 0 | 0.036576 | 0.044066
1996 | 61.7292 | 0 | 0 | 0 | 0 | 0 | 0 | 0.032512 | 0.064096
1996 | 61.7396 | 0 | 0 | 0 | 0 | 0 | 0 | 0.048768 | 0.064096
1996 | 61.75 | 0 | 0 | 0 | 0 | 0 | 0 | 0.028448 | 0.028042
1996 | 61.7604 | 0 | 0 | 0 | 0 | 0 | 0 | 0.016256 | 0.06009
1996 | 61.7708 | 0 | 0 | 0 | 0 | 0 | 0 | 0.032512 | 0.016024
1996 | 61.7812 | 0 | 0 | 0 | 0 | 0 | 0 | 0.024384 | 0.024036
1996 | 61.7917 | 0 | 0 | 0 | 0 | 0 | 0 | 0.004064 | 0.04006
1996 | 61.8021 | 0 | 0 | 0 | 0 | 0 | 0 | 0.016256 | 0.012018
1996 | 61.8125 | 0 | 0 | 0 | 0 | 0 | 0 | 0.004064 | 0.02003
1996 | 61.8229 | 0 | 0 | 0 | 0 | 0 | 0 | 0 | 0.012018
1996 | 61.8333 | 0 | 0 | 0 | 0 | 0 | 0 | -0.008128 | 0.012018
1996 | 61.8437 | 0 | 0 | 0 | 0 | 0 | 0 | 0.02032 | 0.004006
1996 | 61.8542 | 0 | 0 | 0 | 0 | 0 | 0 | -0.004064 | 0.004006
1996 | 61.8646 | 0 | 0 | 0 | 0 | 0 | 0 | 0.008128 | 0.008012
1996 | 61.875 | 0 | 0 | 0 | 0 | 0 | 0 | 0.004064 | 0.008012
1996 | 61.8854 | 0 | 0 | 0 | 0 | 0 | 0 | -0.004064 | 0.008012
1996 | 61.8958 | 0 | 0 | 0 | 0 | 0 | 0 | 0.004064 | -0.008012
1996 | 61.9062 | 0 | 0 | 0 | 0 | 0 | 0 | 0.008128 | 0.012018
1996 | 61.9167 | 0 | 0 | 0 | 0 | 0 | 0 | 0 | 0
1996 | 61.9271 | 0 | 0 | 0 | 0 | 0 | 0 | 0 | 0.02003
1996 | 61.9375 | 0 | 0 | 0 | 0 | 0 | 0 | 0.02032 | 0
1996 | 61.9479 | 0 | 0 | 0 | 0 | 0 | 0 | -0.016256 | 0.004006
1996 | 61.9583 | 0 | 0 | 0 | 0 | 0 | 0 | 0.012192 | 0.004006
1996 | 61.9687 | 0 | 0 | 0 | 0 | 0 | 0 | -0.008128 | 0.004006
1996 | 61.9792 | 0 | 0 | 0 | 0 | 0 | 0 | 0.012192 | 0.008012
1996 | 61.9896 | 0 | 0 | 0 | 0 | 0 | 0 | 0.008128 | 0.004006
1996 | 62 | 0 | 0 | 0 | 0 | 0 | 0 | -0.004064 | 0.004006
1996 | 62.0104 | 0 | 0 | 0 | 0 | 0 | 0 | 0.008128 | 0.004006
1996 | 62.0208 | 0 | 0 | 0 | 0 | 0 | 0 | 0.008128 | 0.004006
1996 | 62.0312 | 0 | 0 | 0 | 0 | 0 | 0 | 0 | 0.008012
1996 | 62.0417 | 0 | 0 | 0 | 0 | 0 | 0 | -0.004064 | -0.008012
1996 | 62.0521 | 0 | 0 | 0 | 0 | 0 | 0 | 0.004064 | 0.008012
1996 | 62.0625 | 0 | 0 | 0 | 0 | 0 | 0 | 0.008128 | 0.008012
1996 | 62.0729 | 0 | 0 | 0 | 0 | 0 | 0 | 0 | 0.008012
1996 | 62.0833 | 0 | 0 | 0 | 0 | 0 | 0 | 0.004064 | 0.008012
1996 | 62.0937 | 0 | 0 | 0 | 0 | 0 | 0 | 0.004064 | 0
1996 | 62.1042 | 0 | 0 | 0 | 0 | 0 | 0 | -0.008128 | 0.008012
1996 | 62.1146 | 0 | 0 | 0 | 0 | 0 | 0 | 0 | -0.008012
1996 | 62.125 | 0 | 0 | 0 | 0 | 0 | 0 | 0.012192 | 0.016024
1996 | 62.1354 | 0 | 0 | 0 | 0 | 0 | 0 | -0.004064 | -0.016024
1996 | 62.1458 | 0 | 0 | 0 | 0 | 0 | 0 | 0.004064 | 0.012018
1996 | 62.1562 | 0 | 0 | 0 | 0 | 0 | 0 | -0.004064 | 0
1996 | 62.1667 | 0 | 0 | 0 | 0 | 0 | 0 | 0.012192 | 0
1996 | 62.1771 | 0 | 0 | 0 | 0 | 0 | 0 | -0.008128 | 0.004006
1996 | 62.1875 | 0 | 0 | 0 | 0 | 0 | 0 | 0 | 0
1996 | 62.1979 | 0 | 0 | 0 | 0 | 0 | 0 | 0.008128 | 0.004006
1996 | 62.2083 | 0 | 0 | 0 | 0 | 0 | 0 | -0.008128 | 0
1996 | 62.2187 | 0 | 0 | 0 | 0 | 0 | 0 | 0 | 0
1996 | 62.2292 | 0 | 0 | 0 | 0 | 0 | 0 | 0.004064 | -0.004006
1996 | 62.2396 | 0 | 0 | 0 | 0 | 0 | 0 | 0 | 0.012018
1996 | 62.25 | 0 | 0 | 0 | 0 | 0 | 0 | 0.004064 | -0.008012
1996 | 62.2604 | 0 | 0 | 0 | 0 | 0 | 0 | 0 | -0.004006
1996 | 62.2708 | 0 | 0 | 0 | 0 | 0 | 0 | -0.004064 | 7.1054e-15
1996 | 62.2812 | 0 | 0 | 0 | 0 | 0 | 0 | -0.004064 | -0.004006
1996 | 62.2917 | 0 | 0 | 0 | 0 | 0 | 0 | 0.016256 | 0.024036
1996 | 62.3021 | 0 | 0.024036 | 0 | 0 | 0 | 0 | -0.016256 | 7.1054e-15
1996 | 62.3125 | 0 | 0 | 0 | 0 | 0 | 0 | 0.02032 | 0.012018
1996 | 62.3229 | 0 | 0 | 0 | 0 | 0 | 0 | -0.008128 | 0.008012
1996 | 62.3333 | 0 | 0 | 0 | 0 | 0 | 0 | 0.008128 | -0.008012
1996 | 62.3437 | 0 | 0 | 0 | 0 | 0 | 0 | 0.012192 | -0.012018
1996 | 62.3542 | 0 | 0 | 0 | 0 | 0 | 0 | -0.004064 | -0.004006
1996 | 62.3646 | 0 | 0 | 0 | 0 | 0 | 0 | 0.012192 | -0.024036
1996 | 62.375 | 0 | 0.024036 | 0 | 0 | 0 | 0 | -0.016256 | -0.012018
1996 | 62.3854 | 0 | 0 | 0 | 0 | 0 | 0 | 0.02032 | -0.012018
1996 | 62.3958 | 0 | 0 | 0 | 0 | 0 | 0 | -0.008128 | 0
1996 | 62.4062 | 0 | 0.032048 | 0 | 0 | 0 | 0 | 0.012192 | -0.008012
1996 | 62.4167 | 0 | 0 | 0 | 0 | 0 | 0 | 0.012192 | 0
1996 | 62.4271 | 0 | 0 | 0 | 0 | 0 | 0 | 0.016256 | 0.008012
1996 | 62.4375 | 0 | 0 | 0 | 0 | 0 | 0 | 0.016256 | -0.008012
1996 | 62.4479 | 0 | 0 | 0 | 0 | 0 | 0 | 0.016256 | 0
1996 | 62.4583 | 0 | 0 | 0 | 0 | 0 | 0 | 0.032512 | 0.02003
1996 | 62.4687 | 0 | 0 | 0 | 0 | 0 | 0 | 0.052832 | 0.036054
1996 | 62.4792 | 0 | 0 | 0 | 0 | 0 | 0 | 0.036576 | 0.032048
1996 | 62.4896 | 0 | 0 | 0 | 0 | 0 | 0 | 0.044704 | 0.028042
1996 | 62.5 | 0 | 0 | 0 | 0 | 0 | 0 | 0.04064 | 0.024036
1996 | 62.5104 | 0 | 0 | 0 | 0 | 0 | 0 | 0.077216 | 0.044066
1996 | 62.5208 | 0 | 0 | 0 | 0 | 0 | 0 | 0.048768 | 0.044066
1996 | 62.5312 | 0 | 0 | 0 | 0 | 0 | 0 | 0.069088 | 0.044066
1996 | 62.5417 | 0 | 0 | 0 | 0 | 0 | 0 | 0.056896 | 0.048072
1996 | 62.5521 | 0 | 0 | 0 | 0 | 0 | 0 | 0.056896 | 0.052078
1996 | 62.5625 | 0 | 0 | 0 | 0 | 0 | 0 | 0.097536 | 0.088132
1996 | 62.5729 | 0 | 0 | 0 | 0 | 0 | 0 | 0.065024 | 0.056084
1996 | 62.5833 | 0 | 0 | 0 | 0 | 0 | 0 | 0.089408 | 0.072108
1996 | 62.5937 | 0 | 0 | 0 | 0 | 0 | 0 | 0.08128 | 0.048072
1996 | 62.6042 | 0 | 0 | 0 | 0 | 0 | 0 | 0.065024 | 0.06009
1996 | 62.6146 | 0 | 0 | 0 | 0 | 0 | 0 | 0.097536 | 0.092138
1996 | 62.625 | 0 | 0 | 0 | 0 | 0 | 0 | 0.048768 | 0.04006
1996 | 62.6354 | 0 | 0 | 0 | 0 | 0 | 0 | 0.093472 | 0.068102
1996 | 62.6458 | 0 | 0 | 0 | 0 | 0 | 0 | 0.044704 | 0.052078
1996 | 62.6562 | 0 | 0 | 0 | 0 | 0 | 0 | 0.093472 | 0.076114
1996 | 62.6667 | 0 | 0 | 0 | 0 | 0 | 0 | 0.065024 | 0.08012
1996 | 62.6771 | 0 | 0 | 0 | 0 | 0 | 0 | 0.06096 | 0.052078
1996 | 62.6875 | 0 | 0 | 0 | 0 | 0 | 0 | 0.036576 | 0.044066
1996 | 62.6979 | 0 | 0 | 0 | 0 | 0 | 0 | 0.077216 | 0.06009
1996 | 62.7083 | 0 | 0 | 0 | 0 | 0 | 0 | 0.028448 | 0.06009
1996 | 62.7187 | 0 | 0 | 0 | 0 | 0 | 0 | 0.065024 | 0.048072
1996 | 62.7292 | 0 | 0 | 0 | 0 | 0 | 0 | 0.02032 | 0.048072
1996 | 62.7396 | 0 | 0 | 0 | 0 | 0 | 0 | 0.036576 | 0.04006
1996 | 62.75 | 0 | 0 | 0 | 0 | 0 | 0 | 0.028448 | 0.032048
1996 | 62.7604 | 0 | 0 | 0 | 0 | 0 | 0 | 0.028448 | 0.036054
1996 | 62.7708 | 0 | 0 | 0 | 0 | 0 | 0 | 0.016256 | 0.032048
1996 | 62.7812 | 0 | 0 | 0 | 0 | 0 | 0 | -0.004064 | 0.028042
1996 | 62.7917 | 0 | 0 | 0 | 0 | 0 | 0 | 0.008128 | 0.028042
1996 | 62.8021 | 0 | 0 | 0 | 0 | 0 | 0 | 0.016256 | 0
1996 | 62.8125 | 0 | 0 | 0 | 0 | 0 | 0 | -0.004064 | 0.016024
1996 | 62.8229 | 0 | 0 | 0 | 0 | 0 | 0 | -0.004064 | 0.024036
1996 | 62.8333 | 0 | 0 | 0 | 0 | 0 | 0 | 0.024384 | -0.004006
1996 | 62.8437 | 0 | 0 | 0 | 0 | 0 | 0 | 0.004064 | 0.012018
1996 | 62.8542 | 0 | 0 | 0 | 0 | 0 | 0 | -0.008128 | 0.012018
1996 | 62.8646 | 0 | 0 | 0 | 0 | 0 | 0 | 0.008128 | 7.1054e-15
1996 | 62.875 | 0 | 0 | 0 | 0 | 0 | 0 | 0 | 0.016024
1996 | 62.8854 | 0 | 0 | 0 | 0 | 0 | 0 | 0.008128 | 0.008012
1996 | 62.8958 | 0 | 0 | 0 | 0 | 0 | 0 | -0.004064 | 0.02003
1996 | 62.9062 | 0 | 0 | 0 | 0 | 0 | 0 | 0 | 0.012018
1996 | 62.9167 | 0 | 0 | 0 | 0 | 0 | 0 | 0.02032 | 0.008012
1996 | 62.9271 | 0 | 0 | 0 | 0 | 0 | 0 | -0.004064 | 0.004006
1996 | 62.9375 | 0 | 0 | 0 | 0 | 0 | 0 | -0.012192 | 0.008012
1996 | 62.9479 | 0 | 0 | 0 | 0 | 0 | 0 | 0.036576 | 0.008012
1996 | 62.9583 | 0 | 0 | 0 | 0 | 0 | 0 | 0.004064 | 0.024036
1996 | 62.9687 | 0 | 0 | 0 | 0 | 0 | 0 | 0 | -0.004006
1996 | 62.9792 | 0 | 0 | 0 | 0 | 0 | 0 | -0.02032 | 0.016024
1996 | 62.9896 | 0 | 0 | 0 | 0 | 0 | 0 | 0.016256 | 0.004006
1996 | 63 | 0 | 0 | 0 | 0 | 0 | 0 | -0.004064 | 0.016024
1996 | 63.0104 | 0 | 0 | 0 | 0 | 0 | 0 | 0 | 0.012018
1996 | 63.0208 | 0 | 0 | 0 | 0 | 0 | 0 | 0.02032 | 0.004006
1996 | 63.0312 | 0 | 0 | 0 | 0 | 0 | 0 | 0.012192 | 0.008012
1996 | 63.0417 | 0 | 0 | 0 | 0 | 0 | 0 | 0.004064 | 0
1996 | 63.0521 | 0 | 0 | 0 | 0 | 0 | 0 | 0.004064 | 0.008012
1996 | 63.0625 | 0 | 0 | 0 | 0 | 0 | 0 | -0.056896 | 0.012018
1996 | 63.0729 | 0 | 0 | 0 | 0 | 0 | 0 | -0.016256 | 0.016024
1996 | 63.0833 | 0 | 0 | 0 | 0 | 0 | 0 | 0.012192 | 0.024036
1996 | 63.0937 | 0 | 0 | 0 | 0 | 0 | 0 | 0.004064 | 0
1996 | 63.1042 | 0 | 0 | 0 | 0 | 0 | 0 | 0.012192 | 0.012018
1996 | 63.1146 | 0 | 0 | 0 | 0 | 0 | 0 | 0.04064 | 0
1996 | 63.125 | 0 | 0 | 0 | 0 | 0 | 0 | 0.012192 | 0.012018
1996 | 63.1354 | 0 | 0 | 0 | 0 | 0 | 0 | 0.016256 | -7.1054e-15
1996 | 63.1458 | 0 | 0 | 0 | 0 | 0 | 0 | -0.032512 | 0.004006
1996 | 63.1562 | 0 | 0 | 0 | 0 | 0 | 0 | 0.028448 | -0.008012
1996 | 63.1667 | 0.032512 | 0 | 0 | 0 | 0 | 0 | 0.012192 | 0.012018
1996 | 63.1771 | 0 | 0 | 0 | 0 | 0 | 0 | 0.036576 | 0.02003
1996 | 63.1875 | 0 | 0 | 0 | 0 | 0 | 0 | 0.008128 | 0.008012
1996 | 63.1979 | 0 | 0 | 0 | 0 | 0 | 0 | 0.024384 | 0.02003
1996 | 63.2083 | 0 | 0 | 0 | 0 | 0 | 0 | 0.056896 | 0.012018
1996 | 63.2187 | 0 | 0 | 0 | 0 | 0 | 0 | 0.04064 | 0.004006
1996 | 63.2292 | 0 | 0 | 0 | 0 | 0 | 0 | -0.004064 | 0.008012
1996 | 63.2396 | 0 | 0 | 0 | 0 | 0 | 0 | 0.012192 | 0
1996 | 63.25 | 0 | 0 | 0 | 0 | 0 | 0 | 0.012192 | 0.004006
1996 | 63.2604 | 0 | 0 | 0 | 0 | 0 | 0 | 0.004064 | 0.004006
1996 | 63.2708 | 0 | 0 | 0 | 0 | 0 | 0 | -0.008128 | 0.004006
1996 | 63.2812 | 0 | 0 | 0 | 0 | 0 | 0 | -0.008128 | 0
1996 | 63.2917 | 0 | 0 | 0 | 0 | 0 | 0 | 0.012192 | 0.008012
1996 | 63.3021 | 0 | 0 | 0 | 0 | 0 | 0 | 0.012192 | 0
1996 | 63.3125 | 0 | 0 | 0 | 0 | 0 | 0 | -0.008128 | 0.004006
1996 | 63.3229 | 0 | 0 | 0 | 0 | 0 | 0 | 0.004064 | -0.012018
1996 | 63.3333 | 0 | 0 | 0 | 0 | 0 | 0 | 0.008128 | 0.008012
1996 | 63.3437 | 0 | 0 | 0 | 0 | 0 | 0 | 0.004064 | -0.016024
1996 | 63.3542 | 0 | 0.024036 | 0 | 0 | 0 | 0 | -0.012192 | 0.004006
1996 | 63.3646 | 0 | 0 | 0 | 0 | 0 | 0 | 0.004064 | 0.008012
1996 | 63.375 | 0 | 0 | 0 | 0 | 0 | 0 | 0.004064 | -0.028042
1996 | 63.3854 | 0 | 0 | 0 | 0 | 0 | 0 | 0 | -0.02003
1996 | 63.3958 | 0 | 0 | 0 | 0 | 0 | 0 | 0.012192 | -0.012018
1996 | 63.4062 | 0 | 0 | 0 | 0 | 0 | 0 | 0.008128 | -0.02003
1996 | 63.4167 | 0 | 0 | 0 | 0 | 0 | 0 | 0.04064 | -0.008012
1996 | 63.4271 | 0 | 0 | 0 | 0 | 0 | 0 | 0.024384 | -7.1054e-15
1996 | 63.4375 | 0 | 0 | 0 | 0 | 0 | 0 | 0.032512 | 0.008012
1996 | 63.4479 | 0 | 0 | 0 | 0 | 0 | 0 | 0.032512 | 0.016024
1996 | 63.4583 | 0 | 0 | 0 | 0 | 0 | 0 | 0.04064 | 0.012018
1996 | 63.4687 | 0 | 0 | 0 | 0 | 0 | 0 | 0.077216 | 0.056084
1996 | 63.4792 | 0 | 0 | 0 | 0 | 0 | 0 | 0.052832 | 0.008012
1996 | 63.4896 | 0 | 0 | 0 | 0 | 0 | 0 | 0.085344 | 0.064096
1996 | 63.5 | 0 | 0 | 0 | 0 | 0 | 0 | 0.065024 | 0.068102
1996 | 63.5104 | 0 | 0 | 0 | 0 | 0 | 0 | 0.089408 | 0.052078
1996 | 63.5208 | 0 | 0 | 0 | 0 | 0 | 0 | 0.073152 | 0.08012
1996 | 63.5312 | 0 | 0 | 0 | 0 | 0 | 0 | 0.097536 | 0.084126
1996 | 63.5417 | 0 | 0 | 0 | 0 | 0 | 0 | 0.069088 | 0.056084
1996 | 63.5521 | 0 | 0 | 0 | 0 | 0 | 0 | 0.097536 | 0.096144
1996 | 63.5625 | 0 | 0 | 0 | 0 | 0 | 0 | 0.093472 | 0.064096
1996 | 63.5729 | 0 | 0 | 0 | 0 | 0 | 0 | 0.085344 | 0.076114
1996 | 63.5833 | 0 | 0 | 0 | 0 | 0 | 0 | 0.08128 | 0.092138
1996 | 63.5937 | 0 | 0 | 0 | 0 | 0 | 0 | 0.093472 | 0.088132
1996 | 63.6042 | 0 | 0 | 0 | 0 | 0 | 0 | 0.089408 | 0.072108
1996 | 63.6146 | 0 | 0 | 0 | 0 | 0 | 0 | 0.1016 | 0.076114
1996 | 63.625 | 0 | 0 | 0 | 0 | 0 | 0 | 0.093472 | 0.076114
1996 | 63.6354 | 0 | 0 | 0 | 0 | 0 | 0 | 0.08128 | 0.084126
1996 | 63.6458 | 0 | 0 | 0 | 0 | 0 | 0 | 0.065024 | 0.076114
1996 | 63.6562 | 0 | 0 | 0 | 0 | 0 | 0 | 0.093472 | 0.068102
1996 | 63.6667 | 0 | 0 | 0 | 0 | 0 | 0 | 0.093472 | 0.068102
1996 | 63.6771 | 0 | 0 | 0 | 0 | 0 | 0 | 0.052832 | 0.076114
1996 | 63.6875 | 0 | 0 | 0 | 0 | 0 | 0 | 0.093472 | 0.064096
1996 | 63.6979 | 0 | 0 | 0 | 0 | 0 | 0 | 0.024384 | 0.056084
1996 | 63.7083 | 0 | 0 | 0 | 0 | 0 | 0 | 0.08128 | 0.056084
1996 | 63.7187 | 0 | 0 | 0 | 0 | 0 | 0 | 0.048768 | 0.06009
1996 | 63.7292 | 0 | 0 | 0 | 0 | 0 | 0 | 0.077216 | 0.06009
1996 | 63.7396 | 0 | 0 | 0 | 0 | 0 | 0 | 0.048768 | 0.044066
1996 | 63.75 | 0 | 0 | 0 | 0 | 0 | 0 | 0.048768 | 0.056084
1996 | 63.7604 | 0 | 0 | 0 | 0 | 0 | 0 | 0.028448 | 0.036054
1996 | 63.7708 | 0 | 0 | 0 | 0 | 0 | 0 | 0.04064 | 0.048072
1996 | 63.7812 | 0 | 0 | 0 | 0 | 0 | 0 | 0.028448 | 0.028042
1996 | 63.7917 | 0 | 0 | 0 | 0 | 0 | 0 | 0.024384 | 0.048072
1996 | 63.8021 | 0 | 0 | 0 | 0 | 0 | 0 | 0.024384 | 0.016024
1996 | 63.8125 | 0 | 0 | 0 | 0 | 0 | 0 | 0.016256 | 0.028042
1996 | 63.8229 | 0 | 0 | 0 | 0 | 0 | 0 | 0.004064 | 0.028042
1996 | 63.8333 | 0 | 0 | 0 | 0 | 0 | 0 | 0.028448 | 0.044066
1996 | 63.8437 | 0 | 0 | 0 | 0 | 0 | 0 | 0.012192 | 0.008012
1996 | 63.8542 | 0 | 0 | 0 | 0 | 0 | 0 | 0.02032 | 0.024036
1996 | 63.8646 | 0 | 0 | 0 | 0 | 0 | 0 | 0.012192 | -0.004006
1996 | 63.875 | 0 | 0 | 0 | 0 | 0 | 0 | 0.012192 | 0.024036
1996 | 63.8854 | 0 | 0 | 0 | 0 | 0 | 0 | 0.008128 | 0.004006
1996 | 63.8958 | 0 | 0 | 0 | 0 | 0 | 0 | 0.016256 | 0.02003
1996 | 63.9062 | 0 | 0 | 0 | 0 | 0 | 0 | 0.012192 | 0.02003
1996 | 63.9167 | 0 | 0 | 0 | 0 | 0 | 0 | 0.008128 | 0.012018
1996 | 63.9271 | 0 | 0 | 0 | 0 | 0 | 0 | -0.004064 | 0.016024
1996 | 63.9375 | 0 | 0 | 0 | 0 | 0 | 0 | 0.016256 | 0.016024
1996 | 63.9479 | 0 | 0 | 0 | 0 | 0 | 0 | 0.012192 | 0.008012
1996 | 63.9583 | 0 | 0 | 0 | 0 | 0 | 0 | -0.016256 | 0.008012
1996 | 63.9687 | 0 | 0 | 0 | 0 | 0 | 0 | 0.008128 | 0.012018
1996 | 63.9792 | 0 | 0 | 0 | 0 | 0 | 0 | 0.028448 | 0.012018
1996 | 63.9896 | 0 | 0 | 0 | 0 | 0 | 0 | 0.004064 | 0.008012
1996 | 64 | 0 | 0 | 0 | 0 | 0 | 0 | 0.012192 | 0.016024
1996 | 64.0104 | 0 | 0 | 0 | 0 | 0 | 0 | 0.008128 | 0.012018
1996 | 64.0208 | 0 | 0 | 0 | 0 | 0 | 0 | 0.004064 | -0.004006
1996 | 64.0312 | 0 | 0 | 0 | 0 | 0 | 0 | -0.004064 | 0.016024
1996 | 64.0417 | 0 | 0 | 0 | 0 | 0 | 0 | 0.02032 | 0.004006
1996 | 64.0521 | 0 | 0 | 0 | 0 | 0 | 0 | 0.008128 | 0.008012
1996 | 64.0625 | 0 | 0 | 0 | 0 | 0 | 0 | 0.012192 | 0.02003
1996 | 64.0729 | 0 | 0 | 0 | 0 | 0 | 0 | 0.02032 | 0.004006
1996 | 64.0833 | 0 | 0 | 0 | 0 | 0 | 0 | 0.016256 | 0.012018
1996 | 64.0937 | 0 | 0 | 0 | 0 | 0 | 0 | 0.012192 | 7.1054e-15
1996 | 64.1042 | 0 | 0 | 0 | 0 | 0 | 0 | 0.008128 | 0.004006
1996 | 64.1146 | 0 | 0 | 0 | 0 | 0 | 0 | -0.016256 | 0.012018
1996 | 64.125 | 0 | 0 | 0 | 0 | 0 | 0 | 0.012192 | -7.1054e-15
1996 | 64.1354 | 0 | 0 | 0 | 0 | 0 | 0 | 0.004064 | 0.008012
1996 | 64.1458 | 0 | 0 | 0 | 0 | 0 | 0 | -0.012192 | 0
1996 | 64.1562 | 0 | 0 | 0 | 0 | 0 | 0 | -0.028448 | 0.008012
1996 | 64.1667 | 0 | 0 | 0 | 0 | 0 | 0 | 0.016256 | -0.004006
1996 | 64.1771 | 0 | 0 | 0 | 0 | 0 | 0 | 0.004064 | 0
1996 | 64.1875 | 0 | 0 | 0 | 0 | 0 | 0 | 0.024384 | 0.008012
1996 | 64.1979 | 0 | 0 | 0 | 0 | 0 | 0 | 0.024384 | 0.016024
1996 | 64.2083 | 0 | 0 | 0 | 0 | 0 | 0 | 0.016256 | 0.012018
1996 | 64.2187 | 0 | 0 | 0 | 0 | 0 | 0 | -0.004064 | 0.004006
1996 | 64.2292 | 0 | 0 | 0 | 0 | 0 | 0 | -0.004064 | 0.016024
1996 | 64.2396 | 0.032512 | 0 | 0 | 0 | 0 | 0 | -0.008128 | 0.004006
1996 | 64.25 | 0 | 0 | 0 | 0 | 0 | 0 | 0.028448 | -0.004006
1996 | 64.2604 | 0 | 0 | 0 | 0 | 0 | 0 | 0.044704 | 0.024036
1996 | 64.2708 | 0 | 0 | 0 | 0 | 0 | 0 | 0.008128 | 0.02003
1996 | 64.2812 | 0 | 0 | 0 | 0 | 0 | 0 | 0.04064 | 0.008012
1996 | 64.2917 | 0 | 0 | 0 | 0 | 0 | 0 | 0.024384 | 0.024036
1996 | 64.3021 | 0 | 0 | 0 | 0 | 0 | 0 | -0.028448 | -0.004006
1996 | 64.3125 | 0 | 0 | 0 | 0 | 0 | 0 | 0.02032 | 0.016024
1996 | 64.3229 | 0.024384 | 0 | 0 | 0 | 0 | 0 | 0.016256 | 0.012018
1996 | 64.3333 | 0 | 0 | 0 | 0 | 0 | 0 | 0.02032 | -0.008012
1996 | 64.3437 | 0 | 0 | 0 | 0 | 0 | 0 | 0.02032 | 0.008012
1996 | 64.3542 | 0 | 0 | 0 | 0 | 0 | 0 | -0.02032 | -0.008012
1996 | 64.3646 | 0.10566 | 0.024036 | 0 | 0 | 0 | 0 | -0.004064 | -0.02003
1996 | 64.375 | 0.073152 | 0 | 0 | 0 | 0 | 0 | 7.1054e-15 | -0.008012
1996 | 64.3854 | 0 | 0 | 0 | 0 | 0 | 0 | 0.089408 | 0.012018
1996 | 64.3958 | 0 | 0 | 0 | 0 | 0 | 0 | 0.02032 | -7.1054e-15
1996 | 64.4062 | 0 | 0 | 0 | 0 | 0 | 0 | 0.028448 | 0.02003
1996 | 64.4167 | 0 | 0 | 0 | 0 | 0 | 0 | 0.093472 | 0.028042
1996 | 64.4271 | 0 | 0.032048 | 0 | 0 | 0 | 0 | 0.04064 | 0.028042
1996 | 64.4375 | 0 | 0 | 0 | 0 | 0 | 0 | 0.004064 | -0.02003
1996 | 64.4479 | 0 | 0 | 0 | 0 | 0 | 0 | 0.069088 | 0.04006
1996 | 64.4583 | 0 | 0 | 0 | 0 | 0 | 0 | 0.12598 | 0.004006
1996 | 64.4687 | 0 | 0 | 0 | 0 | 0 | 0 | 0.032512 | 0.056084
1996 | 64.4792 | 0 | 0 | 0 | 0 | 0 | 0 | 0.10973 | 0.056084
1996 | 64.4896 | 0 | 0 | 0 | 0 | 0 | 0 | 0.11379 | 0.044066
1996 | 64.5 | 0 | 0 | 0 | 0 | 0 | 0 | 0.093472 | 0.064096
1996 | 64.5104 | 0 | 0 | 0 | 0 | 0 | 0 | 0.052832 | 0.02003
1996 | 64.5208 | 0 | 0 | 0 | 0 | 0 | 0 | 0.14224 | 0.064096
1996 | 64.5312 | 0 | 0 | 0 | 0 | 0 | 0 | 0.12598 | 0.12018
1996 | 64.5417 | 0 | 0 | 0 | 0 | 0 | 0 | 0.14224 | 0.072108
1996 | 64.5521 | 0 | 0 | 0 | 0 | 0 | 0 | 0.073152 | 0.056084
1996 | 64.5625 | 0 | 0 | 0 | 0 | 0 | 0 | 0.15524 | 0.092138
1996 | 64.5729 | 0 | 0 | 0 | 0 | 0 | 0 | 0.18938 | 0.11217
1996 | 64.5833 | 0 | 0 | 0 | 0 | 0 | 0 | 0.065024 | 0.15223
1996 | 64.5937 | 0 | 0 | 0 | 0 | 0 | 0 | 0.065024 | -0.052078
1996 | 64.6042 | 0 | 0 | 0 | 0 | 0 | 0 | 0.14224 | 0.16024
1996 | 64.6146 | 0 | 0 | 0 | 0 | 0 | 0 | 0.093472 | 0.12819
1996 | 64.625 | 0 | 0 | 0 | 0 | 0 | 0 | 0.1463 | 0.044066
1996 | 64.6354 | 0 | 0 | 0 | 0 | 0 | 0 | 0.13005 | 0.11217
1996 | 64.6458 | 0 | 0 | 0 | 0 | 0 | 0 | 0.089408 | 0.19629
1996 | 64.6562 | 0 | 0 | 0 | 0 | 0 | 0 | 0.073152 | 0.072108
1996 | 64.6667 | 0 | 0 | 0 | 0 | 0 | 0 | 0.085344 | -0.012018
1996 | 64.6771 | 0 | 0 | 0 | 0 | 0 | 0 | 0.048768 | 0.068102
1996 | 64.6875 | 0 | 0 | 0 | 0 | 0 | 0 | 0.11379 | 0.088132
1996 | 64.6979 | 0 | 0 | 0 | 0 | 0 | 0 | 0.02032 | 0.024036
1996 | 64.7083 | 0 | 0 | 0 | 0 | 0 | 0 | 0.093472 | 0.10416
1996 | 64.7187 | 0 | 0 | 0 | 0 | 0 | 0 | 0.032512 | -0.004006
1996 | 64.7292 | 0 | 0 | 0 | 0 | 0 | 0 | 0.06096 | 0.076114
1996 | 64.7396 | 0 | 0 | 0 | 0 | 0 | 0 | 0.032512 | 0
1996 | 64.75 | 0 | 0 | 0 | 0 | 0 | 0 | 0.093472 | 0.22434
1996 | 64.7604 | 0 | 0 | 0 | 0 | 0 | 0 | 0.089408 | -0.10416
1996 | 64.7708 | 0 | 0 | 0 | 0 | 0 | 0 | 0.048768 | 0.1322
1996 | 64.7812 | 0 | 0 | 0 | 0 | 0 | 0 | 0.008128 | 0.024036
1996 | 64.7917 | 0 | 0 | 0 | 0 | 0 | 0 | 0.1016 | 0.10015
1996 | 64.8021 | 0 | 0 | 0 | 0 | 0 | 0 | 0.028448 | 0.056084
1996 | 64.8125 | 0 | 0 | 0 | 0 | 0 | 0 | 0.012192 | -0.068102
1996 | 64.8229 | 0 | 0 | 0 | 0 | 0 | 0 | -0.02032 | 0.072108
1996 | 64.8333 | 0 | 0 | 0 | 0 | 0 | 0 | 0.04064 | 0.016024
1996 | 64.8437 | 0 | 0 | 0 | 0 | 0 | 0 | 0.016256 | 0.056084
1996 | 64.8542 | 0 | 0.04006 | 0 | 0 | 0 | 0 | 0.008128 | 0.044066
1996 | 64.8646 | 0 | 0 | 0 | 0 | 0 | 0 | 0.044704 | 0.016024
1996 | 64.875 | 0 | 0 | 0 | 0 | 0 | 0 | 0.073152 | 0.04006
1996 | 64.8854 | 0 | 0 | 0 | 0 | 0 | 0 | 0.004064 | 0.036054
1996 | 64.8958 | 0 | 0 | 0 | 0 | 0 | 0 | 0 | -0.016024
1996 | 64.9062 | 0 | 0 | 0 | 0 | 0 | 0 | 0.008128 | 0.024036
1996 | 64.9167 | 0 | 0 | 0 | 0 | 0 | 0 | 0.044704 | 0.044066
1996 | 64.9271 | 0 | 0 | 0 | 0 | 0 | 0 | 0.024384 | 0.04006
1996 | 64.9375 | 0 | 0 | 0 | 0 | 0 | 0 | 0.028448 | 0.012018
1996 | 64.9479 | 0 | 0 | 0 | 0 | 0 | 0 | 0.028448 | 0.012018
1996 | 64.9583 | 0 | 0 | 0 | 0 | 0 | 0 | 0.02032 | 0.028042
1996 | 64.9687 | 0 | 0 | 0 | 0 | 0 | 0 | 0.004064 | 0.012018
1996 | 64.9792 | 0 | 0 | 0 | 0 | 0 | 0 | 0.012192 | 0.012018
1996 | 64.9896 | 0 | 0 | 0 | 0 | 0 | 0 | 0.02032 | 0.028042
1996 | 65 | 0 | 0 | 0 | 0 | 0 | 0 | 0.02032 | 0.012018
1996 | 65.0104 | 0 | 0 | 0 | 0 | 0 | 0 | 0.008128 | 0.024036
1996 | 65.0208 | 0 | 0 | 0 | 0 | 0 | 0 | 0.008128 | 7.1054e-15
1996 | 65.0312 | 0 | 0 | 0 | 0 | 0 | 0 | 0.024384 | 0.012018
1996 | 65.0417 | 0 | 0 | 0 | 0 | 0 | 0 | 0.004064 | -0.004006
1996 | 65.0521 | 0 | 0 | 0 | 0 | 0 | 0 | 0.004064 | 0.032048
1996 | 65.0625 | 0 | 0 | 0 | 0 | 0 | 0 | 0.02032 | 0.016024
1996 | 65.0729 | 0.024384 | 0.048072 | 0 | 0 | 0 | 0 | -0.024384 | -0.004006
1996 | 65.0833 | 0 | 0 | 0 | 0 | 0 | 0 | 0.016256 | 0.04006
1996 | 65.0937 | 0 | 0 | 0 | 0 | 0 | 0 | 0.028448 | -0.02003
1996 | 65.1042 | 0 | 0 | 0 | 0 | 0 | 0 | 0.024384 | 0.004006
1996 | 65.1146 | 0 | 0 | 0 | 0 | 0 | 0 | 0.004064 | 0.028042
1996 | 65.125 | 0 | 0 | 0 | 0 | 0 | 0 | 0.008128 | 0.012018
1996 | 65.1354 | 0 | 0 | 0 | 0 | 0 | 0 | 0.008128 | 0.004006
1996 | 65.1458 | 0 | 0 | 0 | 0 | 0 | 0 | 0.004064 | 0.004006
1996 | 65.1562 | 0 | 0 | 0 | 0 | 0 | 0 | 0.028448 | 0.012018
1996 | 65.1667 | 0 | 0 | 0 | 0 | 0 | 0 | 0.004064 | 0.02003
1996 | 65.1771 | 0 | 0 | 0 | 0 | 0 | 0 | 0.016256 | 0.004006
1996 | 65.1875 | 0 | 0 | 0 | 0 | 0 | 0 | -0.008128 | -0.012018
1996 | 65.1979 | 0 | 0 | 0 | 0 | 0 | 0 | -0.012192 | 0.008012
1996 | 65.2083 | 0 | 0 | 0 | 0 | 0 | 0 | 0.077216 | 0.044066
1996 | 65.2187 | 0 | 0 | 0 | 0 | 0 | 0 | 0.028448 | 0.028042
1996 | 65.2292 | 0 | 0 | 0 | 0 | 0 | 0 | 0.028448 | 0.028042
1996 | 65.2396 | 0 | 0 | 0 | 0 | 0 | 0 | -0.004064 | 0
1996 | 65.25 | 0 | 0 | 0 | 0 | 0 | 0 | 0 | 0.02003
1996 | 65.2604 | 0 | 0 | 0 | 0 | 0 | 0 | 0.036576 | 0.012018
1996 | 65.2708 | 0 | 0 | 0 | 0 | 0 | 0 | -0.004064 | -0.012018
1996 | 65.2812 | 0 | 0 | 0 | 0 | 0 | 0 | -0.016256 | 0.008012
1996 | 65.2917 | 0 | 0 | 0 | 0 | 0 | 0 | -0.012192 | -0.044066
1996 | 65.3021 | 0 | 0 | 0 | 0 | 0 | 0 | 0.073152 | 0.072108
1996 | 65.3125 | 0 | 0 | 0 | 0 | 0 | 0 | 0.004064 | 0
1996 | 65.3229 | 0 | 0 | 0 | 0 | 0 | 0 | 0.016256 | 0.028042
1996 | 65.3333 | 0 | 0 | 0 | 0 | 0 | 0 | 0 | -0.04006
1996 | 65.3437 | 0 | 0 | 0 | 0 | 0 | 0 | -0.012192 | 0.028042
1996 | 65.3542 | 0 | 0 | 0 | 0 | 0 | 0 | 0.004064 | -7.1054e-15
1996 | 65.3646 | 0 | 0 | 0 | 0 | 0 | 0 | 0.036576 | 0.012018
1996 | 65.375 | 0 | 0 | 0 | 0 | 0 | 0 | -0.012192 | 0.02003
1996 | 65.3854 | 0 | 0.024036 | 0 | 0 | 0 | 0 | 0.016256 | -0.036054
1996 | 65.3958 | 0 | 0 | 0 | 0 | 0 | 0 | 0.04064 | -7.1054e-15
1996 | 65.4062 | 0 | 0 | 0 | 0 | 0 | 0 | 0.056896 | -0.024036
1996 | 65.4167 | 0 | 0 | 0 | 0 | 0 | 0 | 0.012192 | 0.1322
1996 | 65.4271 | 0 | 0 | 0 | 0 | 0 | 0 | 0.08128 | -0.10416
1996 | 65.4375 | 0 | 0 | 0 | 0 | 0 | 0 | 0.056896 | -0.004006
1996 | 65.4479 | 0 | 0 | 0 | 0 | 0 | 0 | 0.097536 | 0.032048
1996 | 65.4583 | 0 | 0 | 0 | 0 | 0 | 0 | 0.11786 | 0.1362
1996 | 65.4687 | 0 | 0 | 0 | 0 | 0 | 0 | 0.06096 | -0.008012
1996 | 65.4792 | 0 | 0 | 0 | 0 | 0 | 0 | 0.11379 | 0.064096
1996 | 65.4896 | 0 | 0 | 0 | 0 | 0 | 0 | 0.12192 | 0.028042
1996 | 65.5 | 0 | 0 | 0 | 0 | 0 | 0 | 0.10566 | 0.21632
1996 | 65.5104 | 0 | 0 | 0 | 0 | 0 | 0 | 0.12598 | 0.12819
1996 | 65.5208 | 0 | 0 | 0 | 0 | 0 | 0 | 0.077216 | -0.06009
1996 | 65.5312 | 0 | 0 | 0 | 0 | 0 | 0 | 0.073152 | 0.21632
1996 | 65.5417 | 0 | 0 | 0 | 0 | 0 | 0 | 0.069088 | 0.048072
1996 | 65.5521 | 0 | 0 | 0 | 0 | 0 | 0 | 0.08128 | 0.04006
1996 | 65.5625 | 0 | 0 | 0 | 0 | 0 | 0 | 0.093472 | 0.052078
1996 | 65.5729 | 0 | 0 | 0 | 0 | 0 | 0 | 0.077216 | 0.072108
1996 | 65.5833 | 0 | 0 | 0 | 0 | 0 | 0 | 0.073152 | -0.18828
1996 | 65.5937 | 0 | 0 | 0 | 0 | 0 | 0 | 0.085344 | 0.32849
1996 | 65.6042 | 0 | 0 | 0 | 0 | 0 | 0 | 0.11379 | 0.016024
1996 | 65.6146 | 0 | 0 | 0 | 0 | 0 | 0 | 0.15037 | 0.016024
1996 | 65.625 | 0 | 0 | 0 | 0 | 0 | 0 | 0.097536 | 0.076114
1996 | 65.6354 | 0 | 0 | 0 | 0 | 0 | 0 | 0.097536 | 0.14422
1996 | 65.6458 | 0 | 0 | 0 | 0 | 0 | 0 | 0.16662 | 0.18027
1996 | 65.6562 | 0 | 0.04006 | 0 | 0 | 0 | 0 | 0.044704 | -0.18828
1996 | 65.6667 | 0 | 0 | 0 | 0 | 0 | 0 | 0.16662 | 0.29244
1996 | 65.6771 | 0 | 0 | 0 | 0 | 0 | 0 | 0.073152 | 0.064096
1996 | 65.6875 | 0 | 0 | 0 | 0 | 0 | 0 | 0.097536 | 0.12819
1996 | 65.6979 | 0 | 0 | 0 | 0 | 0 | 0 | 0.093472 | -0.1362
1996 | 65.7083 | 0 | 0 | 0 | 0 | 0 | 0 | 0.08128 | 0.18428
1996 | 65.7187 | 0 | 0 | 0 | 0 | 0 | 0 | 0.093472 | 0.26039
1996 | 65.7292 | 0 | 0.04006 | 0 | 0 | 0 | 0 | 0.065024 | -0.028042
1996 | 65.7396 | 0 | 0 | 0 | 0 | 0 | 0 | 0.10973 | 0.11217
1996 | 65.75 | 0 | 0 | 0 | 0 | 0 | 0 | 0.016256 | -0.068102
1996 | 65.7604 | 0 | 0 | 0 | 0 | 0 | 0 | 0.08128 | 0.11617
1996 | 65.7708 | 0 | 0 | 0 | 0 | 0 | 0 | 0.04064 | 0.15223
1996 | 65.7812 | 0 | 0 | 0 | 0 | 0 | 0 | 0.036576 | 0.04006
1996 | 65.7917 | 0 | 0 | 0 | 0 | 0 | 0 | 0.052832 | 0.064096
1996 | 65.8021 | 0 | 0 | 0 | 0 | 0 | 0 | 0.036576 | 0.06009
1996 | 65.8125 | 0 | 0 | 0 | 0 | 0 | 0 | 0.02032 | 0.032048
1996 | 65.8229 | 0 | 0 | 0 | 0 | 0 | 0 | 0.008128 | 0.016024
1996 | 65.8333 | 0 | 0 | 0 | 0 | 0 | 0 | 0.012192 | 0.012018
1996 | 65.8437 | 0 | 0 | 0 | 0 | 0 | 0 | 0.016256 | 0.028042
1996 | 65.8542 | 0 | 0 | 0 | 0 | 0 | 0 | 0.012192 | 0.012018
1996 | 65.8646 | 0 | 0 | 0 | 0 | 0 | 0 | -0.012192 | 0.036054
1996 | 65.875 | 0 | 0.04006 | 0 | 0 | 0 | 0 | 0.016256 | 0.032048
1996 | 65.8854 | 0 | 0 | 0 | 0 | 0 | 0 | 0.012192 | 0.008012
1996 | 65.8958 | 0 | 0 | 0 | 0 | 0 | 0 | 0.016256 | 0.012018
1996 | 65.9062 | 0 | 0 | 0 | 0 | 0 | 0 | 0.012192 | 0.032048
1996 | 65.9167 | 0 | 0 | 0 | 0 | 0 | 0 | 0.004064 | 0
1996 | 65.9271 | 0 | 0 | 0 | 0 | 0 | 0 | 0.012192 | 0.032048
1996 | 65.9375 | 0 | 0 | 0 | 0 | 0 | 0 | 0 | 0.004006
1996 | 65.9479 | 0 | 0 | 0 | 0 | 0 | 0 | 0.008128 | 0.008012
1996 | 65.9583 | 0 | 0 | 0 | 0 | 0 | 0 | 0.008128 | 0.012018
1996 | 65.9687 | 0 | 0 | 0 | 0 | 0 | 0 | 0.008128 | -0.024036
1996 | 65.9792 | 0 | 0 | 0 | 0 | 0 | 0 | 0.004064 | 0.036054
1996 | 65.9896 | 0 | 0 | 0 | 0 | 0 | 0 | 0.004064 | -0.004006
1996 | 66 | 0 | 0 | 0 | 0 | 0 | 0 | 0.004064 | 0.008012
1996 | 66.0104 | 0 | 0 | 0 | 0 | 0 | 0 | 0.004064 | -0.004006
1996 | 66.0208 | 0 | 0 | 0 | 0 | 0 | 0 | 0.004064 | -0.004006
1996 | 66.0312 | 0 | 0 | 0 | 0 | 0 | 0 | 0.012192 | 0.036054
1996 | 66.0417 | 0 | 0 | 0 | 0 | 0 | 0 | 0 | 0.004006
1996 | 66.0521 | 0 | 0.032048 | 0 | 0 | 0 | 0 | 0.004064 | 0.02003
1996 | 66.0625 | 0 | 0 | 0 | 0 | 0 | 0 | 0.008128 | 0.008012
1996 | 66.0729 | 0 | 0 | 0 | 0 | 0 | 0 | 0.004064 | -0.008012
1996 | 66.0833 | 0 | 0 | 0 | 0 | 0 | 0 | 0.008128 | -0.008012
1996 | 66.0937 | 0 | 0 | 0 | 0 | 0 | 0 | 0.004064 | 0.024036
1996 | 66.1042 | 0 | 0 | 0 | 0 | 0 | 0 | -0.004064 | -0.008012
1996 | 66.1146 | 0 | 0.04006 | 0 | 0 | 0 | 0 | -0.024384 | -0.032048
1996 | 66.125 | 0 | 0 | 0 | 0 | 0 | 0 | 0.032512 | 0.028042
1996 | 66.1354 | 0 | 0 | 0 | 0 | 0 | 0 | 0.008128 | 0.016024
1996 | 66.1458 | 0 | 0 | 0 | 0 | 0 | 0 | 0.02032 | 0.024036
1996 | 66.1562 | 0 | 0 | 0 | 0 | 0 | 0 | -0.004064 | 0
1996 | 66.1667 | 0 | 0.056084 | 0 | 0 | 0 | 0 | -0.016256 | 0.02003
1996 | 66.1771 | 0 | 0.08012 | 0 | 0 | 0 | 0 | -0.016256 | -0.004006
1996 | 66.1875 | 0 | 0 | 0 | 0 | 0 | 0 | -0.016256 | 0.016024
1996 | 66.1979 | 0 | 0 | 0 | 0 | 0 | 0 | 0.036576 | -0.052078
1996 | 66.2083 | 0.024384 | 0 | 0 | 0 | 0 | 0 | 0.004064 | 0.024036
1996 | 66.2187 | 0 | 0.048072 | 0 | 0 | 0 | 0 | 0.012192 | -0.02003
1996 | 66.2292 | 0 | 0 | 0 | 0 | 0 | 0 | 0.028448 | 0.1362
1996 | 66.2396 | 0 | 0 | 0 | 0 | 0 | 0 | 0.012192 | -0.068102
1996 | 66.25 | 0 | 0 | 0 | 0 | 0 | 0 | 0.012192 | 0.008012
1996 | 66.2604 | 0 | 0 | 0 | 0 | 0 | 0 | 0.012192 | 0.12819
1996 | 66.2708 | 0 | 0 | 0 | 0 | 0 | 0 | 0.016256 | -0.02003
1996 | 66.2812 | 0.024384 | 0 | 0 | 0.12018 | 0 | 0 | -0.077216 | -0.036054
1996 | 66.2917 | 0 | 0 | 0 | 0 | 0 | 0 | 0.028448 | 0.068102
1996 | 66.3021 | 0.024384 | 0 | 0 | 0 | 0 | 0 | 0.028448 | -0.036054
1996 | 66.3125 | 0 | 0 | 0 | 0 | 0 | 0 | 0.036576 | 0.048072
1996 | 66.3229 | 0 | 0 | 0 | 0 | 0 | 0 | 0.008128 | -0.10015
1996 | 66.3333 | 0.032512 | 0 | 0 | 0 | 0 | 0 | 0.028448 | 0.12419
1996 | 66.3437 | 0.024384 | 0 | 0 | 0 | 0 | 0 | 0.012192 | -0.076114
1996 | 66.3542 | 0.024384 | 0 | 0 | 0 | 0 | 0 | 0.032512 | 0.16425
1996 | 66.3646 | 0 | 0.064096 | 0.056896 | 0 | 0 | 0 | 0 | -0.16024
1996 | 66.375 | 0 | 0 | 0.17069 | 0 | 0 | 0 | 0.069088 | -0.12819
1996 | 66.3854 | 0 | 0 | 0 | 0.08012 | 0 | 0 | 0.069088 | 0.24837
1996 | 66.3958 | 0 | 0 | 0.04064 | 0.12018 | 0 | 0 | 0.024384 | 0.056084
1996 | 66.4062 | 0 | 0 | 0.12192 | 0.088132 | 0 | 0 | 0.065024 | 0.11617
1996 | 66.4167 | 0 | 0 | 0 | 0 | 0 | 0 | 0.048768 | 0.072108
1996 | 66.4271 | 0 | 0 | 0 | 0 | 0 | 0 | 0 | 0.012018
1996 | 66.4375 | 0 | 0 | 0.15443 | 0.40861 | 0 | 0 | 0.012192 | 0.10416
1996 | 66.4479 | 0 | 0 | 0 | 0 | 0 | 0 | 0.089408 | 0.084126
1996 | 66.4583 | 0 | 0 | 0 | 0 | 0 | 0 | -0.02032 | 0.096144
1996 | 66.4687 | 0 | 0 | 0.048768 | 0 | 0 | 0 | -0.02032 | 0.068102
1996 | 66.4792 | 0 | 0 | 0.04064 | 0.10416 | 0 | 0 | 0.085344 | -0.036054
1996 | 66.4896 | 0 | 0 | 0 | 0 | 0 | 0 | 0 | 0.12819
1996 | 66.5 | 0 | 0 | 0 | 0.016024 | 0 | 0 | -0.032512 | -0.004006
1996 | 66.5104 | 0 | 0 | 0.13005 | 0.10416 | 0 | 0 | 0.06096 | 0.072108
1996 | 66.5208 | 0 | 0 | 0.065024 | 0 | 0 | 0 | 0.048768 | -0.064096
1996 | 66.5312 | 0 | 0 | 0 | 0.12018 | 0 | 0 | -0.044704 | 0.18027
1996 | 66.5417 | 0 | 0 | 0 | 0 | 0 | 0 | 0.056896 | -0.052078
1996 | 66.5521 | 0 | 0 | 0 | 0 | 0 | 0 | -0.012192 | -0.19229
1996 | 66.5625 | 0 | 0 | 0 | 0 | 0 | 0 | 0.036576 | 0.092138
1996 | 66.5729 | 0 | 0 | 0.18694 | 0.30446 | 0 | 0 | -0.06096 | 0.072108
1996 | 66.5833 | 0 | 0 | 0 | 0 | 0 | 0 | 0.077216 | 0.22434
1996 | 66.5937 | 0 | 0 | 0 | 0 | 0 | 0 | 0.18694 | 0.1322
1996 | 66.6042 | 0 | 0 | 0.24384 | 0.096144 | 0 | 0 | 0.004064 | -0.10416
1996 | 66.6146 | 0 | 0 | 0.10566 | 0.15223 | 0 | 0 | 0.069088 | 0.10816
1996 | 66.625 | 0 | 0 | 0.21133 | 0 | 0 | 0 | 0.02032 | -0.24437
1996 | 66.6354 | 0 | 0 | 0 | 0 | 0 | 0 | 0.12192 | 0.14021
1996 | 66.6458 | 0 | 0 | 0 | 0 | 0 | 0 | -0.093472 | 0.27641
1996 | 66.6562 | 0 | 0 | 0 | 0.072108 | 0 | 0 | 0.089408 | -0.22033
1996 | 66.6667 | 0 | 0 | 0 | 0 | 0 | 0 | 0.16256 | 0.064096
1996 | 66.6771 | 0 | 0 | 0 | 0 | 0 | 0 | -0.073152 | 0.12819
1996 | 66.6875 | 0 | 0 | 0 | 0 | 0 | 0 | 0.048768 | 0.22834
1996 | 66.6979 | 0 | 0 | 0 | 0.24837 | 0 | 0 | -0.2479 | -0.12819
1996 | 66.7083 | 0 | 0 | 0 | 0 | 0 | 0 | 0.069088 | 0.072108
1996 | 66.7187 | 0 | 0 | 0 | 0.19229 | 0 | 0 | 0.12192 | 0.19229
1996 | 66.7292 | 0 | 0 | 0.26822 | 0.16024 | 0 | 0 | -0.012192 | -0.056084
1996 | 66.7396 | 0 | 0 | 0 | 0 | 0 | 0 | 0.1463 | 0.072108
1996 | 66.75 | 0 | 0 | 0 | 0 | 0 | 0 | -0.089408 | -0.012018
1996 | 66.7604 | 0 | 0 | 0 | 0 | 0 | 0 | 0.06096 | 0.1322
1996 | 66.7708 | 0 | 0 | 0 | 0 | 0 | 0 | 0.23571 | 0.1322
1996 | 66.7812 | 0 | 0 | 0.17882 | 0 | 0 | 0 | 0 | -0.02003
1996 | 66.7917 | 0 | 0 | 0 | 0 | 0 | 0 | 0.052832 | -0.04006
1996 | 66.8021 | 0 | 0 | 0 | 0 | 0 | 0 | -0.08128 | -0.10015
1996 | 66.8125 | 0 | 0 | 0 | 0 | 0 | 0 | 0.036576 | 0.15623
1996 | 66.8229 | 0 | 0 | 0 | 0 | 0 | 0 | 0.15037 | 0.072108
1996 | 66.8333 | 0 | 0 | 0 | 0 | 0 | 0 | 0.069088 | 0.2003
1996 | 66.8437 | 0 | 0 | 0 | 0 | 0 | 0 | 0.08128 | -0.056084
1996 | 66.8542 | 0 | 0 | 0 | 0 | 0 | 0 | 0.065024 | 0.1322
1996 | 66.8646 | 0 | 0 | 0 | 0 | 0 | 0 | 0.12192 | 0.1362
1996 | 66.875 | 0 | 0 | 0 | 0 | 0 | 0 | 0.004064 | 0.008012
1996 | 66.8854 | 0 | 0 | 0 | 0 | 0 | 0 | 0.032512 | 0.052078
1996 | 66.8958 | 0 | 0 | 0 | 0 | 0 | 0 | 0.008128 | 0.044066
1996 | 66.9062 | 0 | 0 | 0 | 0 | 0 | 0 | 0.028448 | -0.004006
1996 | 66.9167 | 0 | 0.032048 | 0 | 0 | 0 | 0 | -0.016256 | 0.004006
1996 | 66.9271 | 0.024384 | 0 | 0 | 0 | 0 | 0 | -0.012192 | -0.016024
1996 | 66.9375 | 0 | 0 | 0 | 0 | 0 | 0 | 0.044704 | 0.02003
1996 | 66.9479 | 0 | 0 | 0 | 0 | 0 | 0 | -0.004064 | -1.4211e-14
1996 | 66.9583 | 0 | 0 | 0 | 0 | 0 | 0 | -0.004064 | -0.024036
1996 | 66.9687 | 0 | 0 | 0 | 0 | 0 | 0 | 0 | 0.02003
1996 | 66.9792 | 0 | 0 | 0 | 0 | 0 | 0 | 0 | 0.004006
1996 | 66.9896 | 0 | 0 | 0 | 0 | 0 | 0 | -0.02032 | -0.044066
1996 | 67 | 0 | 0 | 0 | 0 | 0 | 0 | -0.004064 | 0.012018
1996 | 67.0104 | 0 | 0 | 0 | 0 | 0 | 0 | -0.008128 | -0.008012
1996 | 67.0208 | 0.024384 | 0 | 0 | 0 | 0 | 0 | 0.008128 | 0.012018
1996 | 67.0312 | 0 | 0 | 0 | 0 | 0 | 0 | 0.012192 | 0.008012
1996 | 67.0417 | 0 | 0 | 0 | 0 | 0 | 0 | 0.012192 | 0.012018
1996 | 67.0521 | 0 | 0 | 0 | 0 | 0 | 0 | 0.02032 | 0.052078
1996 | 67.0625 | 0 | 0 | 0 | 0 | 0 | 0 | -0.008128 | -0.004006
1996 | 67.0729 | 0 | 0.024036 | 0 | 0 | 0 | 0 | 0.032512 | 0.044066
1996 | 67.0833 | 0 | 0.024036 | 0 | 0 | 0 | 0 | -0.012192 | -0.02003
1996 | 67.0937 | 0 | 0 | 0 | 0 | 0 | 0 | 0 | 0.016024
1996 | 67.1042 | 0 | 0 | 0 | 0 | 0 | 0 | 0 | 0
1996 | 67.1146 | 0 | 0 | 0 | 0 | 0 | 0 | 0.012192 | -0.016024
1996 | 67.125 | 0 | 0 | 0 | 0 | 0 | 0 | 0 | 0.044066
1996 | 67.1354 | 0 | 0 | 0 | 0 | 0 | 0 | 0.028448 | 0.024036
1996 | 67.1458 | 0 | 0 | 0 | 0 | 0 | 0 | 0.032512 | 0.036054
1996 | 67.1562 | 0 | 0 | 0 | 0 | 0 | 0 | 0.008128 | 0.044066
1996 | 67.1667 | 0 | 0 | 0 | 0 | 0 | 0 | 0.012192 | -0.028042
1996 | 67.1771 | 0 | 0 | 0 | 0 | 0 | 0 | -0.028448 | -0.04006
1996 | 67.1875 | 0 | 0 | 0 | 0 | 0 | 0 | 0.004064 | 0.024036
1996 | 67.1979 | 0 | 0 | 0 | 0 | 0 | 0 | -0.008128 | -0.028042
1996 | 67.2083 | 0 | 0 | 0 | 0 | 0 | 0 | 0.012192 | 0.004006
1996 | 67.2187 | 0 | 0 | 0 | 0 | 0 | 0 | -0.016256 | 0.012018
1996 | 67.2292 | 0 | 0 | 0 | 0 | 0 | 0 | 0.008128 | 0.008012
1996 | 67.2396 | 0 | 0 | 0 | 0 | 0 | 0 | 0.008128 | 0.004006
1996 | 67.25 | 0 | 0 | 0 | 0 | 0 | 0 | 0.016256 | 0.048072
1996 | 67.2604 | 0 | 0 | 0 | 0 | 0 | 0 | 0.012192 | -0.024036
1996 | 67.2708 | 0 | 0 | 0 | 0 | 0 | 0 | 0 | 0.016024
1996 | 67.2812 | 0 | 0 | 0 | 0 | 0 | 0 | 0.012192 | -0.012018
1996 | 67.2917 | 0 | 0 | 0 | 0 | 0 | 0 | -0.004064 | 0.008012
1996 | 67.3021 | 0 | 0 | 0 | 0 | 0 | 0 | -0.012192 | -0.008012
1996 | 67.3125 | 0 | 0 | 0 | 0 | 0 | 0 | 0.012192 | 0.036054
1996 | 67.3229 | 0 | 0 | 0 | 0 | 0 | 0 | 0.016256 | -0.004006
1996 | 67.3333 | 0 | 0 | 0 | 0 | 0 | 0 | 0.004064 | 0.008012
1996 | 67.3437 | 0 | 0 | 0 | 0 | 0 | 0 | 0.004064 | -0.028042
1996 | 67.3542 | 0 | 0 | 0 | 0 | 0 | 0 | 0 | -0.008012
1996 | 67.3646 | 0 | 0 | 0 | 0 | 0 | 0 | 0 | -0.02003
1996 | 67.375 | 0 | 0.04006 | 0 | 0 | 0 | 0 | 0.012192 | 0.012018
1996 | 67.3854 | 0 | 0.024036 | 0 | 0 | 0 | 0 | 0.02032 | -0.016024
1996 | 67.3958 | 0 | 0 | 0 | 0 | 0 | 0 | 0.016256 | 0.02003
1996 | 67.4062 | 0 | 0 | 0 | 0 | 0 | 0 | 0.02032 | 0.044066
1996 | 67.4167 | 0 | 0 | 0 | 0 | 0 | 0 | 0.016256 | -0.02003
1996 | 67.4271 | 0 | 0 | 0 | 0 | 0 | 0 | 0.024384 | 0.036054
1996 | 67.4375 | 0 | 0 | 0 | 0 | 0 | 0 | 0.016256 | -0.016024
1996 | 67.4479 | 0 | 0.032048 | 0 | 0 | 0 | 0 | 0.024384 | 0.024036
1996 | 67.4583 | 0 | 0 | 0 | 0 | 0 | 0 | 0.032512 | 0.024036
1996 | 67.4687 | 0 | 0 | 0 | 0 | 0 | 0 | 0.016256 | -0.016024
1996 | 67.4792 | 0 | 0 | 0 | 0 | 0 | 0 | 0.036576 | 0.02003
1996 | 67.4896 | 0 | 0 | 0 | 0 | 0 | 0 | 0.032512 | 0
1996 | 67.5 | 0 | 0 | 0 | 0 | 0 | 0 | 0.04064 | 0.024036
1996 | 67.5104 | 0 | 0 | 0 | 0 | 0 | 0 | 0.02032 | 0.02003
1996 | 67.5208 | 0 | 0 | 0 | 0 | 0 | 0 | 0.024384 | -0.012018
1996 | 67.5312 | 0 | 0 | 0 | 0 | 0 | 0 | 0.036576 | 0.028042
1996 | 67.5417 | 0 | 0 | 0 | 0 | 0 | 0 | 0.02032 | 0.048072
1996 | 67.5521 | 0 | 0 | 0 | 0 | 0 | 0 | 0.016256 | 0.008012
1996 | 67.5625 | 0 | 0 | 0 | 0 | 0 | 0 | 0.044704 | 0.02003
1996 | 67.5729 | 0 | 0 | 0 | 0 | 0 | 0 | 0.024384 | 0.04006
1996 | 67.5833 | 0 | 0 | 0 | 0 | 0 | 0 | 0.04064 | 0.008012
1996 | 67.5937 | 0 | 0 | 0 | 0 | 0 | 0 | 0.028448 | 0.036054
1996 | 67.6042 | 0 | 0 | 0 | 0 | 0 | 0 | 0.036576 | -0.016024
1996 | 67.6146 | 0 | 0 | 0 | 0 | 0 | 0 | 0.032512 | 0.068102
1996 | 67.625 | 0 | 0 | 0 | 0 | 0 | 0 | 0.044704 | 0.024036
1996 | 67.6354 | 0 | 0 | 0 | 0 | 0 | 0 | 0.036576 | 0.036054
1996 | 67.6458 | 0 | 0 | 0 | 0 | 0 | 0 | 0.04064 | 0.032048
1996 | 67.6562 | 0 | 0 | 0 | 0 | 0 | 0 | 0.032512 | 0.052078
1996 | 67.6667 | 0 | 0 | 0 | 0 | 0 | 0 | 0.04064 | 0.044066
1996 | 67.6771 | 0 | 0 | 0 | 0 | 0 | 0 | 0.028448 | 0.008012
1996 | 67.6875 | 0 | 0 | 0 | 0 | 0 | 0 | 0.032512 | 0.024036
1996 | 67.6979 | 0 | 0 | 0 | 0 | 0 | 0 | 0.024384 | 0.06009
1996 | 67.7083 | 0 | 0 | 0 | 0 | 0 | 0 | 0.032512 | 0.02003
1996 | 67.7187 | 0 | 0 | 0 | 0 | 0 | 0 | 0.028448 | 0.032048
1996 | 67.7292 | 0 | 0 | 0 | 0 | 0 | 0 | 0.012192 | 0.028042
1996 | 67.7396 | 0 | 0 | 0 | 0 | 0 | 0 | 0.028448 | 0.032048
1996 | 67.75 | 0 | 0 | 0 | 0 | 0 | 0 | 0.024384 | 0.016024
1996 | 67.7604 | 0 | 0 | 0 | 0 | 0 | 0 | 0.012192 | 0.044066
1996 | 67.7708 | 0 | 0 | 0 | 0 | 0 | 0 | 0.016256 | -0.004006
1996 | 67.7812 | 0 | 0 | 0 | 0 | 0 | 0 | 0.016256 | 0.036054
1996 | 67.7917 | 0 | 0 | 0 | 0 | 0 | 0 | 0.012192 | 0.052078
1996 | 67.8021 | 0 | 0 | 0 | 0 | 0 | 0 | 0.016256 | 0.012018
1996 | 67.8125 | 0 | 0 | 0 | 0 | 0 | 0 | 0.008128 | 0.004006
1996 | 67.8229 | 0 | 0 | 0 | 0 | 0 | 0 | 0.008128 | 1.4211e-14
1996 | 67.8333 | 0 | 0 | 0 | 0 | 0 | 0 | 0.004064 | 0.032048
1996 | 67.8437 | 0 | 0 | 0 | 0 | 0 | 0 | 0.008128 | 0.016024
1996 | 67.8542 | 0 | 0 | 0 | 0 | 0 | 0 | 0.004064 | 0.012018
1996 | 67.8646 | 0 | 0 | 0 | 0 | 0 | 0 | 0.008128 | -0.024036
1996 | 67.875 | 0 | 0 | 0 | 0 | 0 | 0 | 0.004064 | 0.02003
1996 | 67.8854 | 0 | 0 | 0 | 0 | 0 | 0 | 0.008128 | 0.004006
1996 | 67.8958 | 0 | 0 | 0 | 0 | 0 | 0 | 0.004064 | 0.04006
1996 | 67.9062 | 0 | 0 | 0 | 0 | 0 | 0 | 0.004064 | 0.008012
1996 | 67.9167 | 0 | 0.024036 | 0 | 0 | 0 | 0 | 0.008128 | 0.032048
1996 | 67.9271 | 0 | 0 | 0 | 0 | 0 | 0 | 0.008128 | -0.016024
1996 | 67.9375 | 0 | 0 | 0 | 0 | 0 | 0 | -0.004064 | -0.012018
1996 | 67.9479 | 0 | 0 | 0 | 0 | 0 | 0 | 0.008128 | 0.032048
1996 | 67.9583 | 0 | 0.032048 | 0 | 0 | 0 | 0 | 0.008128 | 0.012018
1996 | 67.9687 | 0 | 0 | 0 | 0 | 0 | 0 | 0.004064 | 0.012018
1996 | 67.9792 | 0 | 0 | 0 | 0 | 0 | 0 | 0.008128 | -7.1054e-15
1996 | 67.9896 | 0 | 0 | 0 | 0 | 0 | 0 | 0 | 7.1054e-15
1996 | 68 | 0 | 0 | 0 | 0 | 0 | 0 | 0.004064 | 0.02003
1996 | 68.0104 | 0 | 0 | 0 | 0 | 0 | 0 | 0.004064 | 0.004006
1996 | 68.0208 | 0 | 0 | 0 | 0 | 0 | 0 | 0.008128 | 7.1054e-15
1996 | 68.0312 | 0 | 0 | 0 | 0 | 0 | 0 | 0 | 0.008012
1996 | 68.0417 | 0 | 0 | 0 | 0 | 0 | 0 | 0.004064 | 0
1996 | 68.0521 | 0 | 0 | 0 | 0 | 0 | 0 | 0.004064 | 0.008012
1996 | 68.0625 | 0 | 0 | 0 | 0 | 0 | 0 | 0 | 0.028042
1996 | 68.0729 | 0 | 0.024036 | 0 | 0 | 0 | 0 | 0.008128 | 0.008012
1996 | 68.0833 | 0 | 0.024036 | 0 | 0 | 0 | 0 | 0 | 0.032048
1996 | 68.0937 | 0 | 0 | 0 | 0 | 0 | 0 | 0 | 0.012018
1996 | 68.1042 | 0 | 0 | 0 | 0 | 0 | 0 | 0.008128 | -0.016024
1996 | 68.1146 | 0 | 0 | 0 | 0 | 0 | 0 | 0 | 0.004006
1996 | 68.125 | 0 | 0 | 0 | 0 | 0 | 0 | 0.008128 | 0.028042
1996 | 68.1354 | 0 | 0 | 0 | 0 | 0 | 0 | -0.004064 | -0.004006
1996 | 68.1458 | 0 | 0 | 0 | 0 | 0 | 0 | 0.004064 | -0.02003
1996 | 68.1562 | 0 | 0 | 0 | 0 | 0 | 0 | 0 | 0.032048
1996 | 68.1667 | 0 | 0 | 0 | 0 | 0 | 0 | 0 | -0.008012
1996 | 68.1771 | 0 | 0 | 0 | 0 | 0 | 0 | 0 | 0.016024
1996 | 68.1875 | 0 | 0 | 0 | 0 | 0 | 0 | 0 | 0
1996 | 68.1979 | 0 | 0 | 0 | 0 | 0 | 0 | -0.004064 | -0.032048
1996 | 68.2083 | 0 | 0 | 0 | 0 | 0 | 0 | 0.004064 | 0.024036
1996 | 68.2187 | 0 | 0 | 0 | 0 | 0 | 0 | 0 | 0.012018
1996 | 68.2292 | 0 | 0 | 0 | 0 | 0 | 0 | 0.004064 | 0.012018
1996 | 68.2396 | 0 | 0 | 0 | 0 | 0 | 0 | 0.004064 | 0
1996 | 68.25 | 0 | 0 | 0 | 0 | 0 | 0 | -0.004064 | -0.004006
1996 | 68.2604 | 0 | 0 | 0 | 0 | 0 | 0 | 0.004064 | 0.008012
1996 | 68.2708 | 0 | 0 | 0 | 0 | 0 | 0 | 0 | 0.008012
1996 | 68.2812 | 0 | 0 | 0 | 0 | 0 | 0 | 0 | -0.008012
1996 | 68.2917 | 0 | 0 | 0 | 0 | 0 | 0 | 0 | 0.024036
1996 | 68.3021 | 0 | 0 | 0 | 0 | 0 | 0 | 0 | -0.02003
1996 | 68.3125 | 0 | 0 | 0 | 0 | 0 | 0 | 0.004064 | -0.004006
1996 | 68.3229 | 0 | 0 | 0 | 0 | 0 | 0 | 0 | 0.024036
1996 | 68.3333 | 0 | 0 | 0 | 0 | 0 | 0 | -0.004064 | -0.016024
1996 | 68.3437 | 0 | 0 | 0 | 0 | 0 | 0 | 0.008128 | -0.008012
1996 | 68.3542 | 0 | 0.032048 | 0 | 0 | 0 | 0 | 0 | 0.008012
1996 | 68.3646 | 0 | 0 | 0 | 0 | 0 | 0 | 0 | -0.004006
1996 | 68.375 | 0 | 0 | 0 | 0 | 0 | 0 | 0 | 0
1996 | 68.3854 | 0 | 0 | 0 | 0 | 0 | 0 | 0.004064 | -0.008012
1996 | 68.3958 | 0 | 0.04006 | 0 | 0 | 0 | 0 | 0.008128 | -0.012018
1996 | 68.4062 | 0 | 0 | 0 | 0 | 0 | 0 | -0.008128 | 0.028042
1996 | 68.4167 | 0 | 0.088132 | 0 | 0 | 0 | 0 | -0.004064 | 0.008012
1996 | 68.4271 | 0 | 0 | 0 | 0 | 0 | 0 | 0 | 0.024036
1996 | 68.4375 | 0 | 0 | 0 | 0 | 0 | 0 | 0 | 0.012018
1996 | 68.4479 | 0 | 0.032048 | 0 | 0 | 0 | 0 | 0.004064 | -0.032048
1996 | 68.4583 | 0 | 0 | 0 | 0 | 0 | 0 | 0.016256 | -0.016024
1996 | 68.4687 | 0 | 0 | 0 | 0 | 0 | 0 | 0.008128 | 0.028042
1996 | 68.4792 | 0 | 0 | 0 | 0 | 0 | 0 | 0.016256 | -0.012018
1996 | 68.4896 | 0 | 0 | 0 | 0 | 0 | 0 | 0.02032 | -0.004006
1996 | 68.5 | 0 | 0 | 0 | 0 | 0 | 0 | 0.012192 | -0.008012
1996 | 68.5104 | 0 | 0 | 0 | 0 | 0 | 0 | 0.016256 | 0.052078
1996 | 68.5208 | 0 | 0.024036 | 0 | 0 | 0 | 0 | 0.016256 | 0.004006
1996 | 68.5312 | 0 | 0 | 0 | 0 | 0 | 0 | 0.028448 | 0.036054
1996 | 68.5417 | 0 | 0 | 0 | 0 | 0 | 0 | 0.044704 | 0.052078
1996 | 68.5521 | 0 | 0 | 0 | 0 | 0 | 0 | 0.024384 | 0.032048
1996 | 68.5625 | 0 | 0 | 0 | 0 | 0 | 0 | 0.04064 | 0.016024
1996 | 68.5729 | 0 | 0 | 0 | 0 | 0 | 0 | 0.044704 | 0.044066
1996 | 68.5833 | 0 | 0 | 0 | 0 | 0 | 0 | 0.024384 | 0.012018
1996 | 68.5937 | 0 | 0 | 0 | 0 | 0 | 0 | 0.04064 | 0.024036
1996 | 68.6042 | 0 | 0.024036 | 0 | 0 | 0 | 0 | 0.036576 | 0.02003
1996 | 68.6146 | 0 | 0 | 0 | 0 | 0 | 0 | 0.048768 | 0.04006
1996 | 68.625 | 0 | 0 | 0 | 0 | 0 | 0 | 0.032512 | 0.076114
1996 | 68.6354 | 0 | 0 | 0 | 0 | 0 | 0 | 0.04064 | 0.012018
1996 | 68.6458 | 0 | 0 | 0 | 0 | 0 | 0 | 0.052832 | 0.036054
1996 | 68.6562 | 0 | 0 | 0 | 0 | 0 | 0 | 0.028448 | 0.064096
1996 | 68.6667 | 0 | 0 | 0 | 0 | 0 | 0 | 0.02032 | 0.024036
1996 | 68.6771 | 0 | 0 | 0 | 0 | 0 | 0 | 0.052832 | 0.048072
1996 | 68.6875 | 0 | 0.032048 | 0 | 0 | 0 | 0 | 0.004064 | -0.004006
1996 | 68.6979 | 0 | 0 | 0 | 0 | 0 | 0 | 0.024384 | 0.028042
1996 | 68.7083 | 0 | 0 | 0 | 0 | 0 | 0 | 0.056896 | 0.08012
1996 | 68.7187 | 0 | 0 | 0 | 0 | 0 | 0 | 0.012192 | 0.036054
1996 | 68.7292 | 0 | 0 | 0 | 0 | 0 | 0 | 0.036576 | 0.04006
1996 | 68.7396 | 0 | 0 | 0 | 0 | 0 | 0 | 0 | 0.024036
1996 | 68.75 | 0 | 0.04006 | 0 | 0 | 0 | 0 | 0.032512 | 0.044066
1996 | 68.7604 | 0 | 0 | 0 | 0 | 0 | 0 | 0.024384 | 0.008012
1996 | 68.7708 | 0 | 0 | 0 | 0 | 0 | 0 | 0.012192 | 0.072108
1996 | 68.7812 | 0 | 0.032048 | 0 | 0 | 0 | 0 | 0.012192 | 0.028042
1996 | 68.7917 | 0 | 0 | 0 | 0 | 0 | 0 | 0.02032 | 0.012018
1996 | 68.8021 | 0 | 0 | 0 | 0 | 0 | 0 | 0.016256 | 0.044066
1996 | 68.8125 | 0 | 0 | 0 | 0 | 0 | 0 | 0.016256 | 0
1996 | 68.8229 | 0 | 0 | 0 | 0 | 0 | 0 | 0.02032 | 0.024036
1996 | 68.8333 | 0 | 0 | 0 | 0 | 0 | 0 | 0.004064 | -0.012018
1996 | 68.8437 | 0 | 0 | 0 | 0 | 0 | 0 | 0.008128 | 0.028042
1996 | 68.8542 | 0 | 0 | 0 | 0 | 0 | 0 | 0 | 0.004006
1996 | 68.8646 | 0 | 0 | 0 | 0 | 0 | 0 | 0 | 0.004006
1996 | 68.875 | 0 | 0 | 0 | 0 | 0 | 0 | 0.008128 | 0.028042
1996 | 68.8854 | 0 | 0 | 0 | 0 | 0 | 0 | 0.012192 | -0.016024
1996 | 68.8958 | 0 | 0 | 0 | 0 | 0 | 0 | 0.012192 | 0.032048
1996 | 68.9062 | 0 | 0 | 0 | 0 | 0 | 0 | -0.004064 | 0.032048
1996 | 68.9167 | 0 | 0 | 0 | 0 | 0 | 0 | 0.004064 | -0.02003
1996 | 68.9271 | 0 | 0 | 0 | 0 | 0 | 0 | 0.004064 | -0.008012
1996 | 68.9375 | 0 | 0 | 0 | 0 | 0 | 0 | 0 | 0.036054
1996 | 68.9479 | 0 | 0 | 0 | 0 | 0 | 0 | -0.008128 | -0.052078
1996 | 68.9583 | 0 | 0 | 0 | 0 | 0 | 0 | 0.012192 | 0.044066
1996 | 68.9687 | 0 | 0 | 0 | 0 | 0 | 0 | 0.008128 | 0.012018
1996 | 68.9792 | 0 | 0.032048 | 0 | 0 | 0 | 0 | 0.008128 | 0.02003
1996 | 68.9896 | 0 | 0 | 0 | 0 | 0 | 0 | -0.004064 | -0.012018
1996 | 69 | 0 | 0 | 0 | 0 | 0 | 0 | 0.004064 | 0.032048
1996 | 69.0104 | 0 | 0 | 0 | 0 | 0 | 0 | 0.008128 | 0.012018
1996 | 69.0208 | 0 | 0 | 0 | 0 | 0 | 0 | 0.004064 | -0.016024
1996 | 69.0312 | 0 | 0 | 0 | 0 | 0 | 0 | 0.004064 | 0.008012
1996 | 69.0417 | 0 | 0 | 0 | 0 | 0 | 0 | 0 | -0.012018
1996 | 69.0521 | 0 | 0 | 0 | 0 | 0 | 0 | 0.004064 | 0.024036
1996 | 69.0625 | 0 | 0 | 0 | 0 | 0 | 0 | 0 | 0.032048
1996 | 69.0729 | 0 | 0.032048 | 0 | 0 | 0 | 0 | 0 | 0.024036
1996 | 69.0833 | 0 | 0 | 0 | 0 | 0 | 0 | 0.008128 | 0.004006
1996 | 69.0937 | 0 | 0 | 0 | 0 | 0 | 0 | 0 | 0.004006
1996 | 69.1042 | 0 | 0 | 0 | 0 | 0 | 0 | 1.4211e-14 | -0.012018
1996 | 69.1146 | 0 | 0 | 0 | 0 | 0 | 0 | -0.004064 | 0.024036
1996 | 69.125 | 0 | 0.032048 | 0 | 0 | 0 | 0 | 0.004064 | -0.02003
1996 | 69.1354 | 0 | 0 | 0 | 0 | 0 | 0 | 0.02032 | 0.044066
1996 | 69.1458 | 0 | 0 | 0 | 0 | 0 | 0 | 0 | 0.008012
1996 | 69.1562 | 0 | 0 | 0 | 0 | 0 | 0 | -0.004064 | 0.004006
1996 | 69.1667 | 0 | 0 | 0 | 0 | 0 | 0 | 0.008128 | 0
1996 | 69.1771 | 0 | 0 | 0 | 0 | 0 | 0 | 0.004064 | 0.004006
1996 | 69.1875 | 0 | 0 | 0 | 0 | 0 | 0 | 0 | 1.4211e-14
1996 | 69.1979 | 0 | 0 | 0 | 0 | 0 | 0 | 0.016256 | 0.024036
1996 | 69.2083 | 0 | 0.032048 | 0 | 0 | 0 | 0 | 0.012192 | 0.016024
1996 | 69.2187 | 0 | 0 | 0 | 0 | 0 | 0 | -0.008128 | 0.024036
1996 | 69.2292 | 0 | 0 | 0 | 0 | 0 | 0 | 0.012192 | 0.004006
1996 | 69.2396 | 0 | 0 | 0 | 0 | 0 | 0 | 0.004064 | 0.012018
1996 | 69.25 | 0 | 0 | 0 | 0 | 0 | 0 | 0 | -0.024036
1996 | 69.2604 | 0 | 0 | 0 | 0 | 0 | 0 | 0.004064 | 0.016024
1996 | 69.2708 | 0 | 0 | 0 | 0 | 0 | 0 | -0.004064 | -0.004006
1996 | 69.2812 | 0 | 0 | 0 | 0 | 0 | 0 | 0.004064 | 0.04006
1996 | 69.2917 | 0 | 0.032048 | 0 | 0 | 0 | 0 | 0.004064 | 0.016024
1996 | 69.3021 | 0 | 0.024036 | 0 | 0 | 0 | 0 | -0.008128 | 0
1996 | 69.3125 | 0 | 0 | 0 | 0 | 0 | 0 | 0.004064 | 0.024036
1996 | 69.3229 | 0 | 0.024036 | 0 | 0 | 0 | 0 | 0.008128 | 0.008012
1996 | 69.3333 | 0 | 0 | 0 | 0 | 0 | 0 | -0.012192 | -0.016024
1996 | 69.3437 | 0 | 0 | 0 | 0 | 0 | 0 | -0.004064 | -0.016024
1996 | 69.3542 | 0 | 0.024036 | 0 | 0 | 0 | 0 | -0.004064 | 0.024036
1996 | 69.3646 | 0 | 0 | 0 | 0 | 0 | 0 | -0.012192 | -0.016024
1996 | 69.375 | 0 | 0.04006 | 0 | 0 | 0 | 0 | -0.004064 | -7.1054e-15
1996 | 69.3854 | 0 | 0 | 0 | 0 | 0 | 0 | -0.004064 | 0.004006
1996 | 69.3958 | 0 | 0 | 0 | 0 | 0 | 0 | 0.012192 | -0.06009
1996 | 69.4062 | 0 | 0 | 0 | 0 | 0 | 0 | -0.004064 | -0.012018
1996 | 69.4167 | 0 | 0 | 0 | 0 | 0 | 0 | 0.02032 | 0.008012
1996 | 69.4271 | 0 | 0.048072 | 0 | 0 | 0 | 0 | -0.008128 | -0.012018
1996 | 69.4375 | 0 | 0 | 0 | 0 | 0 | 0 | 0.02032 | 0.008012
1996 | 69.4479 | 0 | 0 | 0 | 0 | 0 | 0 | 0.012192 | -0.004006
1996 | 69.4583 | 0 | 0 | 0 | 0 | 0 | 0 | 0.032512 | 0.052078
1996 | 69.4687 | 0 | 0 | 0 | 0 | 0 | 0 | 0.02032 | -0.032048
1996 | 69.4792 | 0 | 0 | 0 | 0 | 0 | 0 | 0.02032 | -0.008012
1996 | 69.4896 | 0 | 0 | 0 | 0 | 0 | 0 | 0.028448 | 0.052078
1996 | 69.5 | 0 | 0 | 0 | 0 | 0 | 0 | 0.052832 | 0.004006
1996 | 69.5104 | 0 | 0 | 0 | 0 | 0 | 0 | 0.044704 | 0.068102
1996 | 69.5208 | 0 | 0 | 0 | 0 | 0 | 0 | 0.048768 | 0.008012
1996 | 69.5312 | 0 | 0 | 0 | 0 | 0 | 0 | 0.036576 | 0.004006
1996 | 69.5417 | 0 | 0 | 0 | 0 | 0 | 0 | 0.06096 | 0.052078
1996 | 69.5521 | 0 | 0 | 0 | 0 | 0 | 0 | 0.073152 | 0.06009
1996 | 69.5625 | 0 | 0 | 0 | 0 | 0 | 0 | 0.056896 | 0.088132
1996 | 69.5729 | 0 | 0 | 0 | 0 | 0 | 0 | 0.052832 | -0.012018
1996 | 69.5833 | 0 | 0 | 0 | 0 | 0 | 0 | 0.065024 | 0.068102
1996 | 69.5937 | 0 | 0 | 0 | 0 | 0 | 0 | 0.077216 | 0.06009
1996 | 69.6042 | 0 | 0 | 0 | 0 | 0 | 0 | 0.06096 | 0.08012
1996 | 69.6146 | 0 | 0 | 0 | 0 | 0 | 0 | 0.056896 | 0.024036
1996 | 69.625 | 0 | 0 | 0 | 0 | 0 | 0 | 0.065024 | 0.064096
1996 | 69.6354 | 0 | 0 | 0 | 0 | 0 | 0 | 0.08128 | -0.028042
1996 | 69.6458 | 0 | 0 | 0 | 0 | 0 | 0 | 0.044704 | 0.092138
1996 | 69.6562 | 0 | 0 | 0 | 0 | 0 | 0 | 0.056896 | 0.068102
1996 | 69.6667 | 0 | 0 | 0 | 0 | 0 | 0 | 0.069088 | 0.088132
1996 | 69.6771 | 0 | 0 | 0 | 0 | 0 | 0 | 0.06096 | 0.028042
1996 | 69.6875 | 0 | 0 | 0 | 0 | 0 | 0 | 0.044704 | 0.036054
1996 | 69.6979 | 0 | 0 | 0 | 0 | 0 | 0 | 0.052832 | 0.044066
1996 | 69.7083 | 0 | 0 | 0 | 0 | 0 | 0 | 0.04064 | 0.048072
1996 | 69.7187 | 0 | 0 | 0 | 0 | 0 | 0 | 0.04064 | 0.048072
1996 | 69.7292 | 0 | 0 | 0 | 0 | 0 | 0 | 0.04064 | 0.064096
1996 | 69.7396 | 0 | 0 | 0 | 0 | 0 | 0 | 0.024384 | -0.016024
1996 | 69.75 | 0 | 0 | 0 | 0 | 0 | 0 | 0.028448 | 0.08012
1996 | 69.7604 | 0 | 0 | 0 | 0 | 0 | 0 | 0.028448 | 0.02003
1996 | 69.7708 | 0 | 0 | 0 | 0 | 0 | 0 | 0.016256 | 0.092138
1996 | 69.7812 | 0 | 0 | 0 | 0 | 0 | 0 | 0.008128 | -0.02003
1996 | 69.7917 | 0 | 0 | 0 | 0 | 0 | 0 | 0.008128 | 0.06009
1996 | 69.8021 | 0 | 0 | 0 | 0 | 0 | 0 | 0.008128 | 0.02003
1996 | 69.8125 | 0 | 0 | 0 | 0 | 0 | 0 | 0.008128 | -0.016024
1996 | 69.8229 | 0 | 0.024036 | 0 | 0 | 0 | 0 | 0.004064 | 0
1996 | 69.8333 | 0 | 0 | 0 | 0 | 0 | 0 | 0 | 0.04006
1996 | 69.8437 | 0 | 0 | 0 | 0 | 0 | 0 | 0.008128 | 0.04006
1996 | 69.8542 | 0 | 0 | 0 | 0 | 0 | 0 | 0 | -0.004006
1996 | 69.8646 | 0 | 0 | 0 | 0 | 0 | 0 | 0.004064 | 0.012018
1996 | 69.875 | 0 | 0 | 0 | 0 | 0 | 0 | 0.012192 | -0.012018
1996 | 69.8854 | 0 | 0 | 0 | 0 | 0 | 0 | 0.004064 | 0.008012
1996 | 69.8958 | 0 | 0 | 0 | 0 | 0 | 0 | 0.004064 | 0.008012
1996 | 69.9062 | 0 | 0 | 0 | 0 | 0 | 0 | 0 | 0.004006
1996 | 69.9167 | 0 | 0 | 0 | 0 | 0 | 0 | 0.004064 | 0.044066
1996 | 69.9271 | 0 | 0 | 0 | 0 | 0 | 0 | 0.004064 | -0.032048
1996 | 69.9375 | 0 | 0 | 0 | 0 | 0 | 0 | 0 | 0.04006
1996 | 69.9479 | 0 | 0 | 0 | 0 | 0 | 0 | 0 | -0.016024
1996 | 69.9583 | 0 | 0 | 0 | 0 | 0 | 0 | -0.008128 | 0
1996 | 69.9687 | 0 | 0 | 0 | 0 | 0 | 0 | 0.012192 | 0.012018
1996 | 69.9792 | 0 | 0 | 0 | 0 | 0 | 0 | 0 | 0.008012
1996 | 69.9896 | 0 | 0 | 0 | 0 | 0 | 0 | 0.004064 | -0.008012
1996 | 70 | 0 | 0 | 0 | 0 | 0 | 0 | 0.004064 | 0.004006
1996 | 70.0104 | 0 | 0 | 0 | 0 | 0 | 0 | 0.012192 | 0.036054
1996 | 70.0208 | 0 | 0 | 0 | 0 | 0 | 0 | 0 | -0.036054
1996 | 70.0312 | 0 | 0.04006 | 0 | 0 | 0 | 0 | 0.004064 | 0.016024
1996 | 70.0417 | 0 | 0 | 0 | 0 | 0 | 0 | 0.008128 | 0.04006
1996 | 70.0521 | 0 | 0 | 0 | 0 | 0 | 0 | 0.004064 | 0.012018
1996 | 70.0625 | 0 | 0.04006 | 0 | 0 | 0 | 0 | 0.004064 | 0.044066
1996 | 70.0729 | 0 | 0 | 0 | 0 | 0 | 0 | -0.004064 | 0.02003
1996 | 70.0833 | 0 | 0 | 0 | 0 | 0 | 0 | 0.016256 | -0.012018
1996 | 70.0937 | 0 | 0 | 0 | 0 | 0 | 0 | 0 | -0.016024
1996 | 70.1042 | 0 | 0 | 0 | 0 | 0 | 0 | 0.004064 | 0.06009
1996 | 70.1146 | 0 | 0 | 0 | 0 | 0 | 0 | -0.004064 | -0.032048
1996 | 70.125 | 0 | 0 | 0 | 0 | 0 | 0 | 0.008128 | 0.004006
1996 | 70.1354 | 0 | 0 | 0 | 0 | 0 | 0 | 0.012192 | 0
1996 | 70.1458 | 0 | 0 | 0 | 0 | 0 | 0 | 0.004064 | 0.016024
1996 | 70.1562 | 0 | 0 | 0 | 0 | 0 | 0 | 0 | -0.008012
1996 | 70.1667 | 0 | 0.024036 | 0 | 0 | 0 | 0 | 0 | 0.024036
1996 | 70.1771 | 0 | 0 | 0 | 0 | 0 | 0 | 0.008128 | 0
1996 | 70.1875 | 0 | 0 | 0 | 0 | 0 | 0 | 0 | 0.024036
1996 | 70.1979 | 0 | 0 | 0 | 0 | 0 | 0 | 0 | 0.032048
1996 | 70.2083 | 0 | 0 | 0 | 0 | 0 | 0 | 0.004064 | -0.032048
1996 | 70.2187 | 0 | 0 | 0 | 0 | 0 | 0 | -0.004064 | 0.008012
1996 | 70.2292 | 0 | 0 | 0 | 0 | 0 | 0 | 0.008128 | -0.012018
1996 | 70.2396 | 0 | 0 | 0 | 0 | 0 | 0 | -0.004064 | -0.016024
1996 | 70.25 | 0 | 0 | 0 | 0 | 0 | 0 | 0.016256 | 0.032048
1996 | 70.2604 | 0 | 0 | 0 | 0 | 0 | 0 | 0.008128 | 0.012018
1996 | 70.2708 | 0 | 0 | 0 | 0 | 0 | 0 | 0.004064 | 0.008012
1996 | 70.2812 | 0 | 0 | 0 | 0 | 0 | 0 | 0 | 0.004006
1996 | 70.2917 | 0 | 0 | 0 | 0 | 0 | 0 | 0.004064 | 0
1996 | 70.3021 | 0 | 0 | 0 | 0 | 0 | 0 | 0.004064 | -0.004006
1996 | 70.3125 | 0 | 0 | 0 | 0 | 0 | 0 | 0.004064 | 0
1996 | 70.3229 | 0 | 0 | 0 | 0 | 0 | 0 | -0.008128 | -0.016024
1996 | 70.3333 | 0 | 0 | 0 | 0 | 0 | 0 | 0.004064 | -0.02003
1996 | 70.3437 | 0 | 0 | 0 | 0 | 0 | 0 | 0 | 0.036054
1996 | 70.3542 | 0 | 0.024036 | 0 | 0 | 0 | 0 | 0 | -0.004006
1996 | 70.3646 | 0 | 0 | 0 | 0 | 0 | 0 | 0.012192 | 7.1054e-15
1996 | 70.375 | 0 | 0 | 0 | 0 | 0 | 0 | 0.008128 | -0.048072
1996 | 70.3854 | 0 | 0.056084 | 0 | 0 | 0 | 0 | 0.004064 | 0.06009
1996 | 70.3958 | 0 | 0 | 0 | 0 | 0 | 0 | 0.024384 | -0.08012
1996 | 70.4062 | 0 | 0 | 0 | 0 | 0 | 0 | 0.012192 | 0.052078
1996 | 70.4167 | 0 | 0 | 0 | 0 | 0 | 0 | 0.016256 | -0.06009
1996 | 70.4271 | 0 | 0 | 0 | 0 | 0 | 0 | 0.024384 | 0.024036
1996 | 70.4375 | 0 | 0 | 0 | 0 | 0 | 0 | 0.028448 | -0.012018
1996 | 70.4479 | 0 | 0 | 0 | 0 | 0 | 0 | 0.052832 | 0.048072
1996 | 70.4583 | 0 | 0 | 0 | 0 | 0 | 0 | 0.048768 | 0.008012
1996 | 70.4687 | 0 | 0 | 0 | 0 | 0 | 0 | 0.056896 | 0.032048
1996 | 70.4792 | 0 | 0 | 0 | 0 | 0 | 0 | 0.065024 | 0.052078
1996 | 70.4896 | 0 | 0 | 0 | 0 | 0 | 0 | 0.056896 | 0.028042
1996 | 70.5 | 0 | 0 | 0 | 0 | 0 | 0 | 0.069088 | 0.084126
1996 | 70.5104 | 0 | 0 | 0 | 0 | 0 | 0 | 0.08128 | 0.028042
1996 | 70.5208 | 0 | 0 | 0 | 0 | 0 | 0 | 0.077216 | 0.06009
1996 | 70.5312 | 0 | 0 | 0 | 0 | 0 | 0 | 0.085344 | 0.084126
1996 | 70.5417 | 0 | 0 | 0 | 0 | 0 | 0 | 0.08128 | 0.064096
1996 | 70.5521 | 0 | 0 | 0 | 0 | 0 | 0 | 0.089408 | 0.11217
1996 | 70.5625 | 0 | 0 | 0 | 0 | 0 | 0 | 0.073152 | 0.056084
1996 | 70.5729 | 0 | 0 | 0 | 0 | 0 | 0 | 0.10973 | 0.084126
1996 | 70.5833 | 0 | 0 | 0 | 0 | 0 | 0 | 0.085344 | 0.064096
1996 | 70.5937 | 0 | 0 | 0 | 0 | 0 | 0 | 0.073152 | 0.076114
1996 | 70.6042 | 0 | 0 | 0 | 0 | 0 | 0 | 0.089408 | 0.044066
1996 | 70.6146 | 0 | 0 | 0 | 0 | 0 | 0 | 0.093472 | 0.064096
1996 | 70.625 | 0 | 0 | 0 | 0 | 0 | 0 | 0.1016 | 0.10416
1996 | 70.6354 | 0 | 0 | 0 | 0 | 0 | 0 | 0.073152 | 0.06009
1996 | 70.6458 | 0 | 0 | 0 | 0 | 0 | 0 | 0.11379 | 0.11617
1996 | 70.6562 | 0 | 0 | 0 | 0 | 0 | 0 | 0.073152 | 0.052078
1996 | 70.6667 | 0 | 0 | 0 | 0 | 0 | 0 | 0.06096 | 0.092138
1996 | 70.6771 | 0 | 0 | 0 | 0 | 0 | 0 | 0.069088 | 0.06009
1996 | 70.6875 | 0 | 0 | 0 | 0 | 0 | 0 | 0.04064 | 0.004006
1996 | 70.6979 | 0 | 0 | 0 | 0 | 0 | 0 | 0.1016 | 0.096144
1996 | 70.7083 | 0 | 0 | 0 | 0 | 0 | 0 | 0.041859 | 0.096144
1996 | 70.7187 | 0 | 0 | 0 | 0 | 0 | 0 | 0.041453 | 0.032048
1996 | 70.7292 | 0 | 0 | 0 | 0 | 0 | 0 | 0.060554 | 0.06009
1996 | 70.7396 | 0 | 0 | 0 | 0 | 0 | 0 | 0.036982 | 0.028042
1996 | 70.75 | 0 | 0 | 0 | 0 | 0 | 0 | 0.11948 | 0.092138
1996 | 70.7604 | 0 | 0 | 0 | 0 | 0 | 0 | 0.05527 | 0.048072
1996 | 70.7708 | 0 | 0 | 0 | 0 | 0 | 0 | 0.01585 | 0.056084
1996 | 70.7812 | 0 | 0 | 0 | 0 | 0 | 0 | 0.057709 | 0.032048
1996 | 70.7917 | 0 | 0 | 0 | 0 | 0 | 0 | 0.023165 | 0.02003
1996 | 70.8021 | 0 | 0 | 0 | 0 | 0 | 0 | 0.047142 | 0.024036
1996 | 70.8125 | 0 | 0 | 0 | 0 | 0 | 0 | 0.016256 | 0.028042
1996 | 70.8229 | 0 | 0 | 0 | 0 | 0 | 0 | 0.026822 | 0.012018
1996 | 70.8333 | 0 | 0 | 0 | 0 | 0 | 0 | 0.0048768 | 0.024036
1996 | 70.8437 | 0 | 0 | 0 | 0 | 0 | 0 | 0.019507 | 0.02003
1996 | 70.8542 | 0 | 0 | 0 | 0 | 0 | 0 | 0.011379 | 0.016024
1996 | 70.8646 | 0 | 0 | 0 | 0 | 0 | 0 | 0.015037 | 0.016024
1996 | 70.875 | 0 | 0 | 0 | 0 | 0 | 0 | 0.011379 | 0.012018
1996 | 70.8854 | 0 | 0 | 0 | 0 | 0 | 0 | -0.0093472 | 7.1054e-15
1996 | 70.8958 | 0 | 0 | 0 | 0 | 0 | 0 | -0.0089408 | 0.016024
1996 | 70.9062 | 0 | 0 | 0 | 0 | 0 | 0 | 0.026416 | 0.008012
1996 | 70.9167 | 0 | 0 | 0 | 0 | 0 | 0 | -0.0073152 | 0.016024
1996 | 70.9271 | 0 | 0 | 0 | 0 | 0 | 0 | 0.0073152 | 0.032048
1996 | 70.9375 | 0 | 0 | 0 | 0 | 0 | 0 | -0.0085344 | -0.012018
1996 | 70.9479 | 0 | 0 | 0 | 0 | 0 | 0 | -0.0044704 | 0.008012
1996 | 70.9583 | 0 | 0 | 0 | 0 | 0 | 0 | 0.026416 | 0.016024
1996 | 70.9687 | 0 | 0 | 0 | 0 | 0 | 0 | 0.016662 | -0.004006
1996 | 70.9792 | 0 | 0 | 0 | 0 | 0 | 0 | 0.0012192 | 0.032048
1996 | 70.9896 | 0 | 0 | 0 | 0 | 0 | 0 | -0.0028448 | 0.028042
1996 | 71 | 0 | 0 | 0 | 0 | 0 | 0 | 0.036576 | 0.02003
1996 | 71.0104 | 0 | 0.032048 | 0 | 0 | 0 | 0 | -0.010973 | -0.008012
1996 | 71.0208 | 0 | 0 | 0 | 0 | 0 | 0 | -0.004064 | 0.036054
1996 | 71.0312 | 0 | 0 | 0 | 0 | 0 | 0 | 0.018694 | 0.024036
1996 | 71.0417 | 0 | 0 | 0 | 0 | 0 | 0 | 0.017475 | 0
1996 | 71.0521 | 0 | 0 | 0 | 0 | 0 | 0 | 0.027229 | 7.1054e-15
1996 | 71.0625 | 0 | 0 | 0 | 0 | 0 | 0 | 0.038608 | 0.008012
1996 | 71.0729 | 0 | 0 | 0 | 0 | 0 | 0 | 0.04064 | 0.044066
1996 | 71.0833 | 0 | 0 | 0 | 0 | 0 | 0 | 0.020726 | 0.004006
1996 | 71.0937 | 0 | 0 | 0 | 0 | 0 | 0 | 0.020726 | 0.024036
1996 | 71.1042 | 0 | 0 | 0 | 0 | 0 | 0 | 0.004064 | 0.008012
1996 | 71.1146 | 0 | 0 | 0 | 0 | 0 | 0 | 0.0073152 | 0.008012
1996 | 71.125 | 0 | 0 | 0 | 0 | 0 | 0 | 0.049581 | 0.02003
1996 | 71.1354 | 0 | 0 | 0 | 0 | 0 | 0 | 0.01585 | 0.02003
1996 | 71.1458 | 0 | 0 | 0 | 0 | 0 | 0 | 0.013411 | 0.008012
1996 | 71.1562 | 0 | 0 | 0 | 0 | 0 | 0 | 0.0069088 | 0.012018
1996 | 71.1667 | 0 | 0 | 0 | 0 | 0 | 0 | 0.028854 | 0.008012
1996 | 71.1771 | 0 | 0 | 0 | 0 | 0 | 0 | 0.011379 | 0.016024
1996 | 71.1875 | 0 | 0 | 0 | 0 | 0 | 0 | 0.032106 | 0.008012
1996 | 71.1979 | 0 | 0 | 0 | 0 | 0 | 0 | -0.002032 | 0.02003
1996 | 71.2083 | 0 | 0 | 0 | 0 | 0 | 0 | -0.0093472 | 0.028042
1996 | 71.2187 | 0 | 0 | 0 | 0 | 0 | 0 | 0.034544 | 0.008012
1996 | 71.2292 | 0 | 0 | 0 | 0 | 0 | 0 | 0 | 0.016024
1996 | 71.2396 | 0 | 0 | 0 | 0 | 0 | 0 | -0.0073152 | -0.024036
1996 | 71.25 | 0 | 0 | 0 | 0 | 0 | 0 | 0.012192 | 0.036054
1996 | 71.2604 | 0 | 0 | 0 | 0 | 0 | 0 | 0.01016 | -0.004006
1996 | 71.2708 | 0 | 0.04006 | 0 | 0 | 0 | 0 | -0.0065024 | 0.016024
1996 | 71.2812 | 0 | 0 | 0 | 0 | 0 | 0 | 0.0004064 | 0.032048
1996 | 71.2917 | 0 | 0 | 0 | 0 | 0 | 0 | 0.024384 | 0.016024
1996 | 71.3021 | 0 | 0 | 0 | 0 | 0 | 0 | 0.033325 | 0.02003
1996 | 71.3125 | 0 | 0 | 0 | 0 | 0 | 0 | 0.019914 | -0.012018
1996 | 71.3229 | 0 | 0 | 0 | 0 | 0 | 0 | 0.017882 | 0.04006
1996 | 71.3333 | 0 | 0.032048 | 0 | 0 | 0 | 0 | -0.012598 | 0.016024
1996 | 71.3437 | 0 | 0 | 0 | 0 | 0 | 0 | -7.1054e-15 | -0.012018
1996 | 71.3542 | 0 | 0.024036 | 0 | 0 | 0 | 0 | -0.01585 | -0.008012
1996 | 71.3646 | 0.074778 | 0.032048 | 0 | 0 | 0 | 0 | -0.019101 | 0.052078
1996 | 71.375 | 0 | 0 | 0 | 0 | 0 | 0 | 0.091846 | 0.012018
1996 | 71.3854 | 0 | 0 | 0 | 0 | 0 | 0 | 0.054051 | 0.008012
1996 | 71.3958 | 0 | 0 | 0 | 0 | 0 | 0 | 0.0032512 | -0.016024
1996 | 71.4062 | 0 | 0 | 0 | 0 | 0 | 0 | 0.02479 | 0.008012
1996 | 71.4167 | 0 | 0 | 0 | 0 | 0 | 0 | 0.04633 | 0.008012
1996 | 71.4271 | 0 | 0 | 0 | 0 | 0 | 0 | 0.058522 | 0.028042
1996 | 71.4375 | 0 | 0 | 0 | 0 | 0 | 0 | 0.027635 | -0.032048
1996 | 71.4479 | 0 | 0 | 0 | 0 | 0 | 0 | 0.072339 | 0.012018
1996 | 71.4583 | 0 | 0 | 0 | 0 | 0 | 0 | 0.053645 | 0.064096
1996 | 71.4687 | 0 | 0 | 0 | 0 | 0 | 0 | 0.069901 | 0.02003
1996 | 71.4792 | 0 | 0 | 0 | 0 | 0 | 0 | 0.068275 | 0.032048
1996 | 71.4896 | 0 | 0 | 0 | 0 | 0 | 0 | 0.07112 | 0.12018
1996 | 71.5 | 0 | 0 | 0 | 0 | 0 | 0 | 0.03495 | 0.056084
1996 | 71.5104 | 0 | 0 | 0 | 0 | 0 | 0.024036 | 0.051613 | 0.02003
1996 | 71.5208 | 0 | 0 | 0 | 0 | 4.7614 | 5.8327 | 0 | 0
1996 | 71.5312 | 0 | 0 | 0 | 0 | 11.306 | 9.7186 | 0 | 0
1996 | 71.5417 | 0 | 0 | 0 | 0 | 1.8125 | 0.31247 | 0.093472 | 0.14422
1996 | 71.5521 | 0 | 0 | 0 | 0 | 0 | 0 | 0.18288 | 0.08012
1996 | 71.5625 | 0 | 0 | 0 | 0 | 0 | 0 | 0.16662 | 0.11617
1996 | 71.5729 | 0 | 0 | 0 | 0 | 0 | 0 | 0.13005 | 0.10416
1996 | 71.5833 | 0 | 0 | 0 | 0 | 0 | 0 | 0.13005 | 0.10416
1996 | 71.5937 | 0 | 0 | 0 | 0 | 0 | 0 | 0.12598 | 0.084126
1996 | 71.6042 | 0 | 0 | 0 | 0 | 0 | 0 | 0.12192 | 0.10816
1996 | 71.6146 | 0 | 0 | 0 | 0 | 0 | 0 | 0.10566 | 0.084126
1996 | 71.625 | 0 | 0 | 0 | 0 | 0 | 0 | 0.10566 | 0.072108
1996 | 71.6354 | 0 | 0 | 0 | 0 | 0 | 0 | 0.093472 | 0.084126
1996 | 71.6458 | 0 | 0 | 0 | 0 | 0 | 0 | 0.1016 | 0.088132
1996 | 71.6562 | 0 | 0 | 0 | 0 | 0 | 0 | 0.077216 | 0.096144
1996 | 71.6667 | 0 | 0 | 0 | 0 | 0 | 0 | 0.10566 | 0.08012
1996 | 71.6771 | 0 | 0 | 0 | 0 | 0 | 0 | 0.08128 | 0.088132
1996 | 71.6875 | 0 | 0 | 0 | 0 | 0 | 0 | 0.1016 | 0.084126
1996 | 71.6979 | 0 | 0 | 0 | 0 | 0 | 0 | 0.085344 | 0.076114
1996 | 71.7083 | 0 | 0 | 0 | 0 | 0 | 0 | 0.073152 | 0.08012
1996 | 71.7187 | 0 | 0 | 0 | 0 | 0 | 0 | 0.065024 | 0.084126
1996 | 71.7292 | 0 | 0 | 0 | 0 | 0 | 0 | 0.077216 | 0.064096
1996 | 71.7396 | 0 | 0 | 0 | 0 | 0 | 0 | 0.11786 | 0.11217
1996 | 71.75 | 0 | 0 | 0 | 0 | 0 | 0 | 0.028448 | 0.028042
1996 | 71.7604 | 0 | 0 | 0 | 0 | 0 | 0 | -0.036576 | -0.024036
1996 | 71.7708 | 0 | 0 | 0 | 0 | 0 | 0 | 0.069088 | 0.056084
1996 | 71.7812 | 0 | 0 | 0 | 0 | 0 | 0 | 0.077216 | 0.076114
1996 | 71.7917 | 0 | 0 | 0 | 0 | 0 | 0 | 0.04064 | 0.052078
1996 | 71.8021 | 0 | 0 | 0 | 0 | 0 | 0 | 0.044704 | 0.048072
1996 | 71.8125 | 0 | 0 | 0 | 0 | 0 | 0 | 0.016256 | 0.024036
1996 | 71.8229 | 0 | 0 | 0 | 0 | 0 | 0 | 0.012192 | 0.028042
1996 | 71.8333 | 0 | 0 | 0 | 0 | 0 | 0 | 0 | 0.004006
1996 | 71.8437 | 0 | 0 | 0 | 0 | 0 | 0 | 0.02032 | 0.012018
1996 | 71.8542 | 0 | 0 | 0 | 0 | 0 | 0 | 0 | 0.016024
1996 | 71.8646 | 0 | 0 | 0 | 0 | 0 | 0 | 0.004064 | 0.004006
1996 | 71.875 | 0 | 0 | 0 | 0 | 0 | 0 | 0.004064 | 0.012018
1996 | 71.8854 | 0 | 0 | 0 | 0 | 0 | 0 | 0.024384 | 0.008012
1996 | 71.8958 | 0 | 0 | 0 | 0 | 0 | 0 | 0.008128 | 0.008012
1996 | 71.9062 | 0 | 0 | 0 | 0 | 0 | 0 | 0.008128 | 0.024036
1996 | 71.9167 | 0 | 0 | 0 | 0 | 0 | 0 | 0.012192 | 0.004006
1996 | 71.9271 | 0 | 0 | 0 | 0 | 0 | 0 | 0.028448 | 0.02003
1996 | 71.9375 | 0 | 0 | 0 | 0 | 0 | 0 | 0 | 0.012018
1996 | 71.9479 | 0 | 0 | 0 | 0 | 0 | 0 | 0 | 0.004006
1996 | 71.9583 | 0 | 0 | 0 | 0 | 0 | 0 | 0.008128 | 0.012018
1996 | 71.9687 | 0 | 0 | 0 | 0 | 0 | 0 | 0.012192 | 0.016024
1996 | 71.9792 | 0 | 0 | 0 | 0 | 0 | 0 | 0.02032 | -0.004006
1996 | 71.9896 | 0 | 0 | 0 | 0 | 0 | 0 | -0.04064 | 0
1996 | 72 | 0 | 0 | 0 | 0 | 0 | 0 | 0.024384 | 0.016024
1996 | 72.0104 | 0 | 0 | 0 | 0 | 0 | 0 | -0.008128 | 0.016024
1996 | 72.0208 | 0 | 0 | 0 | 0 | 0 | 0 | -0.02032 | 0.004006
1996 | 72.0312 | 0 | 0 | 0 | 0 | 0 | 0 | 0.028448 | 0.032048
1996 | 72.0417 | 0 | 0 | 0 | 0 | 0 | 0 | 0.085344 | 0.04006
1996 | 72.0521 | 0 | 0 | 0 | 0 | 0 | 0 | 0.028448 | 0.024036
1996 | 72.0625 | 0 | 0 | 0 | 0 | 0 | 0 | 0.032512 | 0.032048
1996 | 72.0729 | 0 | 0 | 0 | 0 | 0 | 0 | 0.044704 | 0.036054
1996 | 72.0833 | 0 | 0 | 0 | 0 | 0 | 0 | 0.028448 | 0.02003
1996 | 72.0937 | 0 | 0 | 0 | 0 | 0 | 0 | 0.028448 | 0.024036
1996 | 72.1042 | 0 | 0 | 0 | 0 | 0 | 0 | 0.008128 | 0.012018
1996 | 72.1146 | 0 | 0 | 0 | 0 | 0 | 0 | 0.004064 | 0.008012
1996 | 72.125 | 0 | 0 | 0 | 0 | 0 | 0 | 0.004064 | 0.016024
1996 | 72.1354 | 0 | 0 | 0 | 0 | 0 | 0 | 0.004064 | 0.004006
1996 | 72.1458 | 0 | 0 | 0 | 0 | 0 | 0 | -0.004064 | 0
1996 | 72.1562 | 0 | 0 | 0 | 0 | 0 | 0 | 0.004064 | 0.008012
1996 | 72.1667 | 0 | 0 | 0 | 0 | 0 | 0 | -0.004064 | 0.016024
1996 | 72.1771 | 0 | 0 | 0 | 0 | 0 | 0 | 0.048768 | 0.024036
1996 | 72.1875 | 0 | 0 | 0 | 0 | 0 | 0 | 0.016256 | 0
1996 | 72.1979 | 0 | 0 | 0 | 0 | 0 | 0 | 0.012192 | 0.016024
1996 | 72.2083 | 0 | 0 | 0 | 0 | 0 | 0 | 0 | 0.008012
1996 | 72.2187 | 0 | 0 | 0 | 0 | 0 | 0 | 0.008128 | 0.004006
1996 | 72.2292 | 0 | 0 | 0 | 0 | 0 | 0 | 0.004064 | 0.004006
1996 | 72.2396 | 0 | 0 | 0 | 0 | 0 | 0 | 0.012192 | 0.004006
1996 | 72.25 | 0 | 0 | 0 | 0 | 0 | 0 | 0.004064 | 0
1996 | 72.2604 | 0 | 0 | 0 | 0 | 0 | 0 | 0.008128 | 0.008012
1996 | 72.2708 | 0 | 0 | 0 | 0 | 0 | 0 | 0.004064 | 0.016024
1996 | 72.2812 | 0 | 0 | 0 | 0 | 0 | 0 | 0.02032 | 0.004006
1996 | 72.2917 | 0 | 0 | 0 | 0 | 0 | 0 | 0.016256 | 0.028042
1996 | 72.3021 | 0 | 0 | 0 | 0 | 0 | 0 | 0.004064 | -0.004006
1996 | 72.3125 | 0 | 0 | 0 | 0 | 0 | 0 | 0.016256 | 0.004006
1996 | 72.3229 | 0 | 0 | 0 | 0 | 0 | 0 | 0 | -0.004006
1996 | 72.3333 | 0 | 0 | 0 | 0 | 0 | 0 | 0.008128 | -0.012018
1996 | 72.3437 | 0 | 0 | 0 | 0 | 0 | 0 | 0.02032 | -0.016024
1996 | 72.3542 | 0 | 0 | 0 | 0 | 0 | 0 | 0.016256 | -0.008012
1996 | 72.3646 | 0 | 0 | 0 | 0 | 0 | 0 | 0.012192 | 0.012018
1996 | 72.375 | 0 | 0 | 0 | 0 | 0 | 0 | 0.044704 | 0
1996 | 72.3854 | 0 | 0 | 0 | 0 | 0 | 0 | 0.06096 | 0.032048
1996 | 72.3958 | 0 | 0 | 0 | 0 | 0 | 0 | 0.032512 | 0.036054
1996 | 72.4062 | 0 | 0.048072 | 0 | 0 | 0 | 0 | 0.06096 | 0.032048
1996 | 72.4167 | 0 | 0 | 0 | 0 | 0 | 0 | 0.069088 | 0.024036
1996 | 72.4271 | 0 | 0 | 0 | 0 | 0 | 0 | 0.085344 | 0.044066
1996 | 72.4375 | 0 | 0 | 0 | 0 | 0 | 0 | 0.077216 | 0.088132
1996 | 72.4479 | 0 | 0 | 0 | 0 | 0 | 0 | 0.08128 | 0.092138
1996 | 72.4583 | 0 | 0 | 0 | 0 | 0 | 0 | 0.093472 | 0.064096
1996 | 72.4687 | 0 | 0 | 0 | 0 | 0 | 0 | 0.13005 | 0.072108
1996 | 72.4792 | 0 | 0 | 0 | 0 | 0 | 0 | 0.085344 | 0.056084
1996 | 72.4896 | 0 | 0 | 0 | 0 | 0 | 0 | 0.13818 | 0.1322
1996 | 72.5 | 0 | 0 | 0 | 0 | 0 | 0 | 0.13411 | 0.052078
1996 | 72.5104 | 0 | 0 | 0 | 0 | 0 | 0 | 0.13818 | 0.18428
1996 | 72.5208 | 0 | 0 | 0 | 0 | 0 | 0 | 0.15443 | 0.10015
1996 | 72.5312 | 0 | 0 | 0 | 0 | 0 | 0 | 0.10973 | 0.16425
1996 | 72.5417 | 0 | 0 | 0 | 0 | 0 | 0 | 0.14224 | 0.14021
1996 | 72.5521 | 0 | 0 | 0 | 0 | 0 | 0 | 0.17882 | 0.092138
1996 | 72.5625 | 0 | 0 | 0 | 0 | 0 | 0 | 0.13005 | 0.14422
1996 | 72.5729 | 0 | 0 | 0 | 0 | 0 | 0 | 0.15037 | 0.096144
1996 | 72.5833 | 0 | 0 | 0 | 0 | 0 | 0 | 0.13818 | 0.12819
1996 | 72.5937 | 0 | 0 | 0 | 0 | 0 | 0 | 0.16662 | 0.12419
1996 | 72.6042 | 0 | 0 | 0 | 0 | 0 | 0 | 0.16662 | 0.16825
1996 | 72.6146 | 0 | 0 | 0 | 0 | 0 | 0 | 0.13818 | 0.17226
1996 | 72.625 | 0 | 0 | 0 | 0 | 0 | 0 | 0.1463 | 0.10816
1996 | 72.6354 | 0 | 0 | 0 | 0 | 0 | 0 | 0.13818 | 0.084126
1996 | 72.6458 | 0 | 0 | 0 | 0 | 0 | 0 | 0.13411 | 0.12018
1996 | 72.6562 | 0 | 0 | 0 | 0 | 0 | 0 | 0.15443 | 0.17626
1996 | 72.6667 | 0 | 0 | 0 | 0 | 0 | 0 | 0.1463 | 0.14021
1996 | 72.6771 | 0 | 0 | 0 | 0 | 0 | 0 | 0.08128 | 0.016024
1996 | 72.6875 | 0 | 0 | 0 | 0 | 0 | 0 | 0.14224 | 0.16825
1996 | 72.6979 | 0 | 0 | 0 | 0 | 0 | 0 | 0.10566 | 0.12018
1996 | 72.7083 | 0 | 0 | 0 | 0 | 0 | 0 | 0.1016 | 0.096144
1996 | 72.7187 | 0 | 0 | 0 | 0 | 0 | 0 | 0.056896 | 0.024036
1996 | 72.7292 | 0 | 0 | 0 | 0 | 0 | 0 | 0.069088 | 0.12419
1996 | 72.7396 | 0 | 0 | 0 | 0 | 0 | 0 | 0.097536 | 0.092138
1996 | 72.75 | 0 | 0 | 0 | 0 | 0 | 0 | 0.073152 | 0.092138
1996 | 72.7604 | 0 | 0 | 0 | 0 | 0 | 0 | 0.073152 | 0.068102
1996 | 72.7708 | 0 | 0 | 0 | 0 | 0 | 0 | 0.08128 | 0.032048
1996 | 72.7812 | 0 | 0 | 0 | 0 | 0 | 0 | 0.069088 | 0.10416
1996 | 72.7917 | 0 | 0 | 0 | 0 | 0 | 0 | 0.048768 | 0.064096
1996 | 72.8021 | 0 | 0 | 0 | 0 | 0 | 0 | 0.04064 | 0.064096
1996 | 72.8125 | 0 | 0 | 0 | 0 | 0 | 0 | 0.04064 | 0.016024
1996 | 72.8229 | 0 | 0 | 0 | 0 | 0 | 0 | 0.032512 | 0.04006
1996 | 72.8333 | 0 | 0 | 0 | 0 | 0 | 0 | 0.024384 | 0.048072
1996 | 72.8437 | 0 | 0 | 0 | 0 | 0 | 0 | 0.02032 | 0.024036
1996 | 72.8542 | 0 | 0 | 0 | 0 | 0 | 0 | 0.024384 | 0.024036
1996 | 72.8646 | 0 | 0 | 0 | 0 | 0 | 0 | 0.016256 | 0.028042
1996 | 72.875 | 0 | 0 | 0 | 0 | 0 | 0 | 0 | 0.004006
1996 | 72.8854 | 0 | 0 | 0 | 0 | 0 | 0 | 0.028448 | 0.028042
1996 | 72.8958 | 0 | 0 | 0 | 0 | 0 | 0 | 0.012192 | 0.024036
1996 | 72.9062 | 0 | 0 | 0 | 0 | 0 | 0 | 0.012192 | 0.008012
1996 | 72.9167 | 0 | 0 | 0 | 0 | 0 | 0 | 0.008128 | 0.012018
1996 | 72.9271 | 0 | 0 | 0 | 0 | 0 | 0 | 0.008128 | 0.012018
1996 | 72.9375 | 0 | 0 | 0 | 0 | 0 | 0 | 0.012192 | 0.024036
1996 | 72.9479 | 0 | 0 | 0 | 0 | 0 | 0 | 0.012192 | -0.004006
1996 | 72.9583 | 0 | 0 | 0 | 0 | 0 | 0 | 0.008128 | 0.028042
1996 | 72.9687 | 0 | 0.032048 | 0 | 0 | 0 | 0 | 0 | 0.004006
1996 | 72.9792 | 0 | 0 | 0 | 0 | 0 | 0 | 0.024384 | 0.032048
1996 | 72.9896 | 0 | 0 | 0 | 0 | 0 | 0 | 0.02032 | 0.032048
1996 | 73 | 0 | 0 | 0 | 0 | 0 | 0 | 0 | 0
1996 | 73.0104 | 0 | 0 | 0 | 0 | 0 | 0 | 0.02032 | 0.02003
1996 | 73.0208 | 0 | 0 | 0 | 0 | 0 | 0 | 0.02032 | 0.02003
1996 | 73.0312 | 0 | 0 | 0 | 0 | 0 | 0 | 0.012192 | 0.02003
1996 | 73.0417 | 0 | 0 | 0 | 0 | 0 | 0 | 0.012192 | -0.012018
1996 | 73.0521 | 0 | 0 | 0 | 0 | 0 | 0 | 0.008128 | 0.032048
1996 | 73.0625 | 0 | 0 | 0 | 0 | 0 | 0 | 0 | -0.008012
1996 | 73.0729 | 0 | 0 | 0 | 0 | 0 | 0 | 0.02032 | 0.016024
1996 | 73.0833 | 0 | 0 | 0 | 0 | 0 | 0 | 0.008128 | 0.028042
1996 | 73.0937 | 0 | 0 | 0 | 0 | 0 | 0 | 0.012192 | 0.004006
1996 | 73.1042 | 0 | 0 | 0 | 0 | 0 | 0 | -0.008128 | 0.004006
1996 | 73.1146 | 0 | 0 | 0 | 0 | 0 | 0 | 0.016256 | 0.02003
1996 | 73.125 | 0 | 0 | 0 | 0 | 0 | 0 | 0.008128 | -0.008012
1996 | 73.1354 | 0 | 0 | 0 | 0 | 0 | 0 | 0.004064 | 0.008012
1996 | 73.1458 | 0 | 0 | 0 | 0 | 0 | 0 | 0 | 0.024036
1996 | 73.1562 | 0 | 0 | 0 | 0 | 0 | 0 | 0.004064 | -0.028042
1996 | 73.1667 | 0 | 0 | 0 | 0 | 0 | 0 | 0.004064 | 0.02003
1996 | 73.1771 | 0 | 0 | 0 | 0 | 0 | 0 | 0 | 0
1996 | 73.1875 | 0 | 0 | 0 | 0 | 0 | 0 | 0.004064 | -0.004006
1996 | 73.1979 | 0 | 0 | 0 | 0 | 0 | 0 | 0 | 0.02003
1996 | 73.2083 | 0 | 0 | 0 | 0 | 0 | 0 | 0 | -0.008012
1996 | 73.2187 | 0 | 0 | 0 | 0 | 0 | 0 | 0.004064 | 0.004006
1996 | 73.2292 | 0 | 0 | 0 | 0 | 0 | 0 | 0.008128 | 0
1996 | 73.2396 | 0 | 0 | 0 | 0 | 0 | 0 | 0 | 0.008012
1996 | 73.25 | 0 | 0 | 0 | 0 | 0 | 0 | 0.004064 | -0.004006
1996 | 73.2604 | 0 | 0 | 0 | 0 | 0 | 0 | 0 | 0.004006
1996 | 73.2708 | 0 | 0 | 0 | 0 | 0 | 0 | 0.004064 | 0.004006
1996 | 73.2812 | 0 | 0 | 0 | 0 | 0 | 0 | 0.004064 | 7.1054e-15
1996 | 73.2917 | 0 | 0 | 0 | 0 | 0 | 0 | -0.008128 | -0.008012
1996 | 73.3021 | 0 | 0 | 0 | 0 | 0 | 0 | 0.008128 | 0.016024
1996 | 73.3125 | 0 | 0 | 0 | 0 | 0 | 0 | 0 | -0.02003
1996 | 73.3229 | 0 | 0 | 0 | 0 | 0 | 0 | 0.008128 | 0.016024
1996 | 73.3333 | 0 | 0 | 0 | 0 | 0 | 0 | 0.008128 | -0.004006
1996 | 73.3437 | 0 | 0 | 0 | 0 | 0 | 0 | 0.008128 | 0.024036
1996 | 73.3542 | 0 | 0 | 0 | 0 | 0 | 0 | 0.012192 | -0.032048
1996 | 73.3646 | 0 | 0 | 0 | 0 | 0 | 0 | 0.008128 | 0.012018
1996 | 73.375 | 0 | 0 | 0 | 0 | 0 | 0 | 0.028448 | 0
1996 | 73.3854 | 0 | 0 | 0 | 0 | 0 | 0 | 0.02032 | -0.004006
1996 | 73.3958 | 0 | 0 | 0 | 0 | 0 | 0 | 0.032512 | -0.004006
1996 | 73.4062 | 0 | 0 | 0 | 0 | 0 | 0 | 0.032512 | 0.024036
1996 | 73.4167 | 0 | 0 | 0 | 0 | 0 | 0 | 0.036576 | 0.048072
1996 | 73.4271 | 0 | 0 | 0 | 0 | 0 | 0 | 0.056896 | 0.016024
1996 | 73.4375 | 0 | 0 | 0 | 0 | 0 | 0 | 0.052832 | 0.008012
1996 | 73.4479 | 0 | 0 | 0 | 0 | 0 | 0 | 0.065024 | 0.06009
1996 | 73.4583 | 0 | 0 | 0 | 0 | 0 | 0 | 0.073152 | 0.056084
1996 | 73.4687 | 0 | 0 | 0 | 0 | 0 | 0 | 0.065024 | 0.064096
1996 | 73.4792 | 0 | 0 | 0 | 0 | 0 | 0 | 0.085344 | 0.052078
1996 | 73.4896 | 0 | 0 | 0 | 0 | 0 | 0 | 0.08128 | 0.084126
1996 | 73.5 | 0 | 0 | 0 | 0 | 0 | 0 | 0.093472 | 0.068102
1996 | 73.5104 | 0 | 0 | 0 | 0 | 0 | 0 | 0.097536 | 0.076114
1996 | 73.5208 | 0 | 0 | 0 | 0 | 0 | 0 | 0.097536 | 0.068102
1996 | 73.5312 | 0 | 0 | 0 | 0 | 0 | 0 | 0.097536 | 0.096144
1996 | 73.5417 | 0 | 0 | 0 | 0 | 0 | 0 | 0.11786 | 0.088132
1996 | 73.5521 | 0 | 0 | 0 | 0 | 0 | 0 | 0.12192 | 0.1322
1996 | 73.5625 | 0 | 0 | 0 | 0 | 0 | 0 | 0.12598 | 0.072108
1996 | 73.5729 | 0 | 0 | 0 | 0 | 0 | 0 | 0.10973 | 0.076114
1996 | 73.5833 | 0 | 0 | 0 | 0 | 0 | 0 | 0.16662 | 0.15223
1996 | 73.5937 | 0 | 0 | 0 | 0 | 0 | 0 | 0.097536 | 0.072108
1996 | 73.6042 | 0 | 0 | 0 | 0 | 0 | 0 | 0.15037 | 0.14021
1996 | 73.6146 | 0 | 0 | 0 | 0 | 0 | 0 | 0.065024 | 0.072108
1996 | 73.625 | 0 | 0 | 0 | 0 | 0 | 0 | 0.13411 | 0.12819
1996 | 73.6354 | 0 | 0 | 0 | 0 | 0 | 0 | 0.1463 | 0.1322
1996 | 73.6458 | 0 | 0 | 0 | 0 | 0 | 0 | 0.18288 | 0.1322
1996 | 73.6562 | 0 | 0 | 0 | 0 | 0 | 0 | 0.11786 | 0.096144
1996 | 73.6667 | 0 | 0 | 0 | 0 | 0 | 0 | 0.1016 | 0.18428
1996 | 73.6771 | 0 | 0 | 0 | 0 | 0 | 0 | 0.1585 | 0.072108
1996 | 73.6875 | 0 | 0 | 0 | 0 | 0 | 0 | 0.085344 | 0.02003
1996 | 73.6979 | 0 | 0 | 0 | 0 | 0 | 0 | 0.024384 | 0.12018
1996 | 73.7083 | 0 | 0 | 0 | 0 | 0 | 0 | 0.14224 | 0.11217
1996 | 73.7187 | 0 | 0 | 0 | 0 | 0 | 0 | 0.16256 | 0.092138
1996 | 73.7292 | 0 | 0 | 0 | 0 | 0 | 0 | 0.069088 | 0.12419
1996 | 73.7396 | 0 | 0 | 0 | 0 | 0 | 0 | 0.11786 | 0.056084
1996 | 73.75 | 0 | 0 | 0 | 0 | 0 | 0 | 0.097536 | 0.10015
1996 | 73.7604 | 0 | 0 | 0 | 0 | 0 | 0 | 0.089408 | 0.084126
1996 | 73.7708 | 0 | 0 | 0 | 0 | 0 | 0 | 0.08128 | 0.072108
1996 | 73.7812 | 0 | 0 | 0 | 0 | 0 | 0 | 0.052832 | 0.044066
1996 | 73.7917 | 0 | 0 | 0 | 0 | 0 | 0 | 0.028448 | 0.036054
1996 | 73.8021 | 0 | 0 | 0 | 0 | 0 | 0 | 0.02032 | 0.052078
1996 | 73.8125 | 0 | 0 | 0 | 0 | 0 | 0 | 0.004064 | -0.012018
1996 | 73.8229 | 0 | 0 | 0 | 0 | 0 | 0 | 0.028448 | 0.056084
1996 | 73.8333 | 0 | 0 | 0 | 0 | 0 | 0 | 0.012192 | 7.1054e-15
1996 | 73.8437 | 0 | 0 | 0 | 0 | 0 | 0 | 0.02032 | 0.036054
1996 | 73.8542 | 0 | 0 | 0 | 0 | 0 | 0 | 0.02032 | 0.028042
1996 | 73.8646 | 0 | 0 | 0 | 0 | 0 | 0 | 0.012192 | 0
1996 | 73.875 | 0 | 0 | 0 | 0 | 0 | 0 | 0.008128 | 0.024036
1996 | 73.8854 | 0 | 0 | 0 | 0 | 0 | 0 | 0.008128 | 0.004006
1996 | 73.8958 | 0 | 0 | 0 | 0 | 0 | 0 | 0.008128 | 0.012018
1996 | 73.9062 | 0 | 0 | 0 | 0 | 0 | 0 | 0.004064 | 0.016024
1996 | 73.9167 | 0 | 0 | 0 | 0 | 0 | 0 | 0.016256 | -0.004006
1996 | 73.9271 | 0 | 0 | 0 | 0 | 0 | 0 | 0.016256 | 0.032048
1996 | 73.9375 | 0 | 0 | 0 | 0 | 0 | 0 | 0.016256 | 0.004006
1996 | 73.9479 | 0 | 0 | 0 | 0 | 0 | 0 | 0.012192 | 0
1996 | 73.9583 | 0 | 0 | 0 | 0 | 0 | 0 | 0.02032 | 0.016024
1996 | 73.9687 | 0 | 0 | 0 | 0 | 0 | 0 | 0.016256 | 0.024036
1996 | 73.9792 | 0 | 0 | 0 | 0 | 0 | 0 | 0.008128 | 0.016024
1996 | 73.9896 | 0 | 0 | 0 | 0 | 0 | 0 | 0.04064 | 0.028042
1996 | 74 | 0 | 0 | 0 | 0 | 0 | 0 | 0.004064 | 0.02003
1996 | 74.0104 | 0 | 0 | 0 | 0 | 0 | 0 | 0.02032 | -0.008012
1996 | 74.0208 | 0 | 0 | 0 | 0 | 0 | 0 | 0.02032 | 0.02003
1996 | 74.0312 | 0 | 0 | 0 | 0 | 0 | 0 | 0.02032 | 0.028042
1996 | 74.0417 | 0 | 0 | 0 | 0 | 0 | 0 | 0.016256 | 0.008012
1996 | 74.0521 | 0 | 0 | 0 | 0 | 0 | 0 | 0.012192 | 0.032048
1996 | 74.0625 | 0 | 0 | 0 | 0 | 0 | 0 | 0.008128 | 0.02003
1996 | 74.0729 | 0 | 0 | 0 | 0 | 0 | 0 | 0.008128 | -0.004006
1996 | 74.0833 | 0 | 0 | 0 | 0 | 0 | 0 | 0.012192 | 0.028042
1996 | 74.0937 | 0 | 0 | 0 | 0 | 0 | 0 | 0 | -0.02003
1996 | 74.1042 | 0 | 0 | 0 | 0 | 0 | 0 | 0.02032 | 0.024036
1996 | 74.1146 | 0 | 0 | 0 | 0 | 0 | 0 | 0.016256 | 0.02003
1996 | 74.125 | 0 | 0.024036 | 0 | 0 | 0 | 0 | -0.004064 | -0.012018
1996 | 74.1354 | 0 | 0 | 0 | 0 | 0 | 0 | 0.02032 | 0.004006
1996 | 74.1458 | 0 | 0 | 0 | 0 | 0 | 0 | 0.024384 | 0.012018
1996 | 74.1562 | 0 | 0 | 0 | 0 | 0 | 0 | 0.012192 | -0.008012
1996 | 74.1667 | 0 | 0 | 0 | 0 | 0 | 0 | 0.02032 | 0.064096
1996 | 74.1771 | 0 | 0 | 0 | 0 | 0 | 0 | 0.012192 | 0.008012
1996 | 74.1875 | 0 | 0 | 0 | 0 | 0 | 0 | 0.04064 | 0.004006
1996 | 74.1979 | 0 | 0 | 0 | 0 | 0 | 0 | 0.04064 | 0.072108
1996 | 74.2083 | 0.032512 | 0 | 0 | 0 | 0 | 0 | 0.016256 | -0.06009
1996 | 74.2187 | 0 | 0 | 0 | 0 | 0 | 0 | 0.073152 | 0.10816
1996 | 74.2292 | 0 | 0 | 0 | 0 | 0 | 0 | 0.032512 | 0.036054
1996 | 74.2396 | 0 | 0 | 0 | 0 | 0 | 0 | 0.02032 | 0.048072
1996 | 74.25 | 0 | 0 | 0 | 0 | 0 | 0 | 0.02032 | 0.04006
1996 | 74.2604 | 0 | 0 | 0 | 0 | 0 | 0 | 0.004064 | -0.008012
1996 | 74.2708 | 0 | 0 | 0 | 0 | 0 | 0 | 0.008128 | 0.024036
1996 | 74.2812 | 0 | 0 | 0 | 0 | 0 | 0 | 0.004064 | -0.008012
1996 | 74.2917 | 0 | 0 | 0 | 0 | 0 | 0 | 0.004064 | 0.02003
1996 | 74.3021 | 0 | 0 | 0 | 0 | 0 | 0 | 0.008128 | 0.04006
1996 | 74.3125 | 0 | 0 | 0 | 0 | 0 | 0 | -0.008128 | -0.04006
1996 | 74.3229 | 0 | 0 | 0 | 0 | 0 | 0 | 0.016256 | 0.004006
1996 | 74.3333 | 0 | 0 | 0 | 0 | 0 | 0 | 0.016256 | 0.02003
1996 | 74.3437 | 0 | 0 | 0 | 0 | 0 | 0 | 0 | -0.028042
1996 | 74.3542 | 0 | 0 | 0 | 0 | 0 | 0 | -0.008128 | -0.016024
1996 | 74.3646 | 0 | 0 | 0 | 0 | 0 | 0 | 0.032512 | 0.016024
1996 | 74.375 | 0 | 0 | 0 | 0 | 0 | 0 | 0.016256 | -0.032048
1996 | 74.3854 | 0 | 0 | 0 | 0 | 0 | 0 | 0.02032 | -0.004006
1996 | 74.3958 | 0 | 0 | 0 | 0 | 0 | 0 | 0.065024 | -0.02003
1996 | 74.4062 | 0 | 0 | 0 | 0 | 0 | 0 | 0.077216 | 0.096144
1996 | 74.4167 | 0 | 0 | 0 | 0 | 0 | 0 | 0.06096 | 0.084126
1996 | 74.4271 | 0 | 0 | 0 | 0 | 0 | 0 | 0.056896 | 0.072108
1996 | 74.4375 | 0 | 0 | 0 | 0 | 0 | 0 | 0.08128 | 0.008012
1996 | 74.4479 | 0 | 0 | 0 | 0 | 0 | 0 | 0.069088 | -0.008012
1996 | 74.4583 | 0 | 0 | 0 | 0 | 0 | 0 | 0.085344 | 0.12419
1996 | 74.4687 | 0 | 0 | 0 | 0 | 0 | 0 | 0.069088 | 0.088132
1996 | 74.4792 | 0 | 0 | 0 | 0 | 5.8196 | 5.5042 | 0 | 0
1996 | 74.4896 | 0 | 0 | 0 | 0 | 10.6396 | 10.9204 | 0 | 0
1996 | 74.5 | 0 | 0 | 0 | 0 | 0.83718 | 0.49674 | 0.048768 | 0.064096
1996 | 74.5104 | 0 | 0 | 0 | 0 | 0 | 0 | 0.1463 | 0.064096
1996 | 74.5208 | 0 | 0 | 0 | 0 | 0 | 0 | 0.13411 | 0.10015
1996 | 74.5312 | 0 | 0 | 0 | 0 | 0 | 0 | 0.10973 | 0.084126
1996 | 74.5417 | 0 | 0 | 0 | 0 | 0 | 0 | 0.13411 | 0.092138
1996 | 74.5521 | 0 | 0 | 0 | 0 | 0 | 0 | 0.10973 | 0.11617
1996 | 74.5625 | 0 | 0 | 0 | 0 | 0 | 0 | 0.10973 | 0.076114
1996 | 74.5729 | 0 | 0 | 0 | 0 | 0 | 0 | 0.11786 | 0.10416
1996 | 74.5833 | 0 | 0 | 0 | 0 | 0 | 0 | 0.11379 | 0.032048
1996 | 74.5937 | 0 | 0 | 0 | 0 | 0 | 0 | 0.12192 | 0.1362
1996 | 74.6042 | 0 | 0 | 0 | 0 | 0 | 0 | 0.1016 | 0.092138
1996 | 74.6146 | 0 | 0 | 0 | 0 | 0 | 0 | 0.093472 | 0.088132
1996 | 74.625 | 0 | 0 | 0 | 0 | 0 | 0 | 0.10973 | 0.10416
1996 | 74.6354 | 0 | 0 | 0 | 0 | 0 | 0 | 0.10566 | 0.084126
1996 | 74.6458 | 0 | 0 | 0 | 0 | 0 | 0 | 0.069088 | 0.064096
1996 | 74.6562 | 0 | 0 | 0 | 0 | 0 | 0 | 0.097536 | 0.088132
1996 | 74.6667 | 0 | 0 | 0 | 0 | 0 | 0 | 0.073152 | 0.044066
1996 | 74.6771 | 0 | 0 | 0 | 0 | 0 | 0 | 0.093472 | 0.06009
1996 | 74.6875 | 0 | 0 | 0 | 0 | 0 | 0 | 0.069088 | 0.016024
1996 | 74.6979 | 0 | 0 | 0 | 0 | 0 | 0 | 0.073152 | 0.10816
1996 | 74.7083 | 0 | 0 | 0 | 0 | 0 | 0 | 0.093472 | 0.036054
1996 | 74.7187 | 0 | 0 | 0 | 0 | 0 | 0 | 0.06096 | 0.092138
1996 | 74.7292 | 0 | 0 | 0 | 0 | 0 | 0 | 0.06096 | 0.056084
1996 | 74.7396 | 0 | 0 | 0 | 0 | 0 | 0 | 0.052832 | 0.032048
1996 | 74.75 | 0 | 0 | 0 | 0 | 0 | 0 | 0 | 0.024036
1996 | 74.7604 | 0 | 0 | 0 | 0 | 0 | 0 | 0.04064 | 0.016024
1996 | 74.7708 | 0 | 0 | 0 | 0 | 0 | 0 | 0.012192 | 0.028042
1996 | 74.7812 | 0 | 0 | 0 | 0 | 0 | 0 | 0.036576 | 0.076114
1996 | 74.7917 | 0 | 0 | 0 | 0 | 0 | 0 | -0.016256 | -0.028042
1996 | 74.8021 | 0 | 0 | 0 | 0 | 0 | 0 | 0.012192 | 0.008012
1996 | 74.8125 | 0 | 0 | 0 | 0 | 0 | 0 | 0.024384 | 0.028042
1996 | 74.8229 | 0.032512 | 0 | 0 | 0 | 0 | 0 | 0.028448 | 0.016024
1996 | 74.8333 | 0 | 0 | 0 | 0 | 0 | 0 | 0.02032 | -0.04006
1996 | 74.8437 | 0 | 0 | 0 | 0 | 0 | 0 | 0.02032 | 0.052078
1996 | 74.8542 | 0 | 0 | 0 | 0 | 0 | 0 | -0.004064 | 0.016024
1996 | 74.8646 | 0 | 0.056084 | 0 | 0 | 0 | 0 | -0.02032 | -0.008012
1996 | 74.875 | 0 | 0 | 0 | 0 | 0 | 0 | 0.052832 | 0.072108
1996 | 74.8854 | 0 | 0 | 0 | 0 | 0 | 0 | 0.08128 | 0.14021
1996 | 74.8958 | 0 | 0 | 0 | 0 | 0 | 0 | 0.004064 | 0.02003
1996 | 74.9062 | 0 | 0 | 0 | 0 | 0 | 0 | 0.012192 | 0.008012
1996 | 74.9167 | 0 | 0 | 0 | 0 | 0 | 0 | 0.02032 | 0.036054
1996 | 74.9271 | 0 | 0 | 0 | 0 | 0 | 0 | 0.008128 | 0.036054
1996 | 74.9375 | 0 | 0 | 0 | 0 | 0 | 0 | 0.012192 | -0.008012
1996 | 74.9479 | 0 | 0 | 0 | 0 | 0 | 0 | 0.004064 | 0.016024
1996 | 74.9583 | 0 | 0 | 0 | 0 | 0 | 0 | 0 | -0.004006
1996 | 74.9687 | 0 | 0.04006 | 0 | 0 | 0 | 0 | -0.02032 | -0.036054
1996 | 74.9792 | 0 | 0 | 0 | 0 | 0 | 0 | 0.02032 | 0.044066
1996 | 74.9896 | 0.024384 | 0.064096 | 0 | 0 | 0 | 0 | 0.012192 | 0.016024
1996 | 75 | 0 | 0 | 0 | 0 | 0 | 0 | 0.024384 | 0.06009
1996 | 75.0104 | 0 | 0 | 0 | 0 | 0 | 0 | 0.012192 | 0.012018
1996 | 75.0208 | 0 | 0 | 0 | 0 | 0 | 0 | 0.004064 | -7.1054e-15
1996 | 75.0312 | 0 | 0 | 0 | 0 | 0 | 0 | -0.004064 | 0.032048
1996 | 75.0417 | 0 | 0.024036 | 0 | 0 | 0 | 0 | -0.024384 | -0.044066
1996 | 75.0521 | 0 | 0 | 0 | 0 | 0 | 0 | 0.004064 | 0.016024
1996 | 75.0625 | 0 | 0 | 0 | 0 | 0 | 0 | 0.012192 | -0.004006
1996 | 75.0729 | 0.024384 | 0.024036 | 0 | 0 | 0 | 0 | 0.02032 | -0.024036
1996 | 75.0833 | 0 | 0 | 0 | 0 | 0 | 0 | -0.008128 | 0.024036
1996 | 75.0937 | 0 | 0 | 0 | 0 | 0 | 0 | 0.024384 | 0.012018
1996 | 75.1042 | 0 | 0 | 0 | 0 | 0 | 0 | 0.028448 | 0.012018
1996 | 75.1146 | 0.032512 | 0 | 0 | 0 | 0 | 0 | -0.004064 | -0.004006
1996 | 75.125 | 0 | 0 | 0 | 0 | 0 | 0 | 0.024384 | 0.028042
1996 | 75.1354 | 0 | 0 | 0 | 0 | 0 | 0 | 0.012192 | 0.048072
1996 | 75.1458 | 0 | 0 | 0 | 0 | 0 | 0 | 0 | 0.008012
1996 | 75.1562 | 0 | 0 | 0 | 0 | 0 | 0 | 0.016256 | 0.004006
1996 | 75.1667 | 0.024384 | 0.032048 | 0 | 0 | 0 | 0 | 0.004064 | 0.016024
1996 | 75.1771 | 0 | 0 | 0 | 0 | 0 | 0 | 0.016256 | 0.036054
1996 | 75.1875 | 0 | 0 | 0 | 0 | 0 | 0 | -0.012192 | -0.02003
1996 | 75.1979 | 0 | 0 | 0 | 0 | 0 | 0 | 0.032512 | 0.008012
1996 | 75.2083 | 0 | 0 | 0 | 0 | 0 | 0 | 0.008128 | 0.012018
1996 | 75.2187 | 0 | 0 | 0 | 0 | 0 | 0 | 0.016256 | 0.06009
1996 | 75.2292 | 0 | 0 | 0 | 0 | 0 | 0 | 0.012192 | 0.032048
1996 | 75.2396 | 0 | 0 | 0 | 0 | 0 | 0 | 0.004064 | -0.008012
1996 | 75.25 | 0 | 0 | 0 | 0 | 0 | 0 | 0.012192 | 0.012018
1996 | 75.2604 | 0 | 0 | 0 | 0 | 0 | 0 | 0.004064 | 0.02003
1996 | 75.2708 | 0 | 0 | 0 | 0 | 0 | 0 | 0.004064 | 0.004006
1996 | 75.2812 | 0 | 0 | 0 | 0 | 0 | 0 | 0 | 0
1996 | 75.2917 | 0 | 0 | 0 | 0 | 0 | 0 | 0.008128 | -0.004006
1996 | 75.3021 | 0 | 0 | 0 | 0 | 0 | 0 | 0.02032 | 0.028042
1996 | 75.3125 | 0 | 0 | 0 | 0 | 0 | 0 | 0.008128 | 0.012018
1996 | 75.3229 | 0 | 0 | 0 | 0 | 0 | 0 | 0.016256 | 0.004006
1996 | 75.3333 | 0 | 0 | 0 | 0 | 0 | 0 | 0.012192 | -0.004006
1996 | 75.3437 | 0 | 0 | 0 | 0 | 0 | 0 | 0.008128 | 0.012018
1996 | 75.3542 | 0 | 0 | 0 | 0 | 0 | 0 | 0.004064 | -0.024036
1996 | 75.3646 | 0 | 0 | 0 | 0 | 0 | 0 | 0.028448 | 0.048072
1996 | 75.375 | 0 | 0 | 0 | 0 | 0 | 0 | 0.012192 | 0.008012
1996 | 75.3854 | 0 | 0 | 0 | 0 | 0 | 0 | 0.052832 | 0.052078
1996 | 75.3958 | 0 | 0 | 0 | 0 | 0 | 0 | 0.012192 | 0.02003
1996 | 75.4062 | 0 | 0 | 0 | 0 | 0 | 0 | 0.012192 | -0.008012
1996 | 75.4167 | 0 | 0 | 0 | 0 | 0 | 0 | 0.048768 | 0.004006
1996 | 75.4271 | 0 | 0 | 0 | 0 | 0 | 0 | 0.016256 | 0.028042
1996 | 75.4375 | 0 | 0 | 0 | 0 | 0 | 0 | 0.04064 | -0.02003
1996 | 75.4479 | 0 | 0 | 0 | 0 | 0 | 0 | 0.069088 | 0.008012
1996 | 75.4583 | 0 | 0 | 0 | 0 | 0 | 0 | 0.052832 | 0.04006
1996 | 75.4687 | 0 | 0 | 0 | 0 | 0 | 0 | 0.06096 | 0.076114
1996 | 75.4792 | 0 | 0 | 0 | 0 | 0 | 0 | 0.089408 | 0.04006
1996 | 75.4896 | 0 | 0 | 0 | 0 | 0 | 0 | 0.065024 | 0.068102
1996 | 75.5 | 0 | 0 | 0 | 0 | 0 | 0 | 0.069088 | 0.056084
1996 | 75.5104 | 0 | 0 | 0 | 0 | 0 | 0 | 0.048768 | 0.056084
1996 | 75.5208 | 0 | 0 | 0 | 0 | 0 | 0 | 0.089408 | 0.076114
1996 | 75.5312 | 0 | 0 | 0 | 0 | 0 | 0 | 0.04064 | 0.056084
1996 | 75.5417 | 0 | 0 | 0 | 0 | 0 | 0 | 0.093472 | 0.072108
1996 | 75.5521 | 0 | 0 | 0 | 0 | 0 | 0 | 0.06096 | 0.036054
1996 | 75.5625 | 0 | 0 | 0 | 0 | 0 | 0 | 0.093472 | 0.10015
1996 | 75.5729 | 0 | 0 | 0 | 0 | 0 | 0 | 0.044704 | 0.06009
1996 | 75.5833 | 0 | 0 | 0 | 0 | 0 | 0 | 0.069088 | 0.064096
1996 | 75.5937 | 0 | 0 | 0 | 0 | 0 | 0 | 0.06096 | 0.084126
1996 | 75.6042 | 0 | 0 | 0 | 0 | 0 | 0 | 0.052832 | 0.06009
1996 | 75.6146 | 0 | 0 | 0 | 0 | 0 | 0 | 0.065024 | 0.024036
1996 | 75.625 | 0 | 0 | 0 | 0 | 0 | 0 | 0.077216 | 0.068102
1996 | 75.6354 | 0 | 0 | 0 | 0 | 0 | 0 | 0.056896 | 0.036054
1996 | 75.6458 | 0 | 0 | 0 | 0 | 0 | 0 | 0.073152 | 0.076114
1996 | 75.6562 | 0 | 0 | 0 | 0 | 0 | 0 | 0.073152 | 0.056084
1996 | 75.6667 | 0 | 0 | 0 | 0 | 0 | 0 | 0.044704 | 0.068102
1996 | 75.6771 | 0 | 0 | 0 | 0 | 0 | 0 | 0.06096 | 0.032048
1996 | 75.6875 | 0 | 0 | 0 | 0 | 0 | 0 | 0.06096 | 0.072108
1996 | 75.6979 | 0 | 0 | 0 | 0 | 0 | 0 | 0.048768 | 0.04006
1996 | 75.7083 | 0 | 0 | 0 | 0 | 0 | 0 | 0.036576 | 0.044066
1996 | 75.7187 | 0 | 0 | 0 | 0 | 0 | 0 | 0.044704 | 0.024036
1996 | 75.7292 | 0 | 0 | 0 | 0 | 0 | 0 | 0.024384 | 0.024036
1996 | 75.7396 | 0 | 0 | 0 | 0 | 0 | 0 | 0.048768 | 0.056084
1996 | 75.75 | 0 | 0 | 0 | 0 | 0 | 0 | 0.028448 | 0.04006
1996 | 75.7604 | 0 | 0 | 0 | 0 | 0 | 0 | 0.032512 | 0.012018
1996 | 75.7708 | 0 | 0 | 0 | 0 | 0 | 0 | 0.016256 | 0.056084
1996 | 75.7812 | 0 | 0 | 0 | 0 | 0 | 0 | 0.024384 | 0.032048
1996 | 75.7917 | 0 | 0 | 0 | 0 | 0 | 0 | 0.004064 | 0.008012
1996 | 75.8021 | 0 | 0 | 0 | 0 | 0 | 0 | 0.012192 | 0.012018
1996 | 75.8125 | 0 | 0 | 0 | 0 | 0 | 0 | 0 | 0.016024
1996 | 75.8229 | 0 | 0 | 0 | 0 | 0 | 0 | 0.008128 | 0.012018
1996 | 75.8333 | 0 | 0 | 0 | 0 | 0 | 0 | -0.008128 | 0.008012
1996 | 75.8437 | 0 | 0 | 0 | 0 | 0 | 0 | 0.004064 | -0.004006
1996 | 75.8542 | 0 | 0 | 0 | 0 | 0 | 0 | 0.004064 | 0.012018
1996 | 75.8646 | 0 | 0 | 0 | 0 | 0 | 0 | -0.012192 | -0.004006
1996 | 75.875 | 0 | 0 | 0 | 0 | 0 | 0 | 0.008128 | 0.004006
1996 | 75.8854 | 0 | 0 | 0 | 0 | 0 | 0 | 0 | -0.004006
1996 | 75.8958 | 0 | 0 | 0 | 0 | 0 | 0 | -0.008128 | 0.008012
1996 | 75.9062 | 0 | 0 | 0 | 0 | 0 | 0 | 0.008128 | -0.004006
1996 | 75.9167 | 0 | 0 | 0 | 0 | 0 | 0 | 0 | 0.004006
1996 | 75.9271 | 0 | 0 | 0 | 0 | 0 | 0 | -0.004064 | -0.004006
1996 | 75.9375 | 0 | 0 | 0 | 0 | 0 | 0 | 0.004064 | -0.004006
1996 | 75.9479 | 0 | 0 | 0 | 0 | 0 | 0 | -0.008128 | 0.008012
1996 | 75.9583 | 0 | 0 | 0 | 0 | 0 | 0 | 0.004064 | -0.008012
1996 | 75.9687 | 0 | 0 | 0 | 0 | 0 | 0 | 0 | 0.008012
1996 | 75.9792 | 0 | 0 | 0 | 0 | 0 | 0 | -0.004064 | -0.004006
1996 | 75.9896 | 0 | 0 | 0 | 0 | 0 | 0 | 0 | 0.008012
1996 | 76 | 0 | 0 | 0 | 0 | 0 | 0 | 0 | 0.008012
1996 | 76.0104 | 0 | 0 | 0 | 0 | 0 | 0 | -0.004064 | -0.008012
1996 | 76.0208 | 0 | 0 | 0 | 0 | 0 | 0 | -0.004064 | 0
1996 | 76.0312 | 0 | 0 | 0 | 0 | 0 | 0 | 0.004064 | -0.004006
1996 | 76.0417 | 0 | 0 | 0 | 0 | 0 | 0 | -0.004064 | 0.012018
1996 | 76.0521 | 0 | 0 | 0 | 0 | 0 | 0 | 0 | 0.004006
1996 | 76.0625 | 0 | 0 | 0 | 0 | 0 | 0 | 0 | 0.012018
1996 | 76.0729 | 0 | 0 | 0 | 0 | 0 | 0 | -0.004064 | -0.004006
1996 | 76.0833 | 0 | 0 | 0 | 0 | 0 | 0 | 0.012192 | 0.008012
1996 | 76.0937 | 0 | 0 | 0 | 0 | 0 | 0 | 0.004064 | 0.008012
1996 | 76.1042 | 0 | 0 | 0 | 0 | 0 | 0 | 0.02032 | 0.008012
1996 | 76.1146 | 0 | 0 | 0 | 0 | 0 | 0 | 0 | 0.004006
1996 | 76.125 | 0 | 0 | 0 | 0 | 0 | 0 | 0 | 0.004006
1996 | 76.1354 | 0 | 0 | 0 | 0 | 0 | 0 | 0 | 0
1996 | 76.1458 | 0 | 0 | 0 | 0 | 0 | 0 | 0.008128 | 0.008012
1996 | 76.1562 | 0 | 0 | 0 | 0 | 0 | 0 | 0 | 0.004006
1996 | 76.1667 | 0 | 0 | 0 | 0 | 0 | 0 | 0 | 0.004006
1996 | 76.1771 | 0 | 0 | 0 | 0 | 0 | 0 | 0 | 0.004006
1996 | 76.1875 | 0 | 0 | 0 | 0 | 0 | 0 | 0.004064 | -0.004006
1996 | 76.1979 | 0 | 0 | 0 | 0 | 0 | 0 | 0 | 0.008012
1996 | 76.2083 | 0 | 0 | 0 | 0 | 0 | 0 | -0.004064 | -0.004006
1996 | 76.2187 | 0 | 0 | 0 | 0 | 0 | 0 | 0.004064 | 0.004006
1996 | 76.2292 | 0 | 0 | 0 | 0 | 0 | 0 | -0.004064 | 0
1996 | 76.2396 | 0 | 0 | 0 | 0 | 0 | 0 | 0.004064 | 0.008012
1996 | 76.25 | 0 | 0 | 0 | 0 | 0 | 0 | -0.004064 | 0
1996 | 76.2604 | 0 | 0 | 0 | 0 | 0 | 0 | 0 | 0.004006
1996 | 76.2708 | 0 | 0 | 0 | 0 | 0 | 0 | 0.004064 | -0.004006
1996 | 76.2812 | 0 | 0 | 0 | 0 | 0 | 0 | -0.004064 | 0.012018
1996 | 76.2917 | 0 | 0 | 0 | 0 | 0 | 0 | -0.004064 | -0.004006
1996 | 76.3021 | 0 | 0 | 0 | 0 | 0 | 0 | 0.008128 | -0.004006
1996 | 76.3125 | 0 | 0 | 0 | 0 | 0 | 0 | 0.004064 | 0.012018
1996 | 76.3229 | 0 | 0 | 0 | 0 | 0 | 0 | 0.004064 | -0.008012
1996 | 76.3333 | 0 | 0 | 0 | 0 | 0 | 0 | -0.004064 | -7.1054e-15
1996 | 76.3437 | 0 | 0 | 0 | 0 | 0 | 0 | -0.004064 | -0.008012
1996 | 76.3542 | 0 | 0 | 0 | 0 | 0 | 0 | -0.004064 | -0.028042
1996 | 76.3646 | 0 | 0.064096 | 0 | 0 | 0 | 0 | -0.016256 | -0.008012
1996 | 76.375 | 0 | 0 | 0 | 0 | 0 | 0 | 0.024384 | 0.04006
1996 | 76.3854 | 0 | 0.032048 | 0 | 0 | 0 | 0 | 0.012192 | -0.004006
1996 | 76.3958 | 0 | 0.04006 | 0 | 0 | 0 | 0 | 0.04064 | -0.02003
1996 | 76.4062 | 0 | 0 | 0 | 0 | 0 | 0 | 0.008128 | -0.004006
1996 | 76.4167 | 0 | 0 | 0 | 0 | 0 | 0 | 0.065024 | -0.016024
1996 | 76.4271 | 0 | 0 | 0 | 0 | 0 | 0 | 0.085344 | 0.008012
1996 | 76.4375 | 0 | 0 | 0 | 0 | 0 | 0 | 0.056896 | 0.04006
1996 | 76.4479 | 0 | 0.1362 | 0 | 0 | 0 | 0 | 0.044704 | 0.048072
1996 | 76.4583 | 0 | 0 | 0 | 0 | 0 | 0 | 0.093472 | 0.088132
1996 | 76.4687 | 0 | 0 | 0 | 0 | 0 | 0 | 0.02032 | 0.08012
1996 | 76.4792 | 0 | 0 | 0 | 0 | 0 | 0 | 0.11379 | 0.1362
1996 | 76.4896 | 0 | 0 | 0 | 0 | 0 | 0 | 0.069088 | 0.084126
1996 | 76.5 | 0 | 0 | 0 | 0 | 0 | 0 | 0.10566 | 0.08012
1996 | 76.5104 | 0 | 0 | 0 | 0 | 0 | 0 | 0.15443 | 0.096144
1996 | 76.5208 | 0 | 0 | 0 | 0 | 0 | 0 | 0.052832 | 0.048072
1996 | 76.5312 | 0 | 0 | 0 | 0 | 0 | 0 | 0.093472 | 0.10416
1996 | 76.5417 | 0 | 0 | 0 | 0 | 0 | 0 | 0.13818 | 0.096144
1996 | 76.5521 | 0 | 0 | 0 | 0 | 0 | 0 | 0.044704 | 0.06009
1996 | 76.5625 | 0 | 0 | 0 | 0 | 0 | 0 | 0.1463 | 0.11217
1996 | 76.5729 | 0 | 0 | 0 | 0 | 0 | 0 | 0.097536 | 0.044066
1996 | 76.5833 | 0 | 0 | 0 | 0 | 0 | 0 | 0.15443 | 0.15223
1996 | 76.5937 | 0 | 0 | 0 | 0 | 0 | 0 | 0.089408 | 0.096144
1996 | 76.6042 | 0 | 0 | 0 | 0 | 0 | 0 | 0.093472 | 0.072108
1996 | 76.6146 | 0 | 0 | 0 | 0 | 0 | 0 | 0.11786 | 0.12018
1996 | 76.625 | 0 | 0 | 0 | 0 | 0 | 0 | 0.11379 | 0.12819
1996 | 76.6354 | 0 | 0 | 0 | 0 | 0 | 0 | 0.10566 | 0.10015
1996 | 76.6458 | 0 | 0 | 0 | 0 | 0 | 0 | 0.12598 | 0.072108
1996 | 76.6562 | 0 | 0 | 0 | 0 | 0 | 0 | 0.085344 | 0.072108
1996 | 76.6667 | 0 | 0 | 0 | 0 | 0 | 0 | 0.089408 | 0.092138
1996 | 76.6771 | 0 | 0 | 0 | 0 | 0 | 0 | 0.12598 | 0.12419
1996 | 76.6875 | 0 | 0 | 0 | 0 | 0 | 0 | 0.077216 | 0.068102
1996 | 76.6979 | 0 | 0 | 0 | 0 | 0 | 0 | 0.10566 | 0.048072
1996 | 76.7083 | 0 | 0 | 0 | 0 | 0 | 0 | 0.036576 | 0.088132
1996 | 76.7187 | 0 | 0 | 0 | 0 | 0 | 0 | 0.093472 | 0.11217
1996 | 76.7292 | 0 | 0 | 0 | 0 | 0 | 0 | 0.069088 | 0.048072
1996 | 76.7396 | 0 | 0 | 0 | 0 | 0 | 0 | 0.06096 | 0.10015
1996 | 76.75 | 0 | 0 | 0 | 0 | 0 | 0 | 0.065024 | 0.052078
1996 | 76.7604 | 0 | 0 | 0 | 0 | 0 | 0 | 0.048768 | 0.068102
1996 | 76.7708 | 0 | 0 | 0 | 0 | 0 | 0 | 0.04064 | 0.064096
1996 | 76.7812 | 0 | 0 | 0 | 0 | 0 | 0 | 0.032512 | 0.076114
1996 | 76.7917 | 0 | 0 | 0 | 0 | 0 | 0 | 0.028448 | 0.044066
1996 | 76.8021 | 0 | 0 | 0 | 0 | 0 | 0 | 0.028448 | 0.044066
1996 | 76.8125 | 0 | 0 | 0 | 0 | 0 | 0 | 0.012192 | 0.04006
1996 | 76.8229 | 0 | 0 | 0 | 0 | 0 | 0 | 0.02032 | 0.036054
1996 | 76.8333 | 0 | 0 | 0 | 0 | 0 | 0 | 0.008128 | 0.016024
1996 | 76.8438 | 0 | 0 | 0 | 0 | 0 | 0 | 0.004064 | 0.02003
1996 | 76.8542 | 0 | 0 | 0 | 0 | 0 | 0 | 0.008128 | 0.008012
1996 | 76.8646 | 0 | 0 | 0 | 0 | 0 | 0 | 0.008128 | -0.004006
1996 | 76.875 | 0 | 0 | 0 | 0 | 0 | 0 | 0.004064 | 7.1054e-15
1996 | 76.8854 | 0 | 0 | 0 | 0 | 0 | 0 | 0.016256 | 0.02003
1996 | 76.8958 | 0 | 0 | 0 | 0 | 0 | 0 | -0.008128 | 0
1996 | 76.9063 | 0 | 0 | 0 | 0 | 0 | 0 | 0.008128 | 0.012018
1996 | 76.9167 | 0 | 0 | 0 | 0 | 0 | 0 | -0.004064 | 0.008012
1996 | 76.9271 | 0 | 0 | 0 | 0 | 0 | 0 | 0.004064 | -7.1054e-15
1996 | 76.9375 | 0 | 0 | 0 | 0 | 0 | 0 | 0.004064 | 0.004006
1996 | 76.9479 | 0 | 0 | 0 | 0 | 0 | 0 | -0.004064 | 0.004006
1996 | 76.9583 | 0 | 0 | 0 | 0 | 0 | 0 | 0.004064 | 0.004006
1996 | 76.9688 | 0 | 0 | 0 | 0 | 0 | 0 | -0.004064 | -0.008012
1996 | 76.9792 | 0 | 0 | 0 | 0 | 0 | 0 | 0 | 0.016024
1996 | 76.9896 | 0 | 0 | 0 | 0 | 0 | 0 | -0.004064 | -0.02003
1996 | 77 | 0 | 0 | 0 | 0 | 0 | 0 | 0.008128 | 0.012018
1996 | 77.0104 | 0 | 0 | 0 | 0 | 0 | 0 | 0 | 0.004006
1996 | 77.0208 | 0 | 0 | 0 | 0 | 0 | 0 | 0 | -0.008012
1996 | 77.0313 | 0 | 0 | 0 | 0 | 0 | 0 | -0.004064 | 0.012018
1996 | 77.0417 | 0 | 0 | 0 | 0 | 0 | 0 | 0.004064 | 0
1996 | 77.0521 | 0 | 0 | 0 | 0 | 0 | 0 | -0.008128 | 0.008012
1996 | 77.0625 | 0 | 0 | 0 | 0 | 0 | 0 | 0.008128 | 0
1996 | 77.0729 | 0 | 0 | 0 | 0 | 0 | 0 | -0.004064 | -0.012018
1996 | 77.0833 | 0 | 0 | 0 | 0 | 0 | 0 | -0.004064 | 0.008012
1996 | 77.0938 | 0 | 0 | 0 | 0 | 0 | 0 | 0.004064 | 0
1996 | 77.1042 | 0 | 0 | 0 | 0 | 0 | 0 | -0.004064 | 0
1996 | 77.1146 | 0 | 0 | 0 | 0 | 0 | 0 | 0 | 0.012018
1996 | 77.125 | 0 | 0 | 0 | 0 | 0 | 0 | 0.004064 | -0.008012
1996 | 77.1354 | 0 | 0 | 0 | 0 | 0 | 0 | 0 | 0
1996 | 77.1458 | 0 | 0 | 0 | 0 | 0 | 0 | -0.008128 | 0.004006
1996 | 77.1563 | 0 | 0 | 0 | 0 | 0 | 0 | 0.004064 | -0.004006
1996 | 77.1667 | 0 | 0 | 0 | 0 | 0 | 0 | 0 | 0.008012
1996 | 77.1771 | 0 | 0 | 0 | 0 | 0 | 0 | -0.004064 | -0.004006
1996 | 77.1875 | 0 | 0 | 0 | 0 | 0 | 0 | 0 | 0.008012
1996 | 77.1979 | 0 | 0 | 0 | 0 | 0 | 0 | 0 | 0.008012
1996 | 77.2083 | 0 | 0 | 0 | 0 | 0 | 0 | 0 | 0.004006
1996 | 77.2188 | 0 | 0 | 0 | 0 | 0 | 0 | 0 | 0.008012
1996 | 77.2292 | 0 | 0 | 0 | 0 | 0 | 0 | 0.008128 | 0.004006
1996 | 77.2396 | 0 | 0 | 0 | 0 | 0 | 0 | 0 | 0.008012
1996 | 77.25 | 0 | 0 | 0 | 0 | 0 | 0 | 0.008128 | 0.016024
1996 | 77.2604 | 0 | 0 | 0 | 0 | 0 | 0 | 0.008128 | 0.016024
1996 | 77.2708 | 0 | 0 | 0 | 0 | 0 | 0 | 0.004064 | -0.008012
1996 | 77.2813 | 0 | 0 | 0 | 0 | 0 | 0 | 0.004064 | 0.02003
1996 | 77.2917 | 0 | 0 | 0 | 0 | 0 | 0 | 0 | 0.016024
1996 | 77.3021 | 0 | 0 | 0 | 0 | 0 | 0 | 0.004064 | 0.012018
1996 | 77.3125 | 0 | 0 | 0 | 0 | 0 | 0 | 0.012192 | 0.024036
1996 | 77.3229 | 0 | 0 | 0 | 0 | 0 | 0 | 0 | 0.016024
1996 | 77.3333 | 0 | 0 | 0 | 0 | 0 | 0 | 0.016256 | 0.028042
1996 | 77.3438 | 0 | 0 | 0 | 0 | 0 | 0 | 0.012192 | -0.004006
1996 | 77.3542 | 0 | 0 | 0 | 0 | 0 | 0 | 0.004064 | 0.012018
1996 | 77.3646 | 0 | 0 | 0 | 0 | 0 | 0 | 0.012192 | 0.016024
1996 | 77.375 | 0 | 0 | 0 | 0 | 0 | 0 | -0.004064 | 0.02003
1996 | 77.3854 | 0 | 0 | 0 | 0 | 0 | 0 | 0.04064 | 0.004006
1996 | 77.3958 | 0 | 0.024036 | 0 | 0 | 0 | 0 | 0.004064 | 0.008012
1996 | 77.4063 | 0 | 0 | 0 | 0 | 0 | 0 | 0.004064 | 0.088132
1996 | 77.4167 | 0 | 0 | 0 | 0 | 0 | 0 | 0.04064 | 0.044066
1996 | 77.4271 | 0 | 0 | 0 | 0 | 0 | 0 | 0.065024 | -0.012018
1996 | 77.4375 | 0 | 0 | 0 | 0 | 0 | 0 | 0 | 0.056084
1996 | 77.4479 | 0 | 0 | 0 | 0 | 0 | 0 | 0.065024 | -0.024036
1996 | 77.4583 | 0 | 0 | 0 | 0 | 0 | 0 | 0.032512 | -7.1054e-15
1996 | 77.4688 | 0 | 0 | 0 | 0 | 0 | 0 | 0.044704 | 0.06009
1996 | 77.4792 | 0 | 0 | 0 | 0 | 0 | 0 | 0.024384 | 0.008012
1996 | 77.4896 | 0 | 0 | 0 | 0 | 0 | 0 | 0.04064 | 0.032048
1996 | 77.5 | 0 | 0 | 0 | 0 | 0 | 0 | 0.10566 | 0.06009
1996 | 77.5104 | 0 | 0 | 0 | 0 | 0 | 0 | 0.069088 | 0.076114
1996 | 77.5208 | 0 | 0 | 0 | 0 | 0 | 0 | 0.073152 | 0.044066
1996 | 77.5313 | 0 | 0 | 0 | 0 | 0 | 0 | 0.04064 | 0.036054
1996 | 77.5417 | 0 | 0 | 0 | 0 | 0 | 0 | 0.069088 | 0.048072
1996 | 77.5521 | 0 | 0 | 0 | 0 | 0 | 0 | 0.065024 | 0.056084
1996 | 77.5625 | 0 | 0 | 0 | 0 | 0 | 0 | 0.06096 | 0.052078
1996 | 77.5729 | 0 | 0 | 0 | 0 | 0 | 0 | 0.056896 | 0.056084
1996 | 77.5833 | 0 | 0 | 0 | 0 | 0 | 0 | 0.077216 | 0.052078
1996 | 77.5938 | 0 | 0 | 0 | 0 | 0 | 0 | 0.04064 | 0.044066
1996 | 77.6042 | 0 | 0 | 0 | 0 | 0 | 0 | 0.032512 | 0.024036
1996 | 77.6146 | 0 | 0 | 0 | 0 | 0 | 0 | 0.04064 | 0.02003
1996 | 77.625 | 0 | 0 | 0 | 0 | 0 | 0 | 0.052832 | 0.008012
1996 | 77.6354 | 0 | 0 | 0 | 0 | 0 | 0 | 0.008128 | 0.032048
1996 | 77.6458 | 0 | 0.024036 | 0 | 0 | 0 | 0 | 0.032512 | -0.016024
1996 | 77.6563 | 0 | 0 | 0 | 0 | 0 | 0 | 0.052832 | 0.06009
1996 | 77.6667 | 0 | 0 | 0 | 0 | 0 | 0 | 0.028448 | 0.044066
1996 | 77.6771 | 0 | 0 | 0.13005 | 0.2003 | 0 | 0 | 0.016256 | 0.048072
1996 | 77.6875 | 0 | 0 | 0.39827 | 0.45668 | 0 | 0 | 0 | 0
1996 | 77.6979 | 0 | 0 | 0.59334 | 0.55283 | 0 | 0 | 0 | 0
1996 | 77.7083 | 0 | 0 | 0.008128 | 0.064096 | 0 | 0 | -0.008128 | 0
1996 | 77.7188 | 0 | 0 | 0.23571 | 0.20831 | 0 | 0 | 0 | 0
1996 | 77.7292 | 0 | 0 | 0.13005 | 0.048072 | 0 | 0 | -0.012192 | 0.02003
1996 | 77.7396 | 0 | 0 | 0 | 0 | 0 | 0 | 0.008128 | 0.016024
1996 | 77.75 | 0 | 0 | 0 | 0 | 0 | 0 | 0.024384 | 0.008012
1996 | 77.7604 | 0 | 0 | 0 | 0 | 0 | 0 | 0.02032 | -0.004006
1996 | 77.7708 | 0 | 0 | 0 | 0 | 0 | 0 | 0.004064 | -0.012018
1996 | 77.7813 | 0 | 0 | 0 | 0 | 0 | 0 | 0.012192 | 0.02003
1996 | 77.7917 | 0 | 0 | 0 | 0 | 0 | 0 | 0.004064 | 0.016024
1996 | 77.8021 | 0 | 0 | 0 | 0 | 0 | 0 | 0.004064 | 0
1996 | 77.8125 | 0 | 0 | 0 | 0 | 0 | 0 | 0.004064 | 0.004006
1996 | 77.8229 | 0 | 0 | 0 | 0 | 0 | 0 | 0 | 0.008012
1996 | 77.8333 | 0 | 0 | 0 | 0 | 0 | 0 | 0 | 0.004006
1996 | 77.8438 | 0 | 0 | 0 | 0 | 0 | 0 | -0.004064 | 7.1054e-15
1996 | 77.8542 | 0 | 0 | 0 | 0 | 0 | 0 | 0 | 0.004006
1996 | 77.8646 | 0 | 0 | 0 | 0 | 0 | 0 | -0.004064 | -0.008012
1996 | 77.875 | 0 | 0 | 0 | 0 | 0 | 0 | 0.004064 | -0.012018
1996 | 77.8854 | 0 | 0 | 0.032512 | 0.032048 | 0 | 0 | 0 | 0
1996 | 77.8958 | 0 | 0 | 0.089408 | 0.1362 | 0 | 0 | -0.004064 | -0.012018
1996 | 77.9063 | 0 | 0 | 0 | 0 | 0 | 0 | 0.02032 | 0.02003
1996 | 77.9167 | 0 | 0 | 0 | 0 | 0 | 0 | -0.004064 | -0.004006
1996 | 77.9271 | 0 | 0 | 0 | 0 | 0 | 0 | 0.008128 | 0.036054
1996 | 77.9375 | 0 | 0 | 0 | 0 | 0 | 0 | 0.012192 | 0.012018
1996 | 77.9479 | 0 | 0 | 0 | 0 | 0 | 0 | 0 | 0.008012
1996 | 77.9583 | 0 | 0 | 0 | 0 | 0 | 0 | 0.004064 | -0.008012
1996 | 77.9688 | 0 | 0 | 0 | 0 | 0 | 0 | -0.004064 | -0.008012
1996 | 77.9792 | 0 | 0 | 0 | 0 | 0 | 0 | 0.012192 | 0.028042
1996 | 77.9896 | 0 | 0 | 0 | 0 | 0 | 0 | 0.012192 | 0.008012
1996 | 78 | 0 | 0 | 0 | 0 | 0 | 0 | 0 | -0.008012
1996 | 78.0104 | 0 | 0 | 0 | 0 | 0 | 0 | 0.004064 | -0.016024
1996 | 78.0208 | 0 | 0 | 0 | 0 | 0 | 0 | -0.008128 | -0.036054
1996 | 78.0313 | 0 | 0 | 0 | 0 | 0 | 0 | 0.004064 | 0.02003
1996 | 78.0417 | 0 | 0.024036 | 0 | 0 | 0 | 0 | 0.004064 | 0.012018
1996 | 78.0521 | 0 | 0 | 0 | 0 | 0 | 0 | 0.016256 | 0.036054
1996 | 78.0625 | 0 | 0 | 0 | 0 | 0 | 0 | 0.012192 | -0.016024
1996 | 78.0729 | 0 | 0 | 0 | 0 | 0 | 0 | -0.008128 | 0.02003
1996 | 78.0833 | 0 | 0 | 0 | 0 | 0 | 0 | 0.02032 | 0.036054
1996 | 78.0938 | 0 | 0 | 0 | 0 | 0 | 0 | 0.008128 | -0.008012
1996 | 78.1042 | 0 | 0 | 0 | 0 | 0 | 0 | 0.004064 | 0.024036
1996 | 78.1146 | 0 | 0 | 0 | 0 | 0 | 0 | 0.028448 | 0.036054
1996 | 78.125 | 0 | 0 | 0 | 0 | 0 | 0 | 0 | 0.016024
1996 | 78.1354 | 0 | 0 | 0 | 0 | 0 | 0 | 0 | 0.016024
1996 | 78.1458 | 0 | 0 | 0 | 0 | 0 | 0 | 0 | 0.008012
1996 | 78.1563 | 0 | 0 | 0 | 0 | 0 | 0 | -0.004064 | -0.012018
1996 | 78.1667 | 0 | 0 | 0 | 0 | 0 | 0 | -0.008128 | -0.02003
1996 | 78.1771 | 0 | 0 | 0 | 0 | 0 | 0 | -0.004064 | 0.016024
1996 | 78.1875 | 0 | 0 | 0 | 0 | 0 | 0 | 0 | 0.016024
1996 | 78.1979 | 0 | 0 | 0 | 0 | 0 | 0 | 0.004064 | -0.004006
1996 | 78.2083 | 0 | 0.024036 | 0 | 0 | 0 | 0 | -0.012192 | 0.008012
1996 | 78.2188 | 0 | 0 | 0 | 0 | 0 | 0 | -0.012192 | -1.4211e-14
1996 | 78.2292 | 0 | 0 | 0 | 0 | 0 | 0 | 0.012192 | -0.004006
1996 | 78.2396 | 0 | 0 | 0 | 0 | 0 | 0 | -0.008128 | -0.016024
1996 | 78.25 | 0 | 0 | 0 | 0 | 0 | 0 | -0.004064 | 0.004006
1996 | 78.2604 | 0 | 0.032048 | 0 | 0 | 0 | 0 | 0.004064 | 0.024036
1996 | 78.2708 | 0 | 0 | 0 | 0 | 0 | 0 | 0.02032 | 0.028042
1996 | 78.2813 | 0 | 0 | 0 | 0 | 0 | 0 | 0.016256 | 0.024036
1996 | 78.2917 | 0 | 0 | 0 | 0 | 0 | 0 | 0.012192 | 0.008012
1996 | 78.3021 | 0 | 0 | 0 | 0 | 0 | 0 | 0.016256 | 0.02003
1996 | 78.3125 | 0 | 0 | 0 | 0 | 0 | 0 | -0.004064 | 0.004006
1996 | 78.3229 | 0 | 0 | 0 | 0 | 0 | 0 | 0.012192 | 0.024036
1996 | 78.3333 | 0 | 0 | 0 | 0 | 0 | 0 | -0.004064 | -0.008012
1996 | 78.3438 | 0 | 0 | 0 | 0 | 0 | 0 | 0.008128 | 0.004006
1996 | 78.3542 | 0 | 0 | 0 | 0 | 0 | 0 | 0.02032 | -0.044066
1996 | 78.3646 | 0 | 0 | 0 | 0 | 0 | 0 | 0 | 0.024036
1996 | 78.375 | 0 | 0 | 0 | 0 | 0 | 0 | 0.036576 | 0.008012
1996 | 78.3854 | 0 | 0 | 0 | 0 | 0 | 0 | 0.065024 | 0.06009
1996 | 78.3958 | 0 | 0 | 0 | 0 | 0 | 0 | 0.056896 | 0.056084
1996 | 78.4063 | 0 | 0 | 0 | 0 | 0 | 0 | 0.044704 | -0.02003
1996 | 78.4167 | 0 | 0 | 0 | 0 | 0 | 0 | 0.097536 | 0.048072
1996 | 78.4271 | 0 | 0 | 0 | 0 | 0 | 0 | 0.085344 | 0.068102
1996 | 78.4375 | 0 | 0 | 0 | 0 | 0 | 0 | 0.073152 | 0.06009
1996 | 78.4479 | 0 | 0 | 0 | 0 | 0 | 0 | 0.044704 | 0.008012
1996 | 78.4583 | 0 | 0 | 0 | 0 | 0 | 0 | 0.093472 | 0.064096
1996 | 78.4688 | 0 | 0 | 0 | 0 | 0 | 0 | 0.077216 | 0.076114
1996 | 78.4792 | 0 | 0 | 0 | 0 | 0 | 0 | 0.097536 | 0.072108
1996 | 78.4896 | 0 | 0 | 0 | 0 | 0 | 0 | 0.073152 | 0.04006
1996 | 78.5 | 0 | 0 | 0 | 0 | 0 | 0 | 0.08128 | 0.052078
1996 | 78.5104 | 0 | 0 | 0 | 0 | 0 | 0 | 0.13005 | 0.10015
1996 | 78.5208 | 0 | 0 | 0 | 0 | 0 | 0 | 0.069088 | 0.06009
1996 | 78.5313 | 0 | 0 | 0 | 0 | 0 | 0 | 0.1016 | 0.08012
1996 | 78.5417 | 0 | 0 | 0 | 0 | 0 | 0 | 0.085344 | 0.08012
1996 | 78.5521 | 0 | 0 | 0 | 0 | 0 | 0 | 0.13005 | 0.10816
1996 | 78.5625 | 0 | 0 | 0 | 0 | 0 | 0 | 0.13411 | 0.10015
1996 | 78.5729 | 0 | 0 | 0 | 0 | 0 | 0 | 0.093472 | 0.08012
1996 | 78.5833 | 0 | 0 | 0 | 0 | 0 | 0 | 0.093472 | 0.076114
1996 | 78.5938 | 0 | 0 | 0 | 0 | 0 | 0 | 0.12598 | 0.10015
1996 | 78.6042 | 0 | 0 | 0 | 0 | 0 | 0 | 0.11786 | 0.088132
1996 | 78.6146 | 0 | 0 | 0 | 0 | 0 | 0 | 0.069088 | 0.088132
1996 | 78.625 | 0 | 0 | 0 | 0 | 0 | 0 | 0.069088 | 0.064096
1996 | 78.6354 | 0 | 0 | 0 | 0 | 0 | 0 | 0.077216 | 0.056084
1996 | 78.6458 | 0 | 0 | 0 | 0 | 0 | 0 | 0.077216 | 0.10015
1996 | 78.6563 | 0 | 0 | 0 | 0 | 0 | 0 | 0.036576 | 0.008012
1996 | 78.6667 | 0 | 0 | 0 | 0 | 0 | 0 | 0.02032 | 0.072108
1996 | 78.6771 | 0 | 0 | 0 | 0 | 0 | 0 | 0.093472 | 0.12018
1996 | 78.6875 | 0 | 0 | 0 | 0 | 0 | 0 | 0.048768 | 0.052078
1996 | 78.6979 | 0 | 0 | 0 | 0 | 0 | 0 | 0.052832 | -0.02003
1996 | 78.7083 | 0 | 0 | 0 | 0 | 0 | 0 | 0.056896 | 0.016024
1996 | 78.7188 | 0 | 0 | 0 | 0 | 0 | 0 | 0.065024 | 0.092138
1996 | 78.7292 | 0 | 0 | 0 | 0 | 0 | 0 | 0.024384 | 0.02003
1996 | 78.7396 | 0 | 0 | 0 | 0 | 0 | 0 | 0.04064 | 0.064096
1996 | 78.75 | 0 | 0 | 0 | 0 | 0 | 0 | 0.024384 | 0.064096
1996 | 78.7604 | 0 | 0 | 0 | 0 | 0 | 0 | 0.024384 | 0.02003
1996 | 78.7708 | 0 | 0 | 0 | 0 | 0 | 0 | 0.032512 | 0.024036
1996 | 78.7813 | 0 | 0 | 0 | 0 | 0 | 0 | 0.028448 | 0.044066
1996 | 78.7917 | 0 | 0 | 0 | 0 | 0 | 0 | 0.032512 | 0.036054
1996 | 78.8021 | 0 | 0 | 0 | 0 | 0 | 0 | 0.012192 | -0.008012
1996 | 78.8125 | 0 | 0 | 0 | 0 | 0 | 0 | 0.032512 | 0.032048
1996 | 78.8229 | 0 | 0 | 0 | 0 | 0 | 0 | 0.024384 | -0.036054
1996 | 78.8333 | 0 | 0 | 0 | 0 | 0 | 0 | 0.016256 | 0.096144
1996 | 78.8438 | 0 | 0.032048 | 0 | 0 | 0 | 0 | 0 | 0.012018
1996 | 78.8542 | 0 | 0 | 0 | 0 | 0 | 0 | 0.016256 | 0.032048
1996 | 78.8646 | 0 | 0 | 0 | 0 | 0 | 0 | 0.02032 | 0.036054
1996 | 78.875 | 0 | 0.024036 | 0 | 0 | 0 | 0 | 0.008128 | 0.016024
1996 | 78.8854 | 0 | 0 | 0 | 0 | 0 | 0 | 0.004064 | 0.004006
1996 | 78.8958 | 0 | 0 | 0 | 0 | 0 | 0 | 0.028448 | 0.024036
1996 | 78.9063 | 0 | 0 | 0 | 0 | 0 | 0 | 0 | -0.012018
1996 | 78.9167 | 0 | 0 | 0 | 0 | 0 | 0 | 0.024384 | 0.048072
1996 | 78.9271 | 0 | 0 | 0 | 0 | 0 | 0 | 0.028448 | 0.044066
1996 | 78.9375 | 0 | 0 | 0 | 0 | 0 | 0 | 0.012192 | -0.032048
1996 | 78.9479 | 0 | 0 | 0 | 0 | 0 | 0 | 0.04064 | -7.1054e-15
1996 | 78.9583 | 0 | 0 | 0 | 0 | 0 | 0 | 0.032512 | 0.068102
1996 | 78.9688 | 0 | 0 | 0 | 0 | 0 | 0 | 0.02032 | 0.072108
1996 | 78.9792 | 0 | 0 | 0 | 0 | 0 | 0 | 0.012192 | 0.04006
1996 | 78.9896 | 0 | 0 | 0 | 0 | 0 | 0 | 0.016256 | 0.016024
1996 | 79 | 0 | 0 | 0 | 0 | 0 | 0 | 0.004064 | 0.028042
1996 | 79.0104 | 0 | 0 | 0 | 0 | 0 | 0 | 0.012192 | 0.028042
1996 | 79.0208 | 0 | 0 | 0 | 0 | 0 | 0 | 0.008128 | 0.028042
1996 | 79.0313 | 0 | 0 | 0 | 0 | 0 | 0 | 0.008128 | 0
1996 | 79.0417 | 0 | 0 | 0 | 0 | 0 | 0 | 0 | 0.004006
1996 | 79.0521 | 0 | 0 | 0 | 0 | 0 | 0 | 0.008128 | 0.004006
1996 | 79.0625 | 0 | 0 | 0 | 0 | 0 | 0 | 0 | 0.008012
1996 | 79.0729 | 0 | 0 | 0 | 0 | 0 | 0 | 0.004064 | 0.004006
1996 | 79.0833 | 0 | 0 | 0 | 0 | 0 | 0 | 0.012192 | 0.012018
1996 | 79.0938 | 0 | 0 | 0 | 0 | 0 | 0 | 0.008128 | -0.004006
1996 | 79.1042 | 0 | 0 | 0 | 0 | 0 | 0 | 0 | 0.012018
1996 | 79.1146 | 0 | 0 | 0 | 0 | 0 | 0 | 0 | -0.004006
1996 | 79.125 | 0 | 0 | 0 | 0 | 0 | 0 | 0.004064 | 0.012018
1996 | 79.1354 | 0 | 0 | 0 | 0 | 0 | 0 | 0.004064 | -0.008012
1996 | 79.1458 | 0 | 0 | 0 | 0 | 0 | 0 | 0 | 0.008012
1996 | 79.1563 | 0 | 0 | 0 | 0 | 0 | 0 | 0 | 0.004006
1996 | 79.1667 | 0 | 0 | 0 | 0 | 0 | 0 | 0 | 0.008012
1996 | 79.1771 | 0 | 0 | 0 | 0 | 0 | 0 | 0.004064 | 0
1996 | 79.1875 | 0 | 0 | 0 | 0 | 0 | 0 | -0.008128 | -0.024036
1996 | 79.1979 | 0 | 0 | 0 | 0 | 0 | 0 | 0.012192 | 0
1996 | 79.2083 | 0 | 0 | 0 | 0 | 0 | 0 | 0.008128 | 0.008012
1996 | 79.2188 | 0 | 0 | 0 | 0 | 0 | 0 | 0.008128 | 0.012018
1996 | 79.2292 | 0 | 0 | 0 | 0 | 0 | 0 | 0.008128 | 0.02003
1996 | 79.2396 | 0 | 0 | 0 | 0 | 0 | 0 | -0.008128 | -0.008012
1996 | 79.25 | 0 | 0 | 0 | 0 | 0 | 0 | -0.012192 | -0.016024
1996 | 79.2604 | 0 | 0 | 0 | 0 | 0 | 0 | 0.004064 | -7.1054e-15
1996 | 79.2708 | 0 | 0 | 0 | 0 | 0 | 0 | 0.016256 | 0.028042
1996 | 79.2813 | 0 | 0 | 0 | 0 | 0 | 0 | -0.008128 | -0.016024
1996 | 79.2917 | 0 | 0 | 0 | 0 | 0 | 0 | 0.016256 | 0.032048
1996 | 79.3021 | 0 | 0.032048 | 0 | 0 | 0 | 0 | -0.004064 | 0.016024
1996 | 79.3125 | 0 | 0 | 0 | 0 | 0 | 0 | -0.004064 | -0.012018
1996 | 79.3229 | 0 | 0 | 0 | 0 | 0 | 0 | 0.012192 | 0.012018
1996 | 79.3333 | 0 | 0 | 0 | 0 | 0 | 0 | 0.004064 | 0
1996 | 79.3438 | 0 | 0 | 0 | 0 | 0 | 0 | -0.004064 | -0.004006
1996 | 79.3542 | 0 | 0.024036 | 0 | 0 | 0 | 0 | 0.008128 | -0.02003
1996 | 79.3646 | 0 | 0 | 0 | 0 | 0 | 0 | 0.02032 | -0.008012
1996 | 79.375 | 0 | 0 | 0 | 0 | 0 | 0 | 0.016256 | -0.028042
1996 | 79.3854 | 0 | 0 | 0 | 0 | 0 | 0 | 0.04064 | 0.052078
1996 | 79.3958 | 0 | 0 | 0 | 0 | 0 | 0 | 0.024384 | -7.1054e-15
1996 | 79.4063 | 0 | 0 | 0 | 0 | 0 | 0 | 0.024384 | -0.028042
1996 | 79.4167 | 0 | 0 | 0 | 0 | 0 | 0 | 0.028448 | 0.048072
1996 | 79.4271 | 0 | 0 | 0 | 0 | 0 | 0 | 0.032512 | -0.032048
1996 | 79.4375 | 0 | 0 | 0 | 0 | 0 | 0 | 0.036576 | 0.032048
1996 | 79.4479 | 0 | 0 | 0 | 0 | 0 | 0 | 0.065024 | 0.052078
1996 | 79.4583 | 0 | 0 | 0 | 0 | 0 | 0 | 0.073152 | 0.06009
1996 | 79.4688 | 0 | 0 | 0 | 0 | 0 | 0 | 0.028448 | 0.032048
1996 | 79.4792 | 0 | 0 | 0 | 0 | 0 | 0 | 0.073152 | 0.088132
1996 | 79.4896 | 0 | 0 | 0 | 0 | 0 | 0 | 0.077216 | 0.016024
1996 | 79.5 | 0 | 0 | 0 | 0 | 0 | 0 | 0.056896 | 0.064096
1996 | 79.5104 | 0 | 0 | 0 | 0 | 0 | 0 | 0.10973 | 0.10015
1996 | 79.5208 | 0 | 0 | 0 | 0 | 0 | 0 | 0.08128 | 0.028042
1996 | 79.5313 | 0 | 0 | 0 | 0 | 0 | 0 | 0.08128 | 0.096144
1996 | 79.5417 | 0 | 0 | 0 | 0 | 0 | 0 | 0.11379 | 0.12018
1996 | 79.5521 | 0 | 0 | 0 | 0 | 0 | 0 | 0.077216 | 0.048072
1996 | 79.5625 | 0 | 0 | 0 | 0 | 0 | 0 | 0.089408 | 0.064096
1996 | 79.5729 | 0 | 0 | 0 | 0 | 0 | 0 | 0.097536 | 0.10416
1996 | 79.5833 | 0 | 0 | 0 | 0 | 0 | 0 | 0.069088 | 0.036054
1996 | 79.5938 | 0 | 0 | 0 | 0 | 0 | 0 | 0.093472 | 0.068102
1996 | 79.6042 | 0 | 0 | 0 | 0 | 0 | 0 | 0.093472 | 0.10416
1996 | 79.6146 | 0 | 0 | 0 | 0 | 0 | 0 | 0.1016 | 0.12018
1996 | 79.625 | 0 | 0 | 0 | 0 | 0 | 0 | 0.036576 | 0.016024
1996 | 79.6354 | 0 | 0 | 0 | 0 | 0 | 0 | 0.08128 | 0.08012
1996 | 79.6458 | 0 | 0 | 0 | 0 | 0 | 0 | 0.085344 | 0.06009
1996 | 79.6563 | 0 | 0 | 0 | 0 | 0 | 0 | 0.056083 | 0.068102
1996 | 79.6667 | 0 | 0 | 0 | 0 | 0 | 0 | 0.063398 | 0.02003
1996 | 79.6771 | 0 | 0 | 0 | 0 | 0 | 0 | 0.063398 | 0.076114
1996 | 79.6875 | 0 | 0 | 0 | 0 | 0 | 0 | 0.063398 | 0.072108
1996 | 79.6979 | 0 | 0 | 0 | 0 | 0 | 0 | 0.053645 | 0.056084
1996 | 79.7083 | 0 | 0 | 0 | 0 | 0 | 0 | 0.077216 | 0.072108
1996 | 79.7188 | 0 | 0 | 0 | 0 | 0 | 0 | 0.052832 | 0.032048
1996 | 79.7292 | 0 | 0 | 0 | 0 | 0 | 0 | 0.069088 | 0.06009
1996 | 79.7396 | 0 | 0 | 0 | 0 | 0 | 0 | 0.048768 | 0.028042
1996 | 79.75 | 0 | 0 | 0 | 0 | 0 | 0 | 0.024384 | 0.052078
1996 | 79.7604 | 0 | 0 | 0 | 0 | 0 | 0 | 0.065024 | 0.06009
1996 | 79.7708 | 0 | 0 | 0 | 0 | 0 | 0 | 0.04064 | 0.064096
1996 | 79.7813 | 0 | 0 | 0 | 0 | 0 | 0 | 0.036576 | 0.056084
1996 | 79.7917 | 0 | 0 | 0 | 0 | 0 | 0 | 0.02032 | 0.028042
1996 | 79.8021 | 0 | 0 | 0 | 0 | 0 | 0 | 0.02032 | 0.04006
1996 | 79.8125 | 0 | 0 | 0 | 0 | 0 | 0 | 0.016256 | 0.004006
1996 | 79.8229 | 0 | 0 | 0 | 0 | 0 | 0 | 0.012192 | 0.048072
1996 | 79.8333 | 0 | 0 | 0 | 0 | 0 | 0 | 0.02032 | -0.012018
1996 | 79.8438 | 0 | 0 | 0 | 0 | 0 | 0 | 0.012192 | 0.012018
1996 | 79.8542 | 0 | 0 | 0 | 0 | 0 | 0 | 0.012192 | 0.012018
1996 | 79.8646 | 0 | 0 | 0 | 0 | 0 | 0 | 0.008128 | 0.02003
1996 | 79.875 | 0 | 0 | 0 | 0 | 0 | 0 | 0.016256 | -0.008012
1996 | 79.8854 | 0 | 0 | 0 | 0 | 0 | 0 | 0.004064 | 0.036054
1996 | 79.8958 | 0 | 0 | 0 | 0 | 0 | 0 | 0.016256 | -0.012018
1996 | 79.9063 | 0 | 0 | 0 | 0 | 0 | 0 | 0.016256 | 0.04006
1996 | 79.9167 | 0 | 0.04006 | 0 | 0 | 0 | 0 | 0.008128 | 0.024036
1996 | 79.9271 | 0 | 0 | 0 | 0 | 0 | 0 | 0 | 0.016024
1996 | 79.9375 | 0 | 0 | 0 | 0 | 0 | 0 | 0.008128 | 0.032048
1996 | 79.9479 | 0 | 0 | 0 | 0 | 0 | 0 | 0 | -0.004006
1996 | 79.9583 | 0 | 0 | 0 | 0 | 0 | 0 | 0.012192 | 0.016024
1996 | 79.9688 | 0 | 0 | 0 | 0 | 0 | 0 | -0.004064 | 0.02003
1996 | 79.9792 | 0 | 0 | 0 | 0 | 0 | 0 | 0.008128 | 0.016024
1996 | 79.9896 | 0 | 0 | 0 | 0 | 0 | 0 | 0 | -0.004006
1996 | 80 | 0 | 0 | 0 | 0 | 0 | 0 | 0.008128 | 0.016024
1996 | 80.0104 | 0 | 0 | 0 | 0 | 0 | 0 | -0.004064 | -0.004006
1996 | 80.0208 | 0 | 0 | 0 | 0 | 0 | 0 | 0.004064 | 0.004006
1996 | 80.0313 | 0 | 0 | 0 | 0 | 0 | 0 | 0 | 0
1996 | 80.0417 | 0 | 0 | 0 | 0 | 0 | 0 | 0 | 0.004006
1996 | 80.0521 | 0 | 0 | 0 | 0 | 0 | 0 | 0.008128 | 0.004006
1996 | 80.0625 | 0 | 0 | 0 | 0 | 0 | 0 | -0.004064 | -0.004006
1996 | 80.0729 | 0 | 0 | 0 | 0 | 0 | 0 | 0 | -0.008012
1996 | 80.0833 | 0 | 0 | 0 | 0 | 0 | 0 | 0 | 0.02003
1996 | 80.0938 | 0 | 0 | 0 | 0 | 0 | 0 | 0 | 0.004006
1996 | 80.1042 | 0 | 0 | 0 | 0 | 0 | 0 | -0.004064 | -0.004006
1996 | 80.1146 | 0 | 0 | 0 | 0 | 0 | 0 | 0.004064 | 0.004006
1996 | 80.125 | 0 | 0 | 0 | 0 | 0 | 0 | -0.004064 | 7.1054e-15
1996 | 80.1354 | 0 | 0 | 0 | 0 | 0 | 0 | 0 | -0.004006
1996 | 80.1458 | 0 | 0 | 0 | 0 | 0 | 0 | 0.008128 | 0.004006
1996 | 80.1563 | 0 | 0 | 0 | 0 | 0 | 0 | -0.008128 | 0.004006
1996 | 80.1667 | 0 | 0 | 0 | 0 | 0 | 0 | 0 | 0.012018
1996 | 80.1771 | 0 | 0 | 0 | 0 | 0 | 0 | 0 | 0.004006
1996 | 80.1875 | 0 | 0 | 0 | 0 | 0 | 0 | 0.004064 | -0.008012
1996 | 80.1979 | 0 | 0 | 0 | 0 | 0 | 0 | -0.004064 | 0.004006
1996 | 80.2083 | 0 | 0 | 0 | 0 | 0 | 0 | 0 | 0.012018
1996 | 80.2188 | 0 | 0 | 0 | 0 | 0 | 0 | 0 | 0
1996 | 80.2292 | 0 | 0 | 0 | 0 | 0 | 0 | -0.004064 | 0
1996 | 80.2396 | 0 | 0 | 0 | 0 | 0 | 0 | 0.004064 | -0.004006
1996 | 80.25 | 0 | 0 | 0 | 0 | 0 | 0 | 0.008128 | 0.004006
1996 | 80.2604 | 0 | 0 | 0 | 0 | 0 | 0 | -0.008128 | 0.008012
1996 | 80.2708 | 0 | 0 | 0 | 0 | 0 | 0 | 0.004064 | -0.004006
1996 | 80.2813 | 0 | 0 | 0 | 0 | 0 | 0 | 0.004064 | 0.004006
1996 | 80.2917 | 0 | 0 | 0 | 0 | 0 | 0 | -0.008128 | 0.004006
1996 | 80.3021 | 0 | 0 | 0 | 0 | 0 | 0 | 0.004064 | -0.008012
1996 | 80.3125 | 0 | 0 | 0 | 0 | 0 | 0 | 0.004064 | 0.008012
1996 | 80.3229 | 0 | 0 | 0 | 0 | 0 | 0 | 0.004064 | -0.004006
1996 | 80.3333 | 0 | 0 | 0 | 0 | 0 | 0 | 0.004064 | 0
1996 | 80.3438 | 0 | 0 | 0 | 0 | 0 | 0 | 0.012192 | 0.016024
1996 | 80.3542 | 0 | 0 | 0 | 0 | 0 | 0 | 0.024384 | -0.004006
1996 | 80.3646 | 0 | 0 | 0 | 0 | 0 | 0 | 0.008128 | 0.008012
1996 | 80.375 | 0 | 0 | 0 | 0 | 0 | 0 | 0.004064 | -0.012018
1996 | 80.3854 | 0 | 0 | 0 | 0 | 0 | 0 | 0.02032 | 0.008012
1996 | 80.3958 | 0 | 0 | 0 | 0 | 0 | 0 | 0.008128 | -0.016024
1996 | 80.4063 | 0 | 0 | 0 | 0 | 0 | 0 | 0.012192 | -0.004006
1996 | 80.4167 | 0 | 0 | 0 | 0 | 0 | 0 | 0.02032 | -0.012018
1996 | 80.4271 | 0 | 0 | 0 | 0 | 0 | 0 | 0.016256 | 0.008012
1996 | 80.4375 | 0 | 0 | 0 | 0 | 0 | 0 | 0.032512 | 0.012018
1996 | 80.4479 | 0 | 0 | 0 | 0 | 0 | 0 | 0.036576 | 0.004006
1996 | 80.4583 | 0 | 0 | 0 | 0 | 0 | 0 | 0.04064 | 0.028042
1996 | 80.4688 | 0 | 0 | 0 | 0 | 0 | 0 | 0.04064 | 0.04006
1996 | 80.4792 | 0 | 0 | 0 | 0 | 0 | 0 | 0.048768 | 0.052078
1996 | 80.4896 | 0 | 0 | 0 | 0 | 0 | 0 | 0.06096 | 0.024036
1996 | 80.5 | 0 | 0 | 0 | 0 | 0 | 0 | 0.06096 | 0.048072
1996 | 80.5104 | 0 | 0 | 0 | 0 | 0 | 0 | 0.077216 | 0.068102
1996 | 80.5208 | 0 | 0 | 0 | 0 | 0 | 0 | 0.073152 | 0.052078
1996 | 80.5313 | 0 | 0 | 0 | 0 | 0 | 0 | 0.069088 | 0.088132
1996 | 80.5417 | 0 | 0 | 0 | 0 | 0 | 0 | 0.085344 | 0.072108
1996 | 80.5521 | 0 | 0 | 0 | 0 | 0 | 0 | 0.085344 | 0.068102
1996 | 80.5625 | 0 | 0 | 0 | 0 | 0 | 0 | 0.085344 | 0.08012
1996 | 80.5729 | 0 | 0 | 0 | 0 | 0 | 0 | 0.089408 | 0.076114
1996 | 80.5833 | 0 | 0 | 0 | 0 | 0 | 0 | 0.1016 | 0.068102
1996 | 80.5938 | 0 | 0 | 0 | 0 | 0 | 0 | 0.073152 | 0.084126
1996 | 80.6042 | 0 | 0 | 0 | 0 | 0 | 0 | 0.097536 | 0.06009
1996 | 80.6146 | 0 | 0 | 0 | 0 | 0 | 0 | 0.093472 | 0.084126
1996 | 80.625 | 0 | 0 | 0 | 0 | 0 | 0 | 0.08128 | 0.076114
1996 | 80.6354 | 0 | 0 | 0 | 0 | 0 | 0 | 0.10973 | 0.096144
1996 | 80.6458 | 0 | 0 | 0 | 0 | 0 | 0 | 0.089408 | 0.056084
1996 | 80.6563 | 0 | 0 | 0 | 0 | 0 | 0 | 0.069088 | 0.088132
1996 | 80.6667 | 0 | 0 | 0 | 0 | 0 | 0 | 0.08128 | 0.064096
1996 | 80.6771 | 0 | 0 | 0 | 0 | 0 | 0 | 0.065024 | 0.068102
1996 | 80.6875 | 0 | 0 | 0 | 0 | 0 | 0 | 0.052832 | 0.052078
1996 | 80.6979 | 0 | 0 | 0 | 0 | 0 | 0 | 0.073152 | 0.084126
1996 | 80.7083 | 0 | 0 | 0 | 0 | 0 | 0 | 0.056896 | 0.048072
1996 | 80.7188 | 0 | 0 | 0 | 0 | 0 | 0 | 0.069088 | 0.048072
1996 | 80.7292 | 0 | 0 | 0 | 0 | 0 | 0 | 0.044704 | 0.048072
1996 | 80.7396 | 0 | 0 | 0 | 0 | 0 | 0 | 0.04064 | 0.044066
1996 | 80.75 | 0 | 0 | 0 | 0 | 0 | 0 | 0.052832 | 0.068102
1996 | 80.7604 | 0 | 0 | 0 | 0 | 0 | 0 | 0.032512 | 0.024036
1996 | 80.7708 | 0 | 0 | 0 | 0 | 0 | 0 | 0.028448 | 0.036054
1996 | 80.7813 | 0 | 0 | 0 | 0 | 0 | 0 | 0.024384 | 0.024036
1996 | 80.7917 | 0 | 0 | 0 | 0 | 0 | 0 | 0.008128 | 0.056084
1996 | 80.8021 | 0 | 0 | 0 | 0 | 0 | 0 | 0.008128 | -0.008012
1996 | 80.8125 | 0 | 0 | 0 | 0 | 0 | 0 | 0 | 0.012018
1996 | 80.8229 | 0 | 0 | 0 | 0 | 0 | 0 | 0 | 0.028042
1996 | 80.8333 | 0 | 0 | 0 | 0 | 0 | 0 | 0.008128 | -7.1054e-15
1996 | 80.8438 | 0 | 0 | 0 | 0 | 0 | 0 | 0 | 7.1054e-15
1996 | 80.8542 | 0 | 0 | 0 | 0 | 0 | 0 | 0.008128 | 0.016024
1996 | 80.8646 | 0 | 0 | 0 | 0 | 0 | 0 | 0.016256 | 0.004006
1996 | 80.875 | 0 | 0 | 0 | 0 | 0 | 0 | 0.012192 | 0.02003
1996 | 80.8854 | 0 | 0 | 0 | 0 | 0 | 0 | 0.008128 | 0.008012
1996 | 80.8958 | 0 | 0 | 0 | 0 | 0 | 0 | 0.004064 | -0.004006
1996 | 80.9063 | 0 | 0 | 0 | 0 | 0 | 0 | 0.008128 | 0.024036
1996 | 80.9167 | 0 | 0 | 0 | 0 | 0 | 0 | 0.008128 | 0.008012
1996 | 80.9271 | 0 | 0 | 0 | 0 | 0 | 0 | 0.004064 | 0
1996 | 80.9375 | 0 | 0 | 0 | 0 | 0 | 0 | 0 | 0.02003
1996 | 80.9479 | 0 | 0 | 0 | 0 | 0 | 0 | 0 | 0.004006
1996 | 80.9583 | 0 | 0 | 0 | 0 | 0 | 0 | 0.008128 | 0.016024
1996 | 80.9688 | 0 | 0 | 0 | 0 | 0 | 0 | 0.008128 | -0.004006
1996 | 80.9792 | 0 | 0 | 0 | 0 | 0 | 0 | 0.004064 | 0.004006
1996 | 80.9896 | 0 | 0 | 0 | 0 | 0 | 0 | 0.004064 | 0.004006
1996 | 81 | 0 | 0 | 0 | 0 | 0 | 0 | 0.008128 | 0.024036
1996 | 81.0104 | 0 | 0 | 0 | 0 | 0 | 0 | 0.004064 | -0.008012
1996 | 81.0208 | 0 | 0 | 0 | 0 | 0 | 0 | 0 | 0.012018
1996 | 81.0313 | 0 | 0 | 0 | 0 | 0 | 0 | 0.012192 | 0.012018
1996 | 81.0417 | 0 | 0 | 0 | 0 | 0 | 0 | -0.004064 | 0.004006
1996 | 81.0521 | 0 | 0 | 0 | 0 | 0 | 0 | -0.004064 | 0.012018
1996 | 81.0625 | 0 | 0 | 0 | 0 | 0 | 0 | 0.012192 | 0.004006
1996 | 81.0729 | 0 | 0 | 0 | 0 | 0 | 0 | -0.008128 | -0.004006
1996 | 81.0833 | 0 | 0 | 0 | 0 | 0 | 0 | 0.008128 | 0.024036
1996 | 81.0938 | 0 | 0 | 0 | 0 | 0 | 0 | 0.004064 | -7.1054e-15
1996 | 81.1042 | 0 | 0 | 0 | 0 | 0 | 0 | 0.004064 | 0.004006
1996 | 81.1146 | 0 | 0 | 0 | 0 | 0 | 0 | 0.004064 | 0.012018
1996 | 81.125 | 0 | 0 | 0 | 0 | 0 | 0 | 0.008128 | 0.004006
1996 | 81.1354 | 0 | 0 | 0 | 0 | 0 | 0 | 0.012192 | 0.012018
1996 | 81.1458 | 0 | 0 | 0 | 0 | 0 | 0 | 0.008128 | -0.004006
1996 | 81.1563 | 0 | 0 | 0 | 0 | 0 | 0 | 0.008128 | 0.008012
1996 | 81.1667 | 0 | 0 | 0 | 0 | 0 | 0 | 0.004064 | 0.012018
1996 | 81.1771 | 0 | 0 | 0 | 0 | 0 | 0 | -0.004064 | -0.008012
1996 | 81.1875 | 0 | 0 | 0 | 0 | 0 | 0 | 0.012192 | 0.012018
1996 | 81.1979 | 0 | 0 | 0 | 0 | 0 | 0 | 0.012192 | 0.028042
1996 | 81.2083 | 0 | 0 | 0 | 0 | 0 | 0 | 0.008128 | -0.016024
1996 | 81.2188 | 0 | 0 | 0 | 0 | 0 | 0 | 0 | 0.024036
1996 | 81.2292 | 0 | 0 | 0 | 0 | 0 | 0 | 0 | 0.008012
1996 | 81.2396 | 0 | 0 | 0 | 0 | 0 | 0 | -0.004064 | 0
1996 | 81.25 | 0 | 0 | 0 | 0 | 0 | 0 | 0 | -0.008012
1996 | 81.2604 | 0 | 0 | 0 | 0 | 0 | 0 | 0.004064 | 0.016024
1996 | 81.2708 | 0 | 0 | 0 | 0 | 0 | 0 | -0.008128 | -0.02003
1996 | 81.2813 | 0 | 0 | 0 | 0 | 0 | 0 | 0 | 0.024036
1996 | 81.2917 | 0 | 0 | 0 | 0 | 0 | 0 | 0.02032 | -0.012018
1996 | 81.3021 | 0 | 0 | 0 | 0 | 0 | 0 | -0.016256 | 0.016024
1996 | 81.3125 | 0 | 0 | 0 | 0 | 0 | 0 | 0.008128 | 0.012018
1996 | 81.3229 | 0 | 0 | 0 | 0 | 0 | 0 | 0.012192 | -0.02003
1996 | 81.3333 | 0 | 0 | 0 | 0 | 0 | 0 | 0 | 7.1054e-15
1996 | 81.3438 | 0 | 0 | 0 | 0 | 0 | 0 | 0.004064 | -7.1054e-15
1996 | 81.3542 | 0 | 0 | 0 | 0 | 0 | 0 | 0.02032 | -0.008012
1996 | 81.3646 | 0 | 0 | 0 | 0 | 0 | 0 | 0.02032 | 0.004006
1996 | 81.375 | 0 | 0 | 0 | 0 | 0 | 0 | 0.008128 | -0.004006
1996 | 81.3854 | 0 | 0 | 0 | 0 | 0 | 0 | 0.044704 | 0.04006
1996 | 81.3958 | 0 | 0 | 0 | 0 | 0 | 0 | 0.024384 | -0.032048
1996 | 81.4063 | 0 | 0 | 0 | 0 | 0 | 0 | 0.032512 | 0.04006
1996 | 81.4167 | 0 | 0 | 0 | 0 | 0 | 0 | 0.06096 | 0.032048
1996 | 81.4271 | 0 | 0 | 0 | 0 | 0 | 0 | 0.073152 | 0.04006
1996 | 81.4375 | 0 | 0 | 0 | 0 | 0 | 0 | 0.077216 | 0.048072
1996 | 81.4479 | 0 | 0 | 0 | 0 | 0 | 0 | 0.085344 | 0.028042
1996 | 81.4583 | 0 | 0 | 0 | 0 | 0 | 0 | 0.089408 | 0.08012
1996 | 81.4688 | 0 | 0 | 0 | 0 | 0 | 0 | 0.10566 | 0.072108
1996 | 81.4792 | 0 | 0 | 0 | 0 | 0 | 0 | 0.097536 | 0.068102
1996 | 81.4896 | 0 | 0 | 0 | 0 | 0 | 0 | 0.10973 | 0.10816
1996 | 81.5 | 0 | 0 | 0 | 0 | 0 | 0 | 0.11379 | 0.084126
1996 | 81.5104 | 0 | 0 | 0 | 0 | 0 | 0 | 0.11786 | 0.11617
1996 | 81.5208 | 0 | 0 | 0 | 0 | 0 | 0 | 0.12192 | 0.096144
1996 | 81.5313 | 0 | 0 | 0 | 0 | 0 | 0 | 0.12192 | 0.10015
1996 | 81.5417 | 0 | 0 | 0 | 0 | 0 | 0 | 0.13005 | 0.096144
1996 | 81.5521 | 0 | 0 | 0 | 0 | 0 | 0 | 0.12598 | 0.10416
1996 | 81.5625 | 0 | 0 | 0 | 0 | 0 | 0 | 0.14224 | 0.11617
1996 | 81.5729 | 0 | 0 | 0 | 0 | 0 | 0 | 0.13005 | 0.10816
1996 | 81.5833 | 0 | 0 | 0 | 0 | 0 | 0 | 0.12598 | 0.10416
1996 | 81.5938 | 0 | 0 | 0 | 0 | 0 | 0 | 0.14224 | 0.12419
1996 | 81.6042 | 0 | 0 | 0 | 0 | 0 | 0 | 0.11379 | 0.11217
1996 | 81.6146 | 0 | 0 | 0 | 0 | 0 | 0 | 0.11786 | 0.10015
1996 | 81.625 | 0 | 0 | 0 | 0 | 0 | 0 | 0.13411 | 0.10816
1996 | 81.6354 | 0 | 0 | 0 | 0 | 0 | 0 | 0.12598 | 0.10816
1996 | 81.6458 | 0 | 0 | 0 | 0 | 0 | 0 | 0.11786 | 0.11217
1996 | 81.6563 | 0 | 0 | 0 | 0 | 0 | 0 | 0.10973 | 0.056084
1996 | 81.6667 | 0 | 0 | 0 | 0 | 0 | 0 | 0.10566 | 0.12819
1996 | 81.6771 | 0 | 0 | 0 | 0 | 0 | 0 | 0.093472 | 0.064096
1996 | 81.6875 | 0 | 0 | 0 | 0 | 0 | 0 | 0.073152 | 0.088132
1996 | 81.6979 | 0 | 0 | 0 | 0 | 0 | 0 | 0.089408 | 0.10416
1996 | 81.7083 | 0 | 0 | 0 | 0 | 0 | 0 | 0.078029 | 0.044066
1996 | 81.7188 | 0 | 0 | 0 | 0 | 0 | 0 | 0.058928 | 0.11617
1996 | 81.7292 | 0 | 0 | 0 | 0 | 0 | 0 | 0.067462 | 0.004006
1996 | 81.7396 | 0 | 0 | 0 | 0 | 0 | 0 | 0.047955 | 0.04006
1996 | 81.75 | 0 | 0 | 0 | 0 | 0 | 0 | 0.07112 | 0.028042
1996 | 81.7604 | 0 | 0 | 0 | 0 | 0 | 0 | 0.043078 | 0.084126
1996 | 81.7708 | 0 | 0 | 0 | 0 | 0 | 0 | 0.032106 | 0.024036
1996 | 81.7813 | 0 | 0 | 0 | 0 | 0 | 0 | 0.027229 | 0.084126
1996 | 81.7917 | 0 | 0 | 0 | 0 | 0 | 0 | 0.019914 | 0.028042
1996 | 81.8021 | 0 | 0 | 0 | 0 | 0 | 0 | 0.021946 | 0.016024
1996 | 81.8125 | 0 | 0 | 0 | 0 | 0 | 0 | 0.013411 | 0.008012
1996 | 81.8229 | 0 | 0 | 0 | 0 | 0 | 0 | 0.011379 | 0.04006
1996 | 81.8333 | 0 | 0 | 0 | 0 | 0 | 0 | 0.011786 | -0.008012
1996 | 81.8438 | 0 | 0 | 0 | 0 | 0 | 0 | 0.014224 | 0.036054
1996 | 81.8542 | 0 | 0 | 0 | 0 | 0 | 0 | 0.013818 | 0.02003
1996 | 81.8646 | 0 | 0 | 0 | 0 | 0 | 0 | 0.02032 | 0.004006
1996 | 81.875 | 0 | 0 | 0 | 0 | 0 | 0 | 0.011786 | 0.004006
1996 | 81.8854 | 0 | 0 | 0 | 0 | 0 | 0 | 0.013818 | 0.02003
1996 | 81.8958 | 0 | 0 | 0 | 0 | 0 | 0 | 0.017069 | 0.032048
1996 | 81.9063 | 0 | 0 | 0 | 0 | 0 | 0 | 0.004064 | -0.008012
1996 | 81.9167 | 0 | 0 | 0 | 0 | 0 | 0 | 0.02601 | 0.036054
1996 | 81.9271 | 0 | 0 | 0 | 0 | 0 | 0 | 0.0048768 | -0.004006
1996 | 81.9375 | 0 | 0 | 0 | 0 | 0 | 0 | 0.0085344 | 0.02003
1996 | 81.9479 | 0 | 0 | 0 | 0 | 0 | 0 | 0.012598 | 0.016024
1996 | 81.9583 | 0 | 0 | 0 | 0 | 0 | 0 | 0.010566 | 0.004006
1996 | 81.9688 | 0 | 0 | 0 | 0 | 0 | 0 | 0.0048768 | 0.02003
1996 | 81.9792 | 0 | 0 | 0 | 0 | 0 | 0 | 0.0073152 | 0.012018
1996 | 81.9896 | 0 | 0 | 0 | 0 | 0 | 0 | 0.012598 | 0.012018
1996 | 82 | 0 | 0 | 0 | 0 | 0 | 0 | 0.0065024 | 0.004006
1996 | 82.0104 | 0 | 0 | 0 | 0 | 0 | 0 | 0.01585 | 0.008012
1996 | 82.0208 | 0 | 0 | 0 | 0 | 0 | 0 | 0.0056896 | 7.1054e-15
1996 | 82.0313 | 0 | 0 | 0 | 0 | 0 | 0 | 0.004064 | 0.028042
1996 | 82.0417 | 0 | 0 | 0 | 0 | 0 | 0 | 0.010566 | 0.008012
1996 | 82.0521 | 0 | 0 | 0 | 0 | 0 | 0 | 0.004064 | 0.008012
1996 | 82.0625 | 0 | 0 | 0 | 0 | 0 | 0 | 0.0044704 | -0.016024
1996 | 82.0729 | 0 | 0 | 0 | 0 | 0 | 0 | 0.004064 | 0.008012
1996 | 82.0833 | 0 | 0 | 0 | 0 | 0 | 0 | 0.0056896 | 0.012018
1996 | 82.0938 | 0 | 0 | 0 | 0 | 0 | 0 | 0.0093472 | -0.008012
1996 | 82.1042 | 0 | 0 | 0 | 0 | 0 | 0 | 0.0028448 | -0.016024
1996 | 82.1146 | 0 | 0 | 0 | 0 | 0 | 0 | 0.010973 | 0.04006
1996 | 82.125 | 0 | 0 | 0 | 0 | 0 | 0 | 0.01585 | 0.02003
1996 | 82.1354 | 0 | 0 | 0 | 0 | 0 | 0 | 0.006096 | -0.008012
1996 | 82.1458 | 0 | 0 | 0 | 0 | 0 | 0 | 0.0085344 | 0.016024
1996 | 82.1563 | 0 | 0 | 0 | 0 | 0 | 0 | 0.0089408 | 0.02003
1996 | 82.1667 | 0 | 0 | 0 | 0 | 0 | 0 | 0.008128 | -0.004006
1996 | 82.1771 | 0 | 0 | 0 | 0 | 0 | 0 | 0.006096 | 0.004006
1996 | 82.1875 | 0 | 0 | 0 | 0 | 0 | 0 | 0.008128 | 0.02003
1996 | 82.1979 | 0 | 0 | 0 | 0 | 0 | 0 | 0.013005 | 0.004006
1996 | 82.2083 | 0 | 0 | 0 | 0 | 0 | 0 | 0.0089408 | 0.02003
1996 | 82.2188 | 0 | 0 | 0 | 0 | 0 | 0 | 0.0044704 | 0.004006
1996 | 82.2292 | 0 | 0 | 0 | 0 | 0 | 0 | 0.0048768 | -0.004006
1996 | 82.2396 | 0 | 0 | 0 | 0 | 0 | 0 | 0.0012192 | -0.016024
1996 | 82.25 | 0 | 0 | 0 | 0 | 0 | 0 | 0.011379 | 0.008012
1996 | 82.2604 | 0 | 0 | 0 | 0 | 0 | 0 | 0.010973 | 0.028042
1996 | 82.2708 | 0 | 0 | 0 | 0 | 0 | 0 | 0.016662 | 0.016024
1996 | 82.2813 | 0 | 0 | 0 | 0 | 0 | 0 | 0.02032 | 0.012018
1996 | 82.2917 | 0 | 0 | 0 | 0 | 0 | 0 | -0.002032 | 0.012018
1996 | 82.3021 | 0 | 0 | 0 | 0 | 0 | 0 | 0.010566 | 0.012018
1996 | 82.3125 | 0 | 0 | 0 | 0 | 0 | 0 | 0.010566 | -0.02003
1996 | 82.3229 | 0 | 0 | 0 | 0 | 0 | 0 | 0.011786 | -7.1054e-15
1996 | 82.3333 | 0 | 0 | 0 | 0 | 0 | 0 | 0.015037 | 0.032048
1996 | 82.3438 | 0 | 0 | 0 | 0 | 0 | 0 | 0.023978 | 0.008012
1996 | 82.3542 | 0 | 0 | 0 | 0 | 0 | 0 | 0.0032512 | -0.016024
1996 | 82.3646 | 0 | 0 | 0 | 0 | 0 | 0 | 0.033731 | 0.024036
1996 | 82.375 | 0 | 0 | 0 | 0 | 0 | 0 | 0.030886 | -0.008012
1996 | 82.3854 | 0 | 0 | 0 | 0 | 0 | 0 | 0.022352 | 0.012018
1996 | 82.3958 | 0 | 0 | 0 | 0 | 0 | 0 | 0.035357 | 0.028042
1996 | 82.4063 | 0 | 0 | 0 | 0 | 0 | 0 | 0.03617 | 0.02003
1996 | 82.4167 | 0 | 0 | 0 | 0 | 0 | 0 | 0.04511 | 0.06009
1996 | 82.4271 | 0 | 0 | 0 | 0 | 0 | 0 | 0.047955 | -0.012018
1996 | 82.4375 | 0 | 0 | 0 | 0 | 0 | 0 | 0.045923 | 0.064096
1996 | 82.4479 | 0 | 0 | 0 | 0 | 0 | 0 | 0.047549 | 0.036054
1996 | 82.4583 | 0 | 0 | 0 | 0 | 0 | 0 | 0.049581 | 0.02003
1996 | 82.4688 | 0 | 0 | 0 | 0 | 0 | 0 | 0.070714 | 0.068102
1996 | 82.4792 | 0 | 0 | 0 | 0 | 0 | 0 | 0.078435 | 0.024036
1996 | 82.4896 | 0 | 0 | 0 | 0 | 0 | 0 | 0.09144 | 0.076114
1996 | 82.5 | 0 | 0 | 0 | 0 | 2.4652 | 2.1632 | 0.015443 | 0.028042
1996 | 82.5104 | 0 | 0 | 0 | 0 | 11.558 | 10.3916 | 0 | 0
1996 | 82.5208 | 0 | 0 | 0 | 0 | 4.9743 | 3.0766 | 0.012192 | 0.036054
1996 | 82.5313 | 0 | 0 | 0 | 0 | 0 | 0 | 0.11786 | 0.076114
1996 | 82.5417 | 0 | 0 | 0 | 0 | 0 | 0 | 0.11786 | 0.072108
1996 | 82.5521 | 0 | 0 | 0 | 0 | 0 | 0 | 0.097536 | 0.088132
1996 | 82.5625 | 0 | 0 | 0 | 0 | 0 | 0 | 0.11379 | 0.10015
1996 | 82.5729 | 0 | 0 | 0 | 0 | 0 | 0 | 0.12598 | 0.096144
1996 | 82.5833 | 0 | 0 | 0 | 0 | 0 | 0 | 0.12598 | 0.10416
1996 | 82.5938 | 0 | 0 | 0 | 0 | 0 | 0 | 0.11379 | 0.10816
1996 | 82.6042 | 0 | 0 | 0 | 0 | 0 | 0 | 0.1016 | 0.11617
1996 | 82.6146 | 0 | 0 | 0 | 0 | 0 | 0 | 0.13818 | 0.11617
1996 | 82.625 | 0 | 0 | 0 | 0 | 0 | 0 | 0.12192 | 0.096144
1996 | 82.6354 | 0 | 0 | 0 | 0 | 0 | 0 | 0.11379 | 0.10816
1996 | 82.6458 | 0 | 0 | 0 | 0 | 0 | 0 | 0.1016 | 0.092138
1996 | 82.6563 | 0 | 0 | 0 | 0 | 0 | 0 | 0.13818 | 0.12419
1996 | 82.6667 | 0 | 0 | 0 | 0 | 0 | 0 | 0.08128 | 0.088132
1996 | 82.6771 | 0 | 0 | 0 | 0 | 0 | 0 | 0.1016 | 0.088132
1996 | 82.6875 | 0 | 0 | 0 | 0 | 0 | 0 | 0.089408 | 0.084126
1996 | 82.6979 | 0 | 0 | 0 | 0 | 0 | 0 | 0.15443 | 0.14021
1996 | 82.7083 | 0 | 0 | 0 | 0 | 0 | 0 | 0.048768 | 0.064096
1996 | 82.7188 | 0 | 0 | 0 | 0 | 0 | 0 | 0.093472 | 0.088132
1996 | 82.7292 | 0 | 0 | 0 | 0 | 0 | 0 | 0.08128 | 0.092138
1996 | 82.7396 | 0 | 0 | 0 | 0 | 0 | 0 | 0.097536 | 0.092138
1996 | 82.75 | 0 | 0 | 0 | 0 | 0 | 0 | 0.06096 | 0.048072
1996 | 82.7604 | 0 | 0 | 0 | 0 | 0 | 0 | 0.056896 | 0.06009
1996 | 82.7708 | 0 | 0 | 0 | 0 | 0 | 0 | 0.056896 | 0.044066
1996 | 82.7813 | 0 | 0 | 0 | 0 | 0 | 0 | 0.024384 | 0.044066
1996 | 82.7917 | 0 | 0 | 0 | 0 | 0 | 0 | 0.028448 | 0.032048
1996 | 82.8021 | 0 | 0 | 0 | 0 | 0 | 0 | 0.04064 | 0.036054
1996 | 82.8125 | 0 | 0 | 0 | 0 | 0 | 0 | 0.016256 | 0.024036
1996 | 82.8229 | 0 | 0 | 0 | 0 | 0 | 0 | 0.02032 | 0.016024
1996 | 82.8333 | 0 | 0 | 0 | 0 | 0 | 0 | 0.008128 | 0.02003
1996 | 82.8438 | 0 | 0 | 0 | 0 | 0 | 0 | 0.008128 | 0.012018
1996 | 82.8542 | 0 | 0 | 0 | 0 | 0 | 0 | 0.016256 | 0.008012
1996 | 82.8646 | 0 | 0 | 0 | 0 | 0 | 0 | 0 | 0.008012
1996 | 82.875 | 0 | 0 | 0 | 0 | 0 | 0 | 0.008128 | 0.016024
1996 | 82.8854 | 0 | 0 | 0 | 0 | 0 | 0 | 0.024384 | 0.012018
1996 | 82.8958 | 0 | 0 | 0 | 0 | 0 | 0 | 0 | 0.016024
1996 | 82.9063 | 0 | 0 | 0 | 0 | 0 | 0 | 0.012192 | 0.012018
1996 | 82.9167 | 0 | 0 | 0 | 0 | 0 | 0 | 0.004064 | 0.004006
1996 | 82.9271 | 0 | 0 | 0 | 0 | 0 | 0 | 0.008128 | 0
1996 | 82.9375 | 0 | 0 | 0 | 0 | 0 | 0 | 0.004064 | 0.016024
1996 | 82.9479 | 0 | 0 | 0 | 0 | 0 | 0 | 0.008128 | 0.004006
1996 | 82.9583 | 0 | 0 | 0 | 0 | 0 | 0 | 0.008128 | 0
1996 | 82.9688 | 0 | 0 | 0 | 0 | 0 | 0 | -0.008128 | 0.012018
1996 | 82.9792 | 0 | 0 | 0 | 0 | 0 | 0 | 0.016256 | 0.004006
1996 | 82.9896 | 0 | 0 | 0 | 0 | 0 | 0 | 0.004064 | 0.004006
1996 | 83 | 0 | 0 | 0 | 0 | 0 | 0 | 0 | 0.008012
1996 | 83.0104 | 0 | 0 | 0 | 0 | 0 | 0 | 0.008128 | 0.004006
1996 | 83.0208 | 0 | 0 | 0 | 0 | 0 | 0 | 0.004064 | 0
1996 | 83.0313 | 0 | 0 | 0 | 0 | 0 | 0 | 0 | 0.008012
1996 | 83.0417 | 0 | 0 | 0 | 0 | 0 | 0 | 0.008128 | 0.008012
1996 | 83.0521 | 0 | 0 | 0 | 0 | 0 | 0 | 0.008128 | 0.008012
1996 | 83.0625 | 0 | 0 | 0 | 0 | 0 | 0 | 0.016256 | 0.008012
1996 | 83.0729 | 0 | 0 | 0 | 0 | 0 | 0 | 0 | 0.016024
1996 | 83.0833 | 0 | 0 | 0 | 0 | 0 | 0 | 0.02032 | 0.008012
1996 | 83.0938 | 0 | 0 | 0 | 0 | 0 | 0 | 0.004064 | 0.016024
1996 | 83.1042 | 0 | 0 | 0 | 0 | 0 | 0 | 0.02032 | 0.008012
1996 | 83.1146 | 0 | 0 | 0 | 0 | 0 | 0 | 0.024384 | 0.028042
1996 | 83.125 | 0 | 0 | 0 | 0 | 0 | 0 | 0.024384 | 0.012018
1996 | 83.1354 | 0 | 0 | 0 | 0 | 0 | 0 | 0.008128 | 0.016024
1996 | 83.1458 | 0 | 0 | 0 | 0 | 0 | 0 | 0.008128 | 0.016024
1996 | 83.1563 | 0 | 0 | 0 | 0 | 0 | 0 | 0.02032 | 0.008012
1996 | 83.1667 | 0 | 0 | 0 | 0 | 0 | 0 | 0.004064 | 0.012018
1996 | 83.1771 | 0 | 0 | 0 | 0 | 0 | 0 | 0.036576 | 0.02003
1996 | 83.1875 | 0 | 0 | 0 | 0 | 0 | 0 | 0.004064 | 0.012018
1996 | 83.1979 | 0 | 0 | 0 | 0 | 0 | 0 | 0.02032 | 0.016024
1996 | 83.2083 | 0 | 0 | 0 | 0 | 0 | 0 | 0.016256 | 0.016024
1996 | 83.2188 | 0 | 0 | 0 | 0 | 0 | 0 | 0.024384 | 0.012018
1996 | 83.2292 | 0 | 0 | 0 | 0 | 0 | 0 | 0.004064 | 0.012018
1996 | 83.2396 | 0 | 0 | 0 | 0 | 0 | 0 | 0.004064 | 0.004006
1996 | 83.25 | 0 | 0 | 0 | 0 | 0 | 0 | 0.008128 | 0.008012
1996 | 83.2604 | 0 | 0 | 0 | 0 | 0 | 0 | 0.008128 | 0.004006
1996 | 83.2708 | 0 | 0 | 0 | 0 | 0 | 0 | 0.008128 | 0.016024
1996 | 83.2813 | 0 | 0 | 0 | 0 | 0 | 0 | 0.004064 | 0.004006
1996 | 83.2917 | 0 | 0 | 0 | 0 | 0 | 0 | -0.004064 | 0.012018
1996 | 83.3021 | 0 | 0 | 0 | 0 | 0 | 0 | 0.012192 | -0.004006
1996 | 83.3125 | 0 | 0 | 0 | 0 | 0 | 0 | -0.008128 | 0.004006
1996 | 83.3229 | 0 | 0 | 0 | 0 | 0 | 0 | 0.016256 | 0.016024
1996 | 83.3333 | 0 | 0 | 0 | 0 | 0 | 0 | 0.052832 | 0.008012
1996 | 83.3438 | 0 | 0 | 0 | 0 | 0 | 0 | 0.024384 | 0.04006
1996 | 83.3542 | 0 | 0 | 0 | 0 | 0 | 0 | 0.024384 | 0.032048
1996 | 83.3646 | 0 | 0 | 0 | 0 | 0 | 0 | 0.044704 | 0.02003
1996 | 83.375 | 0 | 0 | 0 | 0 | 0 | 0 | 0.036576 | 0.02003
1996 | 83.3854 | 0 | 0 | 0 | 0 | 0 | 0 | 0.024384 | 0.012018
1996 | 83.3958 | 0 | 0 | 0 | 0 | 0 | 0 | 0.04064 | 0.008012
1996 | 83.4063 | 0 | 0 | 0 | 0 | 0 | 0 | 0.089408 | 0.076114
1996 | 83.4167 | 0 | 0 | 0 | 0 | 0 | 0 | 0.10973 | 0.056084
1996 | 83.4271 | 0 | 0 | 0 | 0 | 0 | 0 | 0.08128 | 0.056084
1996 | 83.4375 | 0 | 0 | 0 | 0 | 0 | 0 | 0.11786 | 0.10015
1996 | 83.4479 | 0 | 0 | 0 | 0 | 0 | 0 | 0.1016 | 0.068102
1996 | 83.4583 | 0 | 0 | 0 | 0 | 0 | 0 | 0.069088 | 0.10416
1996 | 83.4688 | 0 | 0 | 0 | 0 | 0 | 0 | 0.1463 | 0.076114
1996 | 83.4792 | 0 | 0 | 0 | 0 | 0 | 0 | 0.15443 | 0.16825
1996 | 83.4896 | 0 | 0 | 0 | 0 | 0 | 0 | 0.15037 | 0.096144
1996 | 83.5 | 0 | 0 | 0 | 0 | 0 | 0 | 0.20726 | 0.18828
1996 | 83.5104 | 0 | 0 | 0 | 0 | 0 | 0 | 0.13005 | 0.12419
1996 | 83.5208 | 0 | 0 | 0 | 0 | 0 | 0 | 0.21539 | 0.18027
1996 | 83.5313 | 0 | 0 | 0 | 0 | 0 | 0 | 0.22352 | 0.18027
1996 | 83.5417 | 0 | 0 | 0 | 0 | 0 | 0 | 0.14224 | 0.12018
1996 | 83.5521 | 0 | 0 | 0 | 0 | 0 | 0 | 0.21539 | 0.24437
1996 | 83.5625 | 0 | 0 | 0 | 0 | 0 | 0 | 0.20726 | 0.14822
1996 | 83.5729 | 0 | 0 | 0 | 0 | 0 | 0 | 0.17475 | 0.17226
1996 | 83.5833 | 0 | 0 | 0 | 0 | 0 | 0 | 0.19507 | 0.18027
1996 | 83.5938 | 0 | 0 | 0 | 0 | 0 | 0 | 0.19101 | 0.18428
1996 | 83.6042 | 0 | 0 | 0 | 0 | 0 | 0 | 0.17882 | 0.11617
1996 | 83.6146 | 0 | 0 | 0 | 0 | 0 | 0 | 0.065024 | 0.10816
1996 | 83.625 | 0 | 0 | 0 | 0 | 0 | 0 | 0.35357 | 0.27641
1996 | 83.6354 | 0 | 0 | 0 | 0 | 0 | 0 | 0.085344 | 0.068102
1996 | 83.6458 | 0 | 0 | 0 | 0 | 0 | 0 | 0.13005 | 0.14822
1996 | 83.6563 | 0 | 0 | 0 | 0 | 0 | 0 | 0.22758 | 0.28443
1996 | 83.6667 | 0 | 0 | 0 | 0 | 0 | 0 | 0.19101 | 0.10816
1996 | 83.6771 | 0 | 0 | 0 | 0 | 0 | 0 | 0.10566 | 0.12018
1996 | 83.6875 | 0 | 0 | 0 | 0 | 0 | 0 | 0.13005 | 0.056084
1996 | 83.6979 | 0 | 0 | 0 | 0 | 0 | 0 | 0.16256 | 0.20431
1996 | 83.7083 | 0 | 0 | 0 | 0 | 0 | 0 | 0.13005 | 0.048072
1996 | 83.7188 | 0 | 0 | 0 | 0 | 0 | 0 | 0.12598 | 0.2684
1996 | 83.7292 | 0 | 0 | 0 | 0 | 0 | 0 | 0.14224 | 0.024036
1996 | 83.7396 | 0 | 0 | 0 | 0 | 0 | 0 | 0.15443 | 0.15223
1996 | 83.75 | 0 | 0 | 0 | 0 | 0 | 0 | 0.1016 | 0.10416
1996 | 83.7604 | 0 | 0 | 0 | 0 | 0 | 0 | 0.093472 | 0.08012
1996 | 83.7708 | 0 | 0 | 0 | 0 | 0 | 0 | -0.008128 | -0.028042
1996 | 83.7813 | 0 | 0 | 0 | 0 | 0 | 0 | 0.036576 | 0.11217
1996 | 83.7917 | 0 | 0 | 0 | 0 | 0 | 0 | 0.12598 | 0.06009
1996 | 83.8021 | 0 | 0 | 0 | 0 | 0 | 0 | 0.056896 | 0.064096
1996 | 83.8125 | 0 | 0 | 0 | 0 | 0 | 0 | 0.04064 | 0.072108
1996 | 83.8229 | 0 | 0 | 0 | 0 | 0 | 0 | 0.069088 | 0.056084
1996 | 83.8333 | 0 | 0 | 0 | 0 | 0 | 0 | 0.028448 | 0.032048
1996 | 83.8438 | 0 | 0 | 0 | 0 | 0 | 0 | 0.04064 | 0.048072
1996 | 83.8542 | 0 | 0 | 0 | 0 | 0 | 0 | 0.056896 | 0.044066
1996 | 83.8646 | 0 | 0 | 0 | 0 | 0 | 0 | 0.04064 | 0.036054
1996 | 83.875 | 0 | 0 | 0 | 0 | 0 | 0 | 0.016256 | 0.016024
1996 | 83.8854 | 0 | 0 | 0 | 0 | 0 | 0 | 0.048768 | 0.04006
1996 | 83.8958 | 0 | 0 | 0 | 0 | 0 | 0 | 0.024384 | 0.028042
1996 | 83.9063 | 0 | 0 | 0 | 0 | 0 | 0 | 0.02032 | 0.036054
1996 | 83.9167 | 0 | 0 | 0 | 0 | 0 | 0 | 0.024384 | 0.008012
1996 | 83.9271 | 0 | 0 | 0 | 0 | 0 | 0 | 0 | 0.004006
1996 | 83.9375 | 0 | 0 | 0 | 0 | 0 | 0 | 0.016256 | 0.032048
1996 | 83.9479 | 0 | 0 | 0 | 0 | 0 | 0 | 0.032512 | 0.024036
1996 | 83.9583 | 0 | 0 | 0 | 0 | 0 | 0 | 0.028448 | 0.044066
1996 | 83.9688 | 0 | 0 | 0 | 0 | 0 | 0 | 0.024384 | 0.032048
1996 | 83.9792 | 0 | 0 | 0 | 0 | 0 | 0 | 0.04064 | 0.02003
1996 | 83.9896 | 0 | 0 | 0 | 0 | 0 | 0 | 0.036576 | 0.032048
1996 | 84 | 0 | 0 | 0 | 0 | 0 | 0 | 0.032512 | 0.044066
1996 | 84.0104 | 0 | 0 | 0 | 0 | 0 | 0 | -0.012192 | -0.016024
1996 | 84.0208 | 0 | 0 | 0 | 0 | 0 | 0 | 0.032512 | 0.008012
1996 | 84.0313 | 0 | 0 | 0 | 0 | 0 | 0 | 0.012192 | 0.068102
1996 | 84.0417 | 0 | 0 | 0 | 0 | 0 | 0 | 0.024384 | 0.008012
1996 | 84.0521 | 0 | 0 | 0 | 0 | 0 | 0 | 0.032512 | 0.06009
1996 | 84.0625 | 0 | 0 | 0 | 0 | 0 | 0 | 0.012192 | 0.012018
1996 | 84.0729 | 0 | 0 | 0 | 0 | 0 | 0 | 0.008128 | 0.004006
1996 | 84.0833 | 0 | 0 | 0 | 0 | 0 | 0 | 0.004064 | 0.004006
1996 | 84.0938 | 0 | 0 | 0 | 0 | 0 | 0 | 0.044704 | 0.032048
1996 | 84.1042 | 0 | 0 | 0 | 0 | 0 | 0 | 0.052832 | 0.028042
1996 | 84.1146 | 0 | 0 | 0 | 0 | 0 | 0 | -0.008128 | 0.02003
1996 | 84.125 | 0 | 0 | 0 | 0 | 0 | 0 | 0.036576 | 0.008012
1996 | 84.1354 | 0 | 0 | 0 | 0 | 0 | 0 | 0.02032 | 0.02003
1996 | 84.1458 | 0 | 0 | 0 | 0 | 0 | 0 | 0.032512 | 0.024036
1996 | 84.1563 | 0 | 0 | 0 | 0 | 0 | 0 | 0.024384 | 0.004006
1996 | 84.1667 | 0 | 0 | 0 | 0 | 0 | 0 | 0.02032 | 0.024036
1996 | 84.1771 | 0 | 0 | 0 | 0 | 0 | 0 | 0.012192 | 0.016024
1996 | 84.1875 | 0 | 0 | 0 | 0 | 0 | 0 | 0.02032 | 0.02003
1996 | 84.1979 | 0 | 0 | 0 | 0 | 0 | 0 | 0.008128 | 0
1996 | 84.2083 | 0 | 0 | 0 | 0 | 0 | 0 | -0.02032 | -0.008012
1996 | 84.2188 | 0 | 0 | 0 | 0 | 0 | 0 | 0.036576 | 0.02003
1996 | 84.2292 | 0 | 0 | 0 | 0 | 0 | 0 | 0.008128 | 0.016024
1996 | 84.2396 | 0 | 0 | 0 | 0 | 0 | 0 | 0.028448 | 0.02003
1996 | 84.25 | 0 | 0 | 0 | 0 | 0 | 0 | 0.004064 | 0.008012
1996 | 84.2604 | 0 | 0 | 0 | 0 | 0 | 0 | 0.028448 | 0.02003
1996 | 84.2708 | 0 | 0 | 0 | 0 | 0 | 0 | 0.008128 | 0.016024
1996 | 84.2813 | 0 | 0 | 0 | 0 | 0 | 0 | 0.004064 | 0.008012
1996 | 84.2917 | 0 | 0 | 0 | 0 | 0 | 0 | 0.012192 | 0.016024
1996 | 84.3021 | 0 | 0 | 0 | 0 | 0 | 0 | 0.012192 | -0.004006
1996 | 84.3125 | 0 | 0 | 0 | 0 | 0 | 0 | -0.004064 | 0.004006
1996 | 84.3229 | 0 | 0 | 0 | 0 | 0 | 0 | -0.004064 | 0.012018
1996 | 84.3333 | 0 | 0 | 0 | 0 | 0 | 0 | -0.012192 | -0.012018
1996 | 84.3438 | 0 | 0.024036 | 0 | 0 | 0 | 0 | 0 | 0.012018
1996 | 84.3542 | 0 | 0 | 0 | 0 | 0 | 0 | -0.008128 | -0.036054
1996 | 84.3646 | 0 | 0 | 0 | 0 | 0 | 0 | 0.036576 | 0.072108
1996 | 84.375 | 0 | 0.048072 | 0 | 0 | 0 | 0 | 0 | -0.02003
1996 | 84.3854 | 0 | 0 | 0 | 0 | 0 | 0 | 0.10566 | 0.076114
1996 | 84.3958 | 0 | 0 | 0 | 0 | 0 | 0 | 0.077216 | -0.032048
1996 | 84.4063 | 0 | 0 | 0 | 0 | 0 | 0 | 0.10566 | 0.04006
1996 | 84.4167 | 0 | 0 | 0 | 0 | 0 | 0 | 0.093472 | 0.1322
1996 | 84.4271 | 0 | 0 | 0 | 0 | 0 | 0 | 0.16256 | 0.024036
1996 | 84.4375 | 0 | 0 | 0 | 0 | 0 | 0 | 0.12598 | 0.24437
1996 | 84.4479 | 0 | 0 | 0 | 0 | 0 | 0 | 0.069088 | -0.024036
1996 | 84.4583 | 0 | 0 | 0 | 0 | 0 | 0 | 0.069088 | 0.10015
1996 | 84.4688 | 0 | 0 | 0 | 0 | 0 | 0 | 0.06096 | 0.14822
1996 | 84.4792 | 0 | 0 | 0 | 0 | 0 | 0 | 0.065024 | 0.028042
1996 | 84.4896 | 0 | 0.11217 | 0 | 0 | 0 | 0 | 0.1016 | 0.072108
1996 | 84.5 | 0 | 0 | 0 | 0 | 0 | 0 | 0.069088 | 0.036054
1996 | 84.5104 | 0 | 0 | 0 | 0 | 0 | 0 | 0.10566 | 0.18027
1996 | 84.5208 | 0 | 0 | 0 | 0 | 0 | 0 | 0.08128 | 0.068102
1996 | 84.5313 | 0 | 0 | 0 | 0 | 0 | 0 | 0.11379 | 0.028042
1996 | 84.5417 | 0 | 0 | 0 | 0 | 0 | 0 | 0.073152 | 0.088132
1996 | 84.5521 | 0 | 0 | 0 | 0 | 0 | 0 | 0.13411 | 0.10015
1996 | 84.5625 | 0 | 0 | 0 | 0 | 0 | 0 | 0.12192 | 0.092138
1996 | 84.5729 | 0 | 0 | 0 | 0 | 0 | 0 | 0.10566 | 0.16825
1996 | 84.5833 | 0 | 0 | 0 | 0 | 0 | 0 | 0.069088 | 0.06009
1996 | 84.5938 | 0 | 0 | 0 | 0 | 0 | 0 | 0.1016 | 0.10015
1996 | 84.6042 | 0 | 0 | 0 | 0 | 0 | 0 | 0.10566 | 0.11217
1996 | 84.6146 | 0 | 0 | 0 | 0 | 0 | 0 | 0.10566 | 0.092138
1996 | 84.625 | 0 | 0.04006 | 0 | 0 | 0 | 0 | 0.069088 | 0.04006
1996 | 84.6354 | 0 | 0 | 0 | 0 | 0 | 0 | 0.093472 | 0.15223
1996 | 84.6458 | 0 | 0 | 0 | 0 | 0 | 0 | 0.089408 | 0.08012
1996 | 84.6563 | 0 | 0 | 0 | 0 | 0 | 0 | 0.089408 | 0.064096
1996 | 84.6667 | 0 | 0 | 0 | 0 | 0 | 0 | 0.097536 | 0.044066
1996 | 84.6771 | 0 | 0 | 0 | 0 | 0 | 0 | 0.06096 | 0.064096
1996 | 84.6875 | 0 | 0 | 0 | 0 | 0 | 0 | 0.077216 | 0.092138
1996 | 84.6979 | 0 | 0 | 0 | 0 | 0 | 0 | 0.085344 | 0.088132
1996 | 84.7083 | 0 | 0 | 0 | 0 | 0 | 0 | 0.04064 | 0.02003
1996 | 84.7188 | 0 | 0 | 0 | 0 | 0 | 0 | 0.089408 | 0.052078
1996 | 84.7292 | 0 | 0 | 0 | 0 | 0 | 0 | 0.028448 | 0.036054
1996 | 84.7396 | 0 | 0 | 0 | 0 | 0 | 0 | 0.048768 | 0.004006
1996 | 84.75 | 0 | 0 | 0 | 0 | 0 | 0 | 0.06096 | 0.10015
1996 | 84.7604 | 0 | 0 | 0 | 0 | 0 | 0 | 0.028448 | 0.024036
1996 | 84.7708 | 0 | 0 | 0 | 0 | 0 | 0 | 0.065024 | 0.068102
1996 | 84.7813 | 0 | 0 | 0 | 0 | 0 | 0 | 0.016256 | 0.016024
1996 | 84.7917 | 0 | 0 | 0 | 0 | 0 | 0 | 0.004064 | -0.048072
1996 | 84.8021 | 0 | 0 | 0 | 0 | 0 | 0 | 0.004064 | 0.072108
1996 | 84.8125 | 0 | 0 | 0 | 0 | 0 | 0 | 0.02032 | 0.056084
1996 | 84.8229 | 0 | 0 | 0 | 0 | 0 | 0 | 0.02032 | -0.004006
1996 | 84.8333 | 0 | 0 | 0 | 0 | 0 | 0 | 0.016256 | -0.028042
1996 | 84.8438 | 0 | 0 | 0 | 0 | 0 | 0 | 0 | 0.06009
1996 | 84.8542 | 0 | 0 | 0 | 0 | 0 | 0 | -0.012192 | -0.044066
1996 | 84.8646 | 0 | 0 | 0 | 0 | 0 | 0 | 0.028448 | 0.072108
1996 | 84.875 | 0 | 0 | 0 | 0 | 0 | 0 | 0.028448 | -0.032048
1996 | 84.8854 | 0 | 0 | 0 | 0 | 0 | 0 | 0.016256 | 0.10015
1996 | 84.8958 | 0 | 0 | 0 | 0 | 0 | 0 | 0.008128 | 0.056084
1996 | 84.9063 | 0 | 0 | 0 | 0 | 0 | 0 | 0 | -0.032048
1996 | 84.9167 | 0 | 0 | 0 | 0 | 0 | 0 | 0.028448 | 0.008012
1996 | 84.9271 | 0.024384 | 0 | 0 | 0 | 0 | 0 | -0.008128 | -0.048072
1996 | 84.9375 | 0 | 0 | 0 | 0 | 0 | 0 | 0.032512 | 0.048072
1996 | 84.9479 | 0 | 0 | 0 | 0 | 0 | 0 | -0.008128 | -0.004006
1996 | 84.9583 | 0 | 0 | 0 | 0 | 0 | 0 | 0 | 0.008012
1996 | 84.9688 | 0 | 0 | 0 | 0 | 0 | 0 | -0.02032 | 0.032048
1996 | 84.9792 | 0 | 0 | 0 | 0 | 0 | 0 | -0.016256 | -0.064096
1996 | 84.9896 | 0 | 0 | 0 | 0 | 0 | 0 | 0.012192 | 0.008012
1996 | 85 | 0 | 0 | 0 | 0.08012 | 0 | 0 | 0.008128 | 0.032048
1996 | 85.0104 | 0 | 0 | 0 | 0 | 0 | 0 | 0.04064 | 0.024036
1996 | 85.0208 | 0 | 0 | 0 | 0 | 0 | 0 | 0.028448 | 0.16024
1996 | 85.0313 | 0 | 0 | 0 | 0 | 0 | 0 | 0.008128 | 0.008012
1996 | 85.0417 | 0 | 0 | 0 | 0.056084 | 0 | 0 | -0.008128 | 0.008012
1996 | 85.0521 | 0 | 0 | 0 | 0.10416 | 0 | 0 | 0.012192 | -0.012018
1996 | 85.0625 | 0 | 0 | 0 | 0 | 0 | 0 | -0.008128 | 0.084126
1996 | 85.0729 | 0 | 0 | 0 | 0 | 0 | 0 | 0.048768 | 0.16825
1996 | 85.0833 | 0 | 0 | 0 | 0 | 0 | 0 | -0.004064 | 0.016024
1996 | 85.0938 | 0 | 0.04006 | 0 | 0 | 0 | 0 | -0.008128 | -0.036054
1996 | 85.1042 | 0 | 0 | 0 | 0 | 0 | 0 | 0.012192 | 0.036054
1996 | 85.1146 | 0.024384 | 0 | 0 | 0 | 0 | 0 | 0.02032 | 0.02003
1996 | 85.125 | 0 | 0 | 0 | 0 | 0 | 0 | 0.028448 | 0.036054
1996 | 85.1354 | 0 | 0 | 0 | 0 | 0 | 0 | 0.016256 | 0.052078
1996 | 85.1458 | 0 | 0 | 0 | 0 | 0 | 0 | 0.016256 | 0.052078
1996 | 85.1563 | 0 | 0 | 0 | 0 | 0 | 0 | -0.004064 | 0
1996 | 85.1667 | 0 | 0 | 0 | 0 | 0 | 0 | 0 | 0.032048
1996 | 85.1771 | 0 | 0 | 0 | 0 | 0 | 0 | 0.02032 | -0.016024
1996 | 85.1875 | 0 | 0 | 0 | 0 | 0 | 0 | 0.036576 | 0.072108
1996 | 85.1979 | 0 | 0 | 0 | 0 | 0 | 0 | 0.004064 | 0.008012
1996 | 85.2083 | 0 | 0 | 0 | 0 | 0 | 0 | 0.016256 | 0.044066
1996 | 85.2188 | 0 | 0 | 0 | 0 | 0 | 0 | 0.004064 | 0.032048
1996 | 85.2292 | 0 | 0 | 0 | 0 | 0 | 0 | -0.008128 | 0
1996 | 85.2396 | 0 | 0.056084 | 0 | 0 | 0 | 0 | 0.004064 | 0.036054
1996 | 85.25 | 0 | 0 | 0 | 0 | 0 | 0 | 0.008128 | 0.012018
1996 | 85.2604 | 0 | 0 | 0 | 0 | 0 | 0 | 0.016256 | 0.032048
1996 | 85.2708 | 0 | 0 | 0 | 0 | 0 | 0 | 0.004064 | -0.008012
1996 | 85.2813 | 0 | 0.04006 | 0 | 0 | 0 | 0 | 0.012192 | 0.048072
1996 | 85.2917 | 0 | 0 | 0 | 0 | 0 | 0 | 0.004064 | -0.044066
1996 | 85.3021 | 0 | 0 | 0 | 0 | 0 | 0 | 0.004064 | -0.016024
1996 | 85.3125 | 0 | 0.056084 | 0 | 0 | 0 | 0 | 0.02032 | -7.1054e-15
1996 | 85.3229 | 0 | 0 | 0 | 0 | 0 | 0 | 0.012192 | 0.10015
1996 | 85.3333 | 0.024384 | 0 | 0 | 0.12018 | 0 | 0 | 0.012192 | 0.036054
1996 | 85.3438 | 0 | 0 | 0 | 0 | 0 | 0 | 0.016256 | 0.06009
1996 | 85.3542 | 0 | 0.048072 | 0 | 0 | 0 | 0 | 0.004064 | 0.028042
1996 | 85.3646 | 0 | 0.04006 | 0 | 0 | 0 | 0 | 0.028448 | 0.016024
1996 | 85.375 | 0.032512 | 0 | 0 | 0 | 0 | 0 | 0.004064 | 0.008012
1996 | 85.3854 | 0 | 0 | 0 | 0 | 0 | 0 | 0.02032 | 0.06009
1996 | 85.3958 | 0 | 0 | 0 | 0 | 0 | 0 | 0.008128 | -0.024036
1996 | 85.4063 | 0 | 0 | 0 | 0 | 0 | 0 | 0.012192 | 0.06009
1996 | 85.4167 | 0 | 0 | 0 | 0 | 0 | 0 | 0.036576 | -0.044066
1996 | 85.4271 | 0 | 0.04006 | 0 | 0 | 0 | 0 | 0.016256 | 0.016024
1996 | 85.4375 | 0 | 0 | 0 | 0 | 0 | 0 | 0.004064 | 0.028042
1996 | 85.4479 | 0.024384 | 0 | 0 | 0 | 0 | 0 | 0.008128 | -0.012018
1996 | 85.4583 | 0 | 0 | 0 | 0 | 0 | 0 | 0.012192 | -0.088132
1996 | 85.4688 | 0 | 0 | 0 | 0 | 0 | 0 | 0.012192 | 0.15623
1996 | 85.4792 | 0 | 0 | 0 | 0 | 0 | 0 | 0.04064 | 0.004006
1996 | 85.4896 | 0 | 0 | 0 | 0 | 0 | 0 | 0.016256 | 0.024036
1996 | 85.5 | 0 | 0 | 0 | 0 | 0 | 0 | 0.02032 | -0.016024
1996 | 85.5104 | 0 | 0 | 0 | 0 | 0 | 0 | 0.024384 | 0.04006
1996 | 85.5208 | 0 | 0 | 0 | 0 | 0 | 0 | 0.073152 | 0.04006
1996 | 85.5313 | 0 | 0 | 0 | 0 | 0 | 0 | 0.016256 | 0.06009
1996 | 85.5417 | 0 | 0 | 0 | 0 | 0 | 0 | 0.032512 | 0.032048
1996 | 85.5521 | 0 | 0 | 0 | 0 | 0 | 0 | 0.04064 | 0.02003
1996 | 85.5625 | 0 | 0 | 0 | 0 | 0 | 0 | 0.036576 | 0
1996 | 85.5729 | 0 | 0 | 0 | 0 | 0 | 0 | 0.044704 | 0.076114
1996 | 85.5833 | 0 | 0 | 0 | 0 | 0 | 0 | 0.04064 | 0.036054
1996 | 85.5938 | 0 | 0 | 0 | 0 | 0 | 0 | 0.032512 | 0.024036
1996 | 85.6042 | 0 | 0 | 0 | 0 | 0 | 0 | 0.077216 | 0.072108
1996 | 85.6146 | 0 | 0 | 0 | 0 | 0 | 0 | 0.036576 | 0.032048
1996 | 85.625 | 0 | 0 | 0 | 0 | 0 | 0 | 0.048768 | 0.044066
1996 | 85.6354 | 0 | 0 | 0 | 0 | 0 | 0 | 0.048768 | 0.044066
1996 | 85.6458 | 0 | 0 | 0 | 0 | 0 | 0 | 0.052832 | 0.04006
1996 | 85.6563 | 0 | 0 | 0 | 0 | 0 | 0 | 0.048768 | 0.06009
1996 | 85.6667 | 0 | 0 | 0 | 0 | 0 | 0 | 0.044704 | 0.072108
1996 | 85.6771 | 0 | 0 | 0 | 0 | 0 | 0 | 0.048768 | 0.008012
1996 | 85.6875 | 0 | 0 | 0 | 0 | 0 | 0 | 0.028448 | 0.024036
1996 | 85.6979 | 0 | 0 | 0 | 0 | 0 | 0 | 0.036576 | 0.032048
1996 | 85.7083 | 0 | 0 | 0 | 0 | 0 | 0 | 0.044704 | 0.044066
1996 | 85.7188 | 0 | 0 | 0 | 0 | 0 | 0 | 0.04064 | 0.056084
1996 | 85.7292 | 0 | 0 | 0 | 0 | 0 | 0 | 0.024384 | 0.028042
1996 | 85.7396 | 0 | 0 | 0 | 0 | 0 | 0 | 0.028448 | 0.02003
1996 | 85.75 | 0 | 0 | 0 | 0 | 0 | 0 | 0.02032 | 0.032048
1996 | 85.7604 | 0 | 0 | 0 | 0 | 0 | 0 | 0.024384 | 0.004006
1996 | 85.7708 | 0 | 0 | 0 | 0 | 0 | 0 | 0.004064 | -0.008012
1996 | 85.7813 | 0 | 0 | 0 | 0 | 0 | 0 | 0.016256 | 0.064096
1996 | 85.7917 | 0 | 0 | 0 | 0 | 0 | 0 | 0.016256 | -0.012018
1996 | 85.8021 | 0 | 0 | 0 | 0 | 0 | 0 | 0.004064 | 0.016024
1996 | 85.8125 | 0 | 0 | 0 | 0 | 0 | 0 | 0.008128 | 0.008012
1996 | 85.8229 | 0 | 0 | 0 | 0 | 0 | 0 | 0.016256 | 0.02003
1996 | 85.8333 | 0 | 0 | 0 | 0 | 0 | 0 | 0.004064 | 0.044066
1996 | 85.8438 | 0 | 0 | 0 | 0 | 0 | 0 | 0.008128 | 0
1996 | 85.8542 | 0 | 0 | 0 | 0 | 0 | 0 | 0.008128 | 0.02003
1996 | 85.8646 | 0 | 0 | 0 | 0 | 0 | 0 | 0.004064 | 0.02003
1996 | 85.875 | 0 | 0 | 0 | 0 | 0 | 0 | 0.012192 | 0.004006
1996 | 85.8854 | 0 | 0 | 0 | 0 | 0 | 0 | 0.004064 | 0
1996 | 85.8958 | 0 | 0 | 0 | 0 | 0 | 0 | 0.016256 | -0.02003
1996 | 85.9063 | 0 | 0 | 0 | 0 | 0 | 0 | 0.012192 | 0.012018
1996 | 85.9167 | 0 | 0 | 0 | 0 | 0 | 0 | 0 | 0.024036
1996 | 85.9271 | 0 | 0 | 0 | 0 | 0 | 0 | 0.016256 | 0.008012
1996 | 85.9375 | 0 | 0 | 0 | 0 | 0 | 0 | 0.012192 | -0.008012
1996 | 85.9479 | 0 | 0 | 0 | 0 | 0 | 0 | 0.008128 | 0.012018
1996 | 85.9583 | 0 | 0 | 0 | 0 | 0 | 0 | 0 | 0.008012
1996 | 85.9688 | 0 | 0 | 0 | 0 | 0 | 0 | 0.012192 | 0.036054
1996 | 85.9792 | 0 | 0 | 0 | 0 | 0 | 0 | -0.004064 | 0.02003
1996 | 85.9896 | 0 | 0 | 0 | 0 | 0 | 0 | 0.004064 | 0.004006
1996 | 86 | 0 | 0 | 0 | 0 | 0 | 0 | 0.004064 | 0.012018
1996 | 86.0104 | 0 | 0 | 0 | 0 | 0 | 0 | 0.008128 | 0.028042
1996 | 86.0208 | 0 | 0 | 0 | 0 | 0 | 0 | 0.008128 | 0.004006
1996 | 86.0313 | 0 | 0 | 0 | 0 | 0 | 0 | 0.008128 | 0.004006
1996 | 86.0417 | 0 | 0 | 0 | 0 | 0 | 0 | 0 | 0.004006
1996 | 86.0521 | 0 | 0 | 0 | 0 | 0 | 0 | 0.008128 | -0.008012
1996 | 86.0625 | 0 | 0 | 0 | 0 | 0 | 0 | 0.004064 | 0.024036
1996 | 86.0729 | 0 | 0 | 0 | 0 | 0 | 0 | 0.008128 | -7.1054e-15
1996 | 86.0833 | 0 | 0 | 0 | 0 | 0 | 0 | 0.004064 | 0.004006
1996 | 86.0938 | 0 | 0 | 0 | 0 | 0 | 0 | 0.004064 | 0.016024
1996 | 86.1042 | 0 | 0 | 0 | 0 | 0 | 0 | 0.008128 | 0.004006
1996 | 86.1146 | 0 | 0 | 0 | 0 | 0 | 0 | 0 | 0.02003
1996 | 86.125 | 0 | 0 | 0 | 0 | 0 | 0 | 0.004064 | 0.008012
1996 | 86.1354 | 0 | 0 | 0 | 0 | 0 | 0 | 0.008128 | -0.004006
1996 | 86.1458 | 0 | 0 | 0 | 0 | 0 | 0 | 0 | 0.004006
1996 | 86.1563 | 0 | 0 | 0 | 0 | 0 | 0 | 0.008128 | 0.024036
1996 | 86.1667 | 0 | 0 | 0 | 0 | 0 | 0 | 0.004064 | 0.012018
1996 | 86.1771 | 0 | 0 | 0 | 0 | 0 | 0 | -0.004064 | 0.008012
1996 | 86.1875 | 0 | 0 | 0 | 0 | 0 | 0 | 0.012192 | -0.008012
1996 | 86.1979 | 0 | 0 | 0 | 0 | 0 | 0 | 0.008128 | 0.024036
1996 | 86.2083 | 0 | 0 | 0 | 0 | 0 | 0 | 0.004064 | -0.004006
1996 | 86.2188 | 0 | 0 | 0 | 0 | 0 | 0 | 0.004064 | 0.012018
1996 | 86.2292 | 0 | 0.04006 | 0 | 0 | 0 | 0 | 0.008128 | 0.024036
1996 | 86.2396 | 0 | 0 | 0 | 0 | 0 | 0 | 0.004064 | -0.008012
1996 | 86.25 | 0 | 0 | 0 | 0 | 0 | 0 | 0 | 0.004006
1996 | 86.2604 | 0 | 0 | 0 | 0 | 0 | 0 | 0.008128 | 0.016024
1996 | 86.2708 | 0 | 0 | 0 | 0 | 0 | 0 | 0 | 0.004006
1996 | 86.2813 | 0 | 0 | 0 | 0 | 0 | 0 | 0.008128 | 0.016024
1996 | 86.2917 | 0 | 0 | 0 | 0 | 0 | 0 | 0 | 0
1996 | 86.3021 | 0 | 0 | 0 | 0 | 0 | 0 | 0.004064 | -0.008012
1996 | 86.3125 | 0 | 0 | 0 | 0 | 0 | 0 | 0.004064 | 0.004006
1996 | 86.3229 | 0 | 0 | 0 | 0 | 0 | 0 | 0 | 0.004006
1996 | 86.3333 | 0 | 0 | 0 | 0 | 0 | 0 | 0.004064 | 0.012018
1996 | 86.3438 | 0 | 0 | 0 | 0 | 0 | 0 | -0.004064 | 0
1996 | 86.3542 | 0 | 0 | 0 | 0 | 0 | 0 | 0.012192 | -0.008012
1996 | 86.3646 | 0 | 0 | 0 | 0 | 0 | 0 | -0.004064 | 0.028042
1996 | 86.375 | 0 | 0.048072 | 0 | 0 | 0 | 0 | 0 | 0.048072
1996 | 86.3854 | 0 | 0 | 0 | 0 | 0 | 0 | 0.008128 | -0.072108
1996 | 86.3958 | 0 | 0 | 0 | 0 | 0 | 0 | -0.004064 | -0.024036
1996 | 86.4063 | 0 | 0 | 0 | 0 | 0 | 0 | 0.02032 | 0.004006
1996 | 86.4167 | 0 | 0 | 0 | 0 | 0 | 0 | 0.016256 | -0.016024
1996 | 86.4271 | 0 | 0.024036 | 0 | 0 | 0 | 0 | 0.016256 | 0
1996 | 86.4375 | 0 | 0 | 0 | 0 | 0 | 0 | 0.008128 | 0.032048
1996 | 86.4479 | 0 | 0 | 0 | 0 | 0 | 0 | 0.04064 | 0.048072
1996 | 86.4583 | 0 | 0 | 0 | 0 | 0 | 0 | 0.024384 | -0.016024
1996 | 86.4688 | 0 | 0 | 0 | 0 | 0 | 0 | 0.048768 | 0.06009
1996 | 86.4792 | 0 | 0 | 0 | 0 | 0 | 0 | 0.044704 | 0.028042
1996 | 86.4896 | 0 | 0 | 0 | 0 | 0 | 0 | 0.048768 | 0.064096
1996 | 86.5 | 0 | 0 | 0 | 0 | 0 | 0 | 0.052832 | 0.04006
1996 | 86.5104 | 0 | 0 | 0 | 0 | 0 | 0 | 0.077216 | 0.06009
1996 | 86.5208 | 0 | 0 | 0 | 0 | 0 | 0 | 0.06096 | 0.024036
1996 | 86.5313 | 0 | 0 | 0 | 0 | 0 | 0 | 0.073152 | 0.052078
1996 | 86.5417 | 0 | 0 | 0 | 0 | 0 | 0 | 0.089408 | 0.10015
1996 | 86.5521 | 0 | 0 | 0 | 0 | 0 | 0 | 0.073152 | 0.10015
1996 | 86.5625 | 0 | 0 | 0 | 0 | 0 | 0 | 0.089408 | 0.076114
1996 | 86.5729 | 0 | 0 | 0 | 0 | 0 | 0 | 0.077216 | 0.048072
1996 | 86.5833 | 0 | 0 | 0 | 0 | 0 | 0 | 0.10566 | 0.088132
1996 | 86.5938 | 0 | 0 | 0 | 0 | 0 | 0 | 0.065024 | 0.072108
1996 | 86.6042 | 0 | 0 | 0 | 0 | 0 | 0 | 0.097536 | 0.076114
1996 | 86.6146 | 0 | 0 | 0 | 0 | 0 | 0 | 0.08128 | 0.032048
1996 | 86.625 | 0 | 0 | 0 | 0 | 0 | 0 | 0.089408 | 0.096144
1996 | 86.6354 | 0 | 0 | 0 | 0 | 0 | 0 | 0.06096 | 0.068102
1996 | 86.6458 | 0 | 0 | 0 | 0 | 0 | 0 | 0.077216 | 0.06009
1996 | 86.6563 | 0 | 0 | 0 | 0 | 0 | 0 | 0.08128 | 0.10816
1996 | 86.6667 | 0 | 0 | 0 | 0 | 0 | 0 | 0.069088 | 0.06009
1996 | 86.6771 | 0 | 0 | 0 | 0 | 0 | 0 | 0.048768 | 0.04006
1996 | 86.6875 | 0 | 0 | 0 | 0 | 0 | 0 | 0.08128 | 0.052078
1996 | 86.6979 | 0 | 0 | 0 | 0 | 0 | 0 | 0.056896 | 0.072108
1996 | 86.7083 | 0 | 0 | 0 | 0 | 0 | 0 | 0.04064 | 0.052078
1996 | 86.7188 | 0 | 0 | 0 | 0 | 0 | 0 | 0.044704 | 0.052078
1996 | 86.7292 | 0 | 0 | 0 | 0 | 0 | 0 | 0.056896 | 0.04006
1996 | 86.7396 | 0 | 0 | 0 | 0 | 0 | 0 | 0.036576 | 0.036054
1996 | 86.75 | 0 | 0 | 0 | 0 | 0 | 0 | 0.044704 | 0.096144
1996 | 86.7604 | 0 | 0 | 0 | 0 | 0 | 0 | 0.028448 | 0.016024
1996 | 86.7708 | 0 | 0 | 0 | 0 | 0 | 0 | 0.036576 | 0.016024
1996 | 86.7813 | 0 | 0 | 0 | 0 | 0 | 0 | 0.024384 | 0.016024
1996 | 86.7917 | 0 | 0 | 0 | 0 | 0 | 0 | 0.02032 | 0.064096
1996 | 86.8021 | 0 | 0 | 0 | 0 | 0 | 0 | 0.032512 | -0.016024
1996 | 86.8125 | 0 | 0 | 0 | 0 | 0 | 0 | 0.016256 | 0.036054
1996 | 86.8229 | 0 | 0 | 0 | 0 | 0 | 0 | 0.012192 | 0.092138
1996 | 86.8333 | 0 | 0 | 0 | 0 | 0 | 0 | 0.006096 | -0.048072
1996 | 86.8438 | 0 | 0 | 0 | 0 | 0 | 0 | 0.013411 | 0.02003
1996 | 86.8542 | 0 | 0 | 0 | 0 | 0 | 0 | 0.010566 | 0.028042
1996 | 86.8646 | 0 | 0 | 0 | 0 | 0 | 0 | 0.014224 | 0.048072
1996 | 86.875 | 0 | 0 | 0 | 0 | 0 | 0 | 0.01585 | -0.004006
1996 | 86.8854 | 0 | 0 | 0 | 0 | 0 | 0 | 0.004064 | -0.012018
1996 | 86.8958 | 0 | 0 | 0 | 0 | 0 | 0 | 0.01016 | 0.044066
1996 | 86.9063 | 0 | 0 | 0 | 0 | 0 | 0 | 0.0077216 | -7.1054e-15
1996 | 86.9167 | 0 | 0 | 0 | 0 | 0 | 0 | 0.0085344 | 0.012018
1996 | 86.9271 | 0 | 0 | 0 | 0 | 0 | 0 | 0.013818 | 0.036054
1996 | 86.9375 | 0 | 0 | 0 | 0 | 0 | 0 | 0.0048768 | -0.028042
1996 | 86.9479 | 0 | 0 | 0 | 0 | 0 | 0 | 0.016662 | 0.02003
1996 | 86.9583 | 0 | 0 | 0 | 0 | 0 | 0 | -0.004064 | -0.008012
1996 | 86.9688 | 0 | 0 | 0 | 0 | 0 | 0 | 0.0044704 | 0.012018
1996 | 86.9792 | 0 | 0 | 0 | 0 | 0 | 0 | -0.0028448 | -0.004006
1996 | 86.9896 | 0 | 0 | 0 | 0 | 0 | 0 | 0.023571 | 0.06009
1996 | 87 | 0 | 0 | 0 | 0 | 0 | 0 | 0.013005 | -0.02003
1996 | 87.0104 | 0 | 0 | 0 | 0 | 0 | 0 | 0.0089408 | 0.032048
1996 | 87.0208 | 0 | 0 | 0 | 0 | 0 | 0 | 0.0044704 | -0.004006
1996 | 87.0313 | 0 | 0 | 0 | 0 | 0 | 0 | 0.006096 | -0.008012
1996 | 87.0417 | 0 | 0 | 0 | 0 | 0 | 0 | 0.010973 | 0.012018
1996 | 87.0521 | 0 | 0 | 0 | 0 | 0 | 0 | -0.004064 | -0.028042
1996 | 87.0625 | 0 | 0 | 0 | 0 | 0 | 0 | 0.0093472 | 0.036054
1996 | 87.0729 | 0 | 0 | 0 | 0 | 0 | 0 | -0.0028448 | 0
1996 | 87.0833 | 0 | 0 | 0 | 0 | 0 | 0 | 0.0044704 | 0.016024
1996 | 87.0938 | 0 | 0.024036 | 0 | 0 | 0 | 0 | 0.004064 | 0.028042
1996 | 87.1042 | 0 | 0 | 0 | 0 | 0 | 0 | 0.0085344 | 0.016024
1996 | 87.1146 | 0 | 0 | 0 | 0 | 0 | 0 | 0.0012192 | 7.1054e-15
1996 | 87.125 | 0 | 0 | 0 | 0 | 0 | 0 | -0.0004064 | -0.008012
1996 | 87.1354 | 0 | 0 | 0 | 0 | 0 | 0 | 0.0065024 | 0.004006
1996 | 87.1458 | 0 | 0 | 0 | 0 | 0 | 0 | 0.0048768 | 0
1996 | 87.1563 | 0 | 0 | 0 | 0 | 0 | 0 | 0.0032512 | 0.02003
1996 | 87.1667 | 0 | 0 | 0 | 0 | 0 | 0 | 0.0056896 | 0.004006
1996 | 87.1771 | 0 | 0 | 0 | 0 | 0 | 0 | -0.0032512 | -0.012018
1996 | 87.1875 | 0 | 0 | 0 | 0 | 0 | 0 | -0.0008128 | -0.004006
1996 | 87.1979 | 0 | 0 | 0 | 0 | 0 | 0 | 0.010973 | 0.008012
1996 | 87.2083 | 0 | 0 | 0 | 0 | 0 | 0 | 0.006096 | 0.036054
1996 | 87.2188 | 0 | 0 | 0 | 0 | 0 | 0 | 0.0028448 | -0.016024
1996 | 87.2292 | 0 | 0 | 0 | 0 | 0 | 0 | 0.0012192 | 0
1996 | 87.2396 | 0 | 0 | 0 | 0 | 0 | 0 | -0.0048768 | -0.004006
1996 | 87.25 | 0 | 0 | 0 | 0 | 0 | 0 | 0.01016 | 0.032048
1996 | 87.2604 | 0 | 0.024036 | 0 | 0 | 0 | 0 | 0.008128 | 0.008012
1996 | 87.2708 | 0 | 0 | 0 | 0 | 0 | 0 | 0.0073152 | 0.024036
1996 | 87.2813 | 0 | 0.024036 | 0 | 0 | 0 | 0 | 0.006096 | 0.02003
1996 | 87.2917 | 0 | 0 | 0 | 0 | 0 | 0 | 0.0044704 | 0
1996 | 87.3021 | 0 | 0 | 0 | 0 | 0 | 0 | -0.0012192 | 0.012018
1996 | 87.3125 | 0 | 0 | 0 | 0 | 0 | 0 | 0.0044704 | 0.016024
1996 | 87.3229 | 0 | 0 | 0 | 0 | 0 | 0 | -0.01463 | 0.032048
1996 | 87.3333 | 0 | 0 | 0 | 0.072108 | 0 | 0 | -0.0073152 | -0.008012
1996 | 87.3438 | 0 | 0 | 0 | 0 | 0 | 0 | -0.014224 | 0.032048
1996 | 87.3542 | 0 | 0 | 0 | 0 | 0 | 0 | -0.010566 | -0.04006
1996 | 87.3646 | 0 | 0.048072 | 0 | 0 | 0 | 0 | 0.0089408 | 0.028042
1996 | 87.375 | 0 | 0 | 0 | 0 | 0 | 0 | 0.025197 | 0.04006
1996 | 87.3854 | 0 | 0 | 0 | 0 | 0 | 0 | 0.0056896 | -0.012018
1996 | 87.3958 | 0 | 0 | 0 | 0 | 0 | 0 | 0.016662 | 0.008012
1996 | 87.4063 | 0 | 0 | 0 | 0 | 0 | 0 | 0.018694 | 0.004006
1996 | 87.4167 | 0 | 0.064096 | 0 | 0 | 0 | 0 | 0.012598 | 0.012018
1996 | 87.4271 | 0 | 0 | 0 | 0 | 0 | 0 | 0.011786 | 0.036054
1996 | 87.4375 | 0 | 0 | 0 | 0 | 0 | 0 | 0.029667 | -0.004006
1996 | 87.4479 | 0 | 0.056084 | 0 | 0 | 0 | 0 | 0.036982 | 0.036054
1996 | 87.4583 | 0 | 0 | 0 | 0 | 0 | 0 | 0.052426 | 0.036054
1996 | 87.4688 | 0 | 0 | 0 | 0 | 0 | 0 | 0.05527 | 0.064096
1996 | 87.4792 | 0 | 0 | 0 | 0 | 0 | 0 | 0.062992 | 0.052078
1996 | 87.4896 | 0 | 0 | 0 | 0 | 0 | 0 | 0.068682 | 0.044066
1996 | 87.5 | 0 | 0 | 0 | 0 | 0 | 0 | 0.088595 | 0.032048
1996 | 87.5104 | 0 | 0 | 0 | 0 | 0 | 0 | 0.078029 | 0.052078
1996 | 87.5208 | 0 | 0 | 0 | 0 | 0 | 0 | 0.088189 | 0.10816
1996 | 87.5313 | 0 | 0 | 0 | 0 | 0 | 0 | 0.082499 | 0.10416
1996 | 87.5417 | 0 | 0 | 0 | 0 | 0 | 0 | 0.11176 | 0.024036
1996 | 87.5521 | 0 | 0 | 0 | 0 | 0 | 0 | 0.084938 | 0.14822
1996 | 87.5625 | 0 | 0 | 0 | 0 | 0 | 0 | 0.12111 | 0.088132
1996 | 87.5729 | 0 | 0 | 0 | 0 | 0 | 0 | 0.093472 | 0.072108
1996 | 87.5833 | 0 | 0 | 0 | 0 | 0 | 0 | 0.11135 | 0.11617
1996 | 87.5938 | 0 | 0 | 0 | 0 | 0 | 0 | 0.089814 | 0.044066
1996 | 87.6042 | 0 | 0 | 0 | 0 | 0 | 0 | 0.11948 | 0.092138
1996 | 87.6146 | 0 | 0 | 0 | 0 | 0 | 0 | 0.08575 | 0.11217
1996 | 87.625 | 0 | 0 | 0 | 0 | 0 | 0 | 0.095098 | 0.064096
1996 | 87.6354 | 0 | 0 | 0 | 0 | 0 | 0 | 0.11013 | 0.10816
1996 | 87.6458 | 0 | 0 | 0 | 0 | 0 | 0 | 0.065837 | 0.04006
1996 | 87.6563 | 0 | 0 | 0 | 0 | 0 | 0 | 0.10282 | 0.10015
1996 | 87.6667 | 0 | 0 | 0 | 0 | 0 | 0 | 0.083718 | 0.088132
1996 | 87.6771 | 0 | 0 | 0 | 0 | 0 | 0 | 0.070714 | 0.10416
1996 | 87.6875 | 0 | 0 | 0 | 0 | 0 | 0 | 0.057302 | 0.044066
1996 | 87.6979 | 0 | 0 | 0 | 0 | 0 | 0 | 0.077216 | 0.072108
1996 | 87.7083 | 0 | 0.04006 | 0 | 0 | 0 | 0 | 0.045923 | 0.06009
1996 | 87.7188 | 0 | 0 | 0 | 0 | 0 | 0 | 0.058928 | 0.084126
1996 | 87.7292 | 0 | 0 | 0 | 0 | 0 | 0 | 0.0508 | 0.06009
1996 | 87.7396 | 0 | 0 | 0 | 0 | 0 | 0 | 0.049987 | 0.06009
1996 | 87.75 | 0 | 0 | 0 | 0 | 0 | 0 | 0.028448 | 0.012018
1996 | 87.7604 | 0 | 0 | 0 | 0 | 0 | 0 | 0.049581 | 0.048072
1996 | 87.7708 | 0 | 0 | 0 | 0 | 0 | 0 | 0.018288 | 0.06009
1996 | 87.7813 | 0 | 0 | 0 | 0 | 0 | 0 | 0.037795 | 0.016024
1996 | 87.7917 | 0 | 0 | 0 | 0 | 0 | 0 | 0.016256 | 0.024036
1996 | 87.8021 | 0 | 0 | 0 | 0 | 0 | 0 | 0.010973 | 0.032048
1996 | 87.8125 | 0 | 0 | 0 | 0 | 0 | 0 | 0.016662 | -0.008012
1996 | 87.8229 | 0 | 0 | 0 | 0 | 0 | 0 | 0.0089408 | 0.044066
1996 | 87.8333 | 0 | 0 | 0 | 0 | 0 | 0 | 0.01016 | 7.1054e-15
1996 | 87.8438 | 0 | 0 | 0 | 0 | 0 | 0 | 0.006096 | 0.012018
1996 | 87.8542 | 0 | 0 | 0 | 0 | 0 | 0 | 0.0036576 | 0.008012
1996 | 87.8646 | 0 | 0 | 0 | 0 | 0 | 0 | 0.004064 | 0.032048
1996 | 87.875 | 0 | 0 | 0 | 0 | 0 | 0 | 0.0052832 | -0.004006
1996 | 87.8854 | 0 | 0 | 0 | 0 | 0 | 0 | 0.006096 | 0.004006
1996 | 87.8958 | 0 | 0 | 0 | 0 | 0 | 0 | 0.0012192 | -0.012018
1996 | 87.9063 | 0 | 0 | 0 | 0 | 0 | 0 | 0.01016 | 0.028042
1996 | 87.9167 | 0 | 0 | 0 | 0 | 0 | 0 | 0.002032 | 0.024036
1996 | 87.9271 | 0 | 0 | 0 | 0 | 0 | 0 | 0.0052832 | 0.008012
1996 | 87.9375 | 0 | 0 | 0 | 0 | 0 | 0 | 0 | -0.02003
1996 | 87.9479 | 0 | 0 | 0 | 0 | 0 | 0 | 0.006096 | 0.004006
1996 | 87.9583 | 0 | 0 | 0 | 0 | 0 | 0 | 0.002032 | -0.004006
1996 | 87.9688 | 0 | 0 | 0 | 0 | 0 | 0 | -0.0016256 | 0.012018
1996 | 87.9792 | 0 | 0 | 0 | 0 | 0 | 0 | -0.0032512 | -0.012018
1996 | 87.9896 | 0 | 0 | 0 | 0 | 0 | 0 | 0.0024384 | 0.036054
1996 | 88 | 0 | 0 | 0 | 0 | 0 | 0 | -0.0024384 | -0.028042
1996 | 88.0104 | 0 | 0 | 0 | 0 | 0 | 0 | 0.002032 | 0
1996 | 88.0208 | 0 | 0 | 0 | 0 | 0 | 0 | -0.0012192 | -0.008012
1996 | 88.0313 | 0 | 0 | 0 | 0 | 0 | 0 | -0.002032 | 0.024036
1996 | 88.0417 | 0 | 0.032048 | 0 | 0 | 0 | 0 | -0.0052832 | 0.004006
1996 | 88.0521 | 0 | 0 | 0 | 0 | 0 | 0 | 0.0044704 | -0.008012
1996 | 88.0625 | 0 | 0 | 0 | 0 | 0 | 0 | -0.004064 | 0.016024
1996 | 88.0729 | 0 | 0.032048 | 0 | 0 | 0 | 0 | -0.0077216 | 0.012018
1996 | 88.0833 | 0 | 0 | 0 | 0 | 0 | 0 | 0.0008128 | 0.008012
1996 | 88.0938 | 0 | 0 | 0 | 0 | 0 | 0 | -0.0073152 | 0.008012
1996 | 88.1042 | 0 | 0 | 0 | 0 | 0 | 0 | -0.0077216 | -0.008012
1996 | 88.1146 | 0 | 0 | 0 | 0 | 0 | 0 | -0.013818 | -0.016024
1996 | 88.125 | 0 | 0 | 0 | 0 | 0 | 0 | -0.0016256 | 0.024036
1996 | 88.1354 | 0 | 0.032048 | 0 | 0 | 0 | 0 | -0.0077216 | -0.004006
1996 | 88.1458 | 0 | 0 | 0 | 0 | 0 | 0 | -0.0004064 | 0.02003
1996 | 88.1563 | 0 | 0 | 0 | 0 | 0 | 0 | -0.0008128 | -0.016024
1996 | 88.1667 | 0 | 0.04006 | 0 | 0 | 0 | 0 | -0.0097536 | 0.024036
1996 | 88.1771 | 0 | 0 | 0 | 0 | 0 | 0 | -0.013411 | -0.008012
1996 | 88.1875 | 0 | 0 | 0 | 0 | 0 | 0 | -0.0073152 | 0
1996 | 88.1979 | 0 | 0 | 0 | 0 | 0 | 0 | -0.0056896 | -0.012018
1996 | 88.2083 | 0 | 0 | 0 | 0 | 0 | 0 | -0.0044704 | 0.012018
1996 | 88.2188 | 0 | 0 | 0 | 0 | 0 | 0 | -0.010973 | -0.016024
1996 | 88.2292 | 0 | 0 | 0 | 0 | 0 | 0 | 0.0016256 | -0.004006
1996 | 88.2396 | 0 | 0 | 0 | 0 | 0 | 0 | -0.0032512 | 0.028042
1996 | 88.25 | 0 | 0.024036 | 0 | 0 | 0 | 0 | -0.0028448 | 0.008012
1996 | 88.2604 | 0 | 0 | 0 | 0 | 0 | 0 | -0.0065024 | -0.024036
1996 | 88.2708 | 0 | 0 | 0 | 0 | 0 | 0 | -0.0044704 | -0.004006
1996 | 88.2813 | 0 | 0 | 0 | 0 | 0 | 0 | -0.0044704 | 0.004006
1996 | 88.2917 | 0 | 0 | 0 | 0 | 0 | 0 | -0.0004064 | -0.052078
1996 | 88.3021 | 0 | 0 | 0 | 0 | 0 | 0 | -0.011786 | 0.06009
1996 | 88.3125 | 0 | 0 | 0 | 0 | 0 | 0 | -0.0093472 | -0.032048
1996 | 88.3229 | 0 | 0 | 0 | 0 | 0 | 0 | 0.011786 | 0.028042
1996 | 88.3333 | 0 | 0 | 0 | 0 | 0 | 0 | 0.0065024 | 0.012018
1996 | 88.3438 | 0 | 0 | 0 | 0 | 0 | 0 | -0.0004064 | 0.028042
1996 | 88.3542 | 0 | 0.056084 | 0 | 0 | 0 | 0 | 0.0044704 | -0.016024
1996 | 88.3646 | 0 | 0 | 0 | 0 | 0 | 0 | 0.021133 | 0.064096
1996 | 88.375 | 0 | 0 | 0 | 0 | 0 | 0 | 0.0073152 | -0.04006
1996 | 88.3854 | 0 | 0 | 0 | 0 | 0 | 0 | 0.026822 | 0.092138
1996 | 88.3958 | 0 | 0 | 0 | 0 | 0 | 0 | 0.04064 | 0.008012
1996 | 88.4063 | 0 | 0.04006 | 0 | 0 | 0 | 0 | 0.059334 | 0.032048
1996 | 88.4167 | 0 | 0 | 0 | 0 | 0 | 0 | 0.03048 | 0.024036
1996 | 88.4271 | 0 | 0 | 0 | 0 | 0 | 0 | 0.0508 | 0.10416
1996 | 88.4375 | 0 | 0 | 0 | 0 | 0 | 0 | 0.068682 | -0.008012
1996 | 88.4479 | 0 | 0 | 0 | 0 | 0 | 0 | 0.058115 | -0.02003
1996 | 88.4583 | 0 | 0 | 0 | 0 | 0 | 0 | 0.055677 | 0.052078
1996 | 88.4688 | 0 | 0 | 0 | 0 | 0 | 0 | 0.10323 | 0.04006
1996 | 88.4792 | 0 | 0 | 0 | 0 | 0 | 0 | 0.10363 | 0.084126
1996 | 88.4896 | 0 | 0 | 0 | 0 | 0 | 0 | 0.081686 | 0.088132
1996 | 88.5 | 0 | 0 | 0 | 0 | 0 | 0 | 0.096723 | 0.076114
1996 | 88.5104 | 0 | 0 | 0 | 0 | 0 | 0 | 0.11013 | 0.072108
1996 | 88.5208 | 0 | 0 | 0 | 0 | 0 | 0 | 0.11257 | 0.096144
1996 | 88.5313 | 0 | 0 | 0 | 0 | 0 | 0 | 0.14346 | 0.11217
1996 | 88.5417 | 0 | 0 | 0 | 0 | 0 | 0 | 0.11582 | 0.10416
1996 | 88.5521 | 0 | 0 | 0 | 0 | 0 | 0 | 0.13858 | 0.096144
1996 | 88.5625 | 0 | 0 | 0 | 0 | 0 | 0 | 0.14265 | 0.11217
1996 | 88.5729 | 0 | 0 | 0 | 0 | 0 | 0 | 0.12802 | 0.092138
1996 | 88.5833 | 0 | 0 | 0 | 0 | 0 | 0 | 0.14427 | 0.12419
1996 | 88.5938 | 0 | 0 | 0 | 0 | 0 | 0 | 0.13045 | 0.096144
1996 | 88.6042 | 0 | 0 | 0 | 0 | 0 | 0 | 0.11501 | 0.092138
1996 | 88.6146 | 0 | 0 | 0 | 0 | 0 | 0 | 0.15768 | 0.10295
1996 | 88.625 | 0 | 0 | 0 | 0 | 0 | 0 | 0.13005 | 0.11217
1996 | 88.6354 | 0 | 0 | 0 | 0 | 0 | 0 | 0.13533 | 0.10976
1996 | 88.6458 | 0 | 0 | 0 | 0 | 0 | 0 | 0.10119 | 0.14141
1996 | 88.6563 | 0 | 0 | 0 | 0 | 0 | 0 | 0.11623 | 0.051277
1996 | 88.6667 | 0 | 0 | 0 | 0 | 0 | 0 | 0.11054 | 0.10496
1996 | 88.6771 | 0 | 0 | 0 | 0 | 0 | 0 | 0.12883 | 0.11057
1996 | 88.6875 | 0 | 0 | 0 | 0 | 0 | 0 | 0.090627 | 0.133
1996 | 88.6979 | 0 | 0 | 0 | 0 | 0 | 0 | 0.091846 | 0.065298
1996 | 88.7083 | 0 | 0 | 0 | 0 | 0 | 0 | 0.07559 | 0.055283
1996 | 88.7188 | 0 | 0 | 0 | 0 | 0 | 0 | 0.080874 | 0.062494
1996 | 88.7292 | 0 | 0 | 0 | 0 | 0 | 0 | 0.06665 | 0.088533
1996 | 88.7396 | 0 | 0 | 0 | 0 | 0 | 0 | 0.074778 | 0.11377
1996 | 88.75 | 0 | 0 | 0 | 0 | 0 | 0 | 0.093066 | 0.056485
1996 | 88.7604 | 0 | 0 | 0 | 0 | 0 | 0 | 0.050394 | 0.05368
1996 | 88.7708 | 0 | 0 | 0 | 0 | 0 | 0 | 0.078842 | 0.072909
1996 | 88.7813 | 0 | 0 | 0 | 0 | 0 | 0 | 0.004064 | 0.029244
1996 | 88.7917 | 0 | 0 | 0 | 0 | 0 | 0 | 0.076403 | 0.054081
1996 | 88.8021 | 0 | 0 | 0 | 0 | 0 | 0 | 0.035763 | 0.031247
1996 | 88.8125 | 0 | 0 | 0 | 0 | 0 | 0 | 0.038202 | 0.039659
1996 | 88.8229 | 0 | 0 | 0 | 0 | 0 | 0 | 0.034138 | 0.032849
1996 | 88.8333 | 0 | 0 | 0 | 0 | 0 | 0 | 0.010566 | 0.011217
1996 | 88.8438 | 0 | 0 | 0 | 0 | 0 | 0 | 0.02479 | 0.061292
1996 | 88.8542 | 0 | 0 | 0 | 0 | 0 | 0 | 0.02479 | -0.014422
1996 | 88.8646 | 0 | 0 | 0 | 0 | 0 | 0 | 0.0093472 | 0.029244
1996 | 88.875 | 0 | 0 | 0 | 0 | 0 | 0 | 0.021133 | 0.022434
1996 | 88.8854 | 0 | 0 | 0 | 0 | 0 | 0 | 0.017475 | 0.017626
1996 | 88.8958 | 0 | 0 | 0 | 0 | 0 | 0 | 0.014224 | 0.028042
1996 | 88.9063 | 0 | 0 | 0 | 0 | 0 | 0 | 0.012598 | 0.023235
1996 | 88.9167 | 0 | 0 | 0 | 0 | 0 | 0 | 0.01463 | 0.0076114
1996 | 88.9271 | 0 | 0 | 0 | 0 | 0 | 0 | 0.011379 | 0.0028042
1996 | 88.9375 | 0 | 0 | 0 | 0 | 0 | 0 | 0.017069 | 0.024036
1996 | 88.9479 | 0 | 0 | 0 | 0 | 0 | 0 | 0.0052832 | -0.0088132
1996 | 88.9583 | 0 | 0 | 0 | 0 | 0 | 0 | 0.01016 | 0.016425
1996 | 88.9688 | 0 | 0 | 0 | 0 | 0 | 0 | 0.0093472 | 0.025238
1996 | 88.9792 | 0 | 0 | 0 | 0 | 0 | 0 | -0.0012192 | 0.017226
1996 | 88.9896 | 0 | 0 | 0 | 0 | 0 | 0 | 0.006096 | -0.036855
1996 | 89 | 0 | 0 | 0 | 0 | 0 | 0 | 0.004064 | 0.032048
1996 | 89.0104 | 0 | 0 | 0 | 0 | 0 | 0 | 0.021539 | -0.0004006
1996 | 89.0208 | 0 | 0 | 0 | 0 | 0 | 0 | 0.0036576 | -0.008012
1996 | 89.0313 | 0 | 0 | 0 | 0 | 0 | 0 | 0.0024384 | 0.025238
1996 | 89.0417 | 0 | 0 | 0 | 0 | 0 | 0 | 0.0012192 | -0.006009
1996 | 89.0521 | 0 | 0 | 0 | 0 | 0 | 0 | -0.002032 | 0.008012
1996 | 89.0625 | 0 | 0 | 0 | 0 | 0 | 0 | 0.0012192 | -0.0092138
1996 | 89.0729 | 0 | 0 | 0 | 0 | 0 | 0 | 0.0052832 | 0.012819
1996 | 89.0833 | 0 | 0 | 0 | 0 | 0 | 0 | 0.004064 | -0.0036054
1996 | 89.0938 | 0 | 0 | 0 | 0 | 0 | 0 | 0.0065024 | 0.0044066
1996 | 89.1042 | 0 | 0 | 0 | 0 | 0 | 0 | 0.0028448 | 0.010416
1996 | 89.1146 | 0 | 0 | 0 | 0 | 0 | 0 | 0.002032 | 0.0032048
1996 | 89.125 | 0 | 0 | 0 | 0 | 0 | 0 | -0.0008128 | -0.0084126
1996 | 89.1354 | 0 | 0 | 0 | 0 | 0 | 0 | 0.004064 | 0.0032048
1996 | 89.1458 | 0 | 0 | 0 | 0 | 0 | 0 | 0.0004064 | 0.0028042
1996 | 89.1563 | 0 | 0 | 0 | 0 | 0 | 0 | 0 | 0.0064096
1996 | 89.1667 | 0 | 0 | 0 | 0 | 0 | 0 | -0.0008128 | -0.0008012
1996 | 89.1771 | 0 | 0 | 0 | 0 | 0 | 0 | 0.0012192 | 0.004006
1996 | 89.1875 | 0 | 0 | 0 | 0 | 0 | 0 | 0.0024384 | -0.0024036
1996 | 89.1979 | 0 | 0 | 0 | 0 | 0 | 0 | 0.0004064 | -0.004006
1996 | 89.2083 | 0 | 0 | 0 | 0 | 0 | 0 | -0.0016256 | 0.0036054
1996 | 89.2188 | 0 | 0 | 0 | 0 | 0 | 0 | 0.0016256 | 0.0016024
1996 | 89.2292 | 0 | 0 | 0 | 0 | 0 | 0 | 0.002032 | -0.0024036
1996 | 89.2396 | 0 | 0 | 0 | 0 | 0 | 0 | 0.0032512 | -0.0048072
1996 | 89.25 | 0 | 0 | 0 | 0 | 0 | 0 | 0.004064 | 0.012018
1996 | 89.2604 | 0 | 0 | 0 | 0 | 0 | 0 | 0.006096 | 0.0044066
1996 | 89.2708 | 0 | 0 | 0 | 0 | 0 | 0 | 0.0008128 | -0.0004006
1996 | 89.2813 | 0 | 0 | 0 | 0 | 0 | 0 | 0.0032512 | 0
1996 | 89.2917 | 0 | 0 | 0 | 0 | 0 | 0 | 0.0032512 | -0.0048072
1996 | 89.3021 | 0 | 0 | 0 | 0 | 0 | 0 | 0.0024384 | 0.0048072
1996 | 89.3125 | 0 | 0 | 0 | 0 | 0 | 0 | 0.0016256 | 0.01322
1996 | 89.3229 | 0 | 0 | 0 | 0 | 0 | 0 | 0.020726 | -0.002003
1996 | 89.3333 | 0 | 0 | 0 | 0 | 0 | 0 | 0.012192 | 0.008012
1996 | 89.3438 | 0 | 0 | 0 | 0 | 0 | 0 | 0.023978 | 0.0012018
1996 | 89.3542 | 0 | 0 | 0 | 0 | 0 | 0 | 0.014224 | 0.0028042
1996 | 89.3646 | 0 | 0 | 0 | 0 | 0 | 0 | 0.046736 | 0.01322
1996 | 89.375 | 0 | 0 | 0 | 0 | 0 | 0 | 0.028854 | 0.042864
1996 | 89.3854 | 0 | 0 | 0 | 0 | 0 | 0 | 0.04633 | 0.010816
1996 | 89.3958 | 0 | 0 | 0 | 0 | 0 | 0 | 0.050394 | 0.029244
1996 | 89.4063 | 0 | 0 | 0 | 0 | 0 | 0 | 0.064618 | 0.03325
1996 | 89.4167 | 0 | 0 | 0 | 0 | 0 | 0 | 0.065837 | 0.014422
1996 | 89.4271 | 0 | 0 | 0 | 0 | 0 | 0 | 0.099568 | 0.032849
1996 | 89.4375 | 0 | 0 | 0 | 0 | 0 | 0 | 0.099974 | 0.072108
1996 | 89.4479 | 0 | 0 | 0 | 0 | 0 | 0 | 0.12273 | 0.076515
1996 | 89.4583 | 0 | 0 | 0 | 0 | 0 | 0 | 0.11826 | 0.095343
1996 | 89.4688 | 0 | 0 | 0 | 0 | 0 | 0 | 0.099974 | 0.082123
1996 | 89.4792 | 0 | 0 | 0 | 0 | 0 | 0 | 0.1459 | 0.092939
1996 | 89.4896 | 0 | 0 | 0 | 0 | 0 | 0 | 0.13899 | 0.12419
1996 | 89.5 | 0 | 0 | 0 | 0 | 0 | 0 | 0.08697 | 0.091337
1996 | 89.5104 | 0 | 0 | 0 | 0 | 0 | 0 | 0.165 | 0.061292
1996 | 89.5208 | 0 | 0 | 0 | 0 | 0 | 0 | 0.12029 | 0.15263
1996 | 89.5313 | 0 | 0 | 0 | 0 | 0 | 0 | 0.1585 | 0.11377
1996 | 89.5417 | 0 | 0 | 0 | 0 | 0 | 0 | 0.11542 | 0.14702
1996 | 89.5521 | 0 | 0 | 0 | 0 | 0 | 0 | 0.13249 | 0.064897
1996 | 89.5625 | 0 | 0 | 0 | 0 | 0 | 0 | 0.13533 | 0.12178
1996 | 89.5729 | 0 | 0 | 0 | 0 | 0 | 0 | 0.16947 | 0.099349
1996 | 89.5833 | 0 | 0 | 0 | 0 | 0 | 0 | 0.16703 | 0.16064
1996 | 89.5938 | 0 | 0 | 0 | 0 | 0 | 0 | 0.15403 | 0.08653
1996 | 89.6042 | 0 | 0 | 0 | 0 | 0 | 0 | 0.13818 | 0.11337
1996 | 89.6146 | 0 | 0 | 0 | 0 | 0 | 0 | 0.13492 | 0.11537
1996 | 89.625 | 0 | 0 | 0 | 0 | 0 | 0 | 0.1333 | 0.097746
1996 | 89.6354 | 0 | 0 | 0 | 0 | 0 | 0 | 0.09591 | 0.042864
1996 | 89.6458 | 0 | 0 | 0 | 0 | 0 | 0 | 0.16297 | 0.15503
1996 | 89.6563 | 0 | 0 | 0 | 0 | 0 | 0 | 0.11298 | 0.15623
1996 | 89.6667 | 0 | 0 | 0 | 0 | 0 | 0 | 0.13492 | 0.05328
1996 | 89.6771 | 0 | 0 | 0 | 0 | 0 | 0 | 0.11989 | 0.12579
1996 | 89.6875 | 0 | 0 | 0 | 0 | 0 | 0 | 0.066243 | 0.076915
1996 | 89.6979 | 0 | 0 | 0 | 0 | 0 | 0 | 0.14102 | 0.14382
1996 | 89.7083 | 0 | 0 | 0 | 0 | 0 | 0 | 0.10079 | 0.088933
1996 | 89.7188 | 0 | 0 | 0 | 0 | 0 | 0 | 0.084125 | 0.078518
1996 | 89.7292 | 0 | 0 | 0 | 0 | 0 | 0 | 0.067056 | 0.042864
1996 | 89.7396 | 0 | 0 | 0 | 0 | 0 | 0 | 0.10404 | 0.11377
1996 | 89.75 | 0 | 0 | 0 | 0 | 0 | 0 | 0.10607 | 0.10496
1996 | 89.7604 | 0 | 0 | 0 | 0 | 0 | 0 | 0.051613 | 0.034051
1996 | 89.7708 | 0 | 0 | 0 | 0 | 0 | 0 | 0.04064 | 0.050876
1996 | 89.7813 | 0 | 0 | 0 | 0 | 0 | 0 | 0.030886 | 0.036455
1996 | 89.7917 | 0.050394 | 0 | 0 | 0 | 0 | 0 | 0.01585 | -0.0076114
1996 | 89.8021 | 0 | 0 | 0 | 0 | 0 | 0 | 0.075184 | 0.028843
1996 | 89.8125 | 0 | 0 | 0 | 0 | 0 | 0 | 0.073152 | 0.10055
1996 | 89.8229 | 0 | 0 | 0 | 0 | 0 | 0 | 0.031293 | 0.04687
1996 | 89.8333 | 0.042266 | 0.04647 | 0 | 0 | 0 | 0 | 0.0077216 | 0.039659
1996 | 89.8438 | 0.037389 | 0.02003 | 0 | 0 | 0 | 0 | 0.0036576 | -0.032048
1996 | 89.8542 | 0 | 0 | 0 | 0 | 0 | 0 | 0.032918 | 0.010816
1996 | 89.8646 | 0 | 0 | 0 | 0 | 0 | 0 | 0.034544 | 0.016024
1996 | 89.875 | 0 | 0 | 0 | 0 | 0 | 0 | 0.0073152 | 0.026039
1996 | 89.8854 | 0 | 0 | 0 | 0 | 0 | 0 | 0.0004064 | 0.0028042
1996 | 89.8958 | 0 | 0 | 0 | 0 | 0 | 0 | 0.052832 | 0.038458
1996 | 89.9063 | 0 | 0 | 0.097536 | 0 | 0 | 0 | -0.02032 | -0.02684
1996 | 89.9167 | 0 | 0 | 0 | 0 | 0 | 0 | 0.14427 | 0.1326
1996 | 89.9271 | 0 | 0 | 0 | 0 | 0 | 0 | 0.072339 | 0.02003
1996 | 89.9375 | 0 | 0 | 0 | 0 | 0 | 0 | 0.027635 | 0.038057
1996 | 89.9479 | 0 | 0 | 0 | 0 | 0 | 0 | 0.031699 | 0.022434
1996 | 89.9583 | 0 | 0 | 0 | 0 | 0 | 0 | 0.018288 | 0.0092138
1996 | 89.9688 | 0 | 0 | 0 | 0 | 0 | 0 | 0.0056896 | 0.010416
1996 | 89.9792 | 0 | 0 | 0 | 0 | 0 | 0 | -0.0016256 | -0.0048072
1996 | 89.9896 | 0.02032 | 0 | 0 | 0 | 0 | 0 | 0.0052832 | -0.016425
1996 | 90 | 0 | 0 | 0 | 0 | 0 | 0 | 0.0085344 | 0.0028042
1996 | 90.0104 | 0 | 0 | 0 | 0 | 0 | 0 | 0.0004064 | -0.010416
1996 | 90.0208 | 0 | 0 | 0 | 0 | 0 | 0 | 0.019914 | 0.0072108
1996 | 90.0313 | 0 | 0 | 0 | 0 | 0 | 0 | 0.026416 | 0.03365
1996 | 90.0417 | 0 | 0 | 0 | 0 | 0 | 0 | -0.026822 | -0.024837
1996 | 90.0521 | 0 | 0 | 0 | 0 | 0 | 0 | 0.032512 | 0.047271
1996 | 90.0625 | 0 | 0 | 0 | 0 | 0 | 0 | 0.013818 | 0.010015
1996 | 90.0729 | 0 | 0 | 0 | 0 | 0 | 0 | 0.010973 | 0.0068102
1996 | 90.0833 | 0 | 0 | 0 | 0 | 0 | 0 | 0.014224 | 0.018027
1996 | 90.0938 | 0 | 0 | 0 | 0 | 0 | 0 | 0.002032 | 0.0092138
1996 | 90.1042 | 0 | 0 | 0 | 0 | 0 | 0 | 0.006096 | 0.0064096
1996 | 90.1146 | 0 | 0 | 0 | 0 | 0 | 0 | 0.0036576 | 0.0016024
1996 | 90.125 | 0 | 0 | 0 | 0 | 0 | 0 | 0.0004064 | 0.004006
1996 | 90.1354 | 0 | 0 | 0 | 0 | 0 | 0 | 0.0065024 | 0.011217
1996 | 90.1458 | 0 | 0 | 0 | 0 | 0 | 0 | -0.0008128 | 0.0092138
1996 | 90.1563 | 0 | 0 | 0 | 0 | 0 | 0 | 0.006096 | 0.0024036
1996 | 90.1667 | 0 | 0 | 0 | 0 | 0 | 0 | 0.011786 | 0.0072108
1996 | 90.1771 | 0 | 0 | 0 | 0 | 0 | 0 | 0.0004064 | -0.0016024
1996 | 90.1875 | 0 | 0 | 0 | 0 | 0 | 0 | -0.0036576 | -0.004006
1996 | 90.1979 | 0 | 0.030446 | 0 | 0 | 0 | 0 | -0.028448 | -0.0072108
1996 | 90.2083 | 0 | 0 | 0 | 0 | 0 | 0 | 0.014224 | 0.011217
1996 | 90.2188 | 0 | 0 | 0.086157 | 0.025638 | 0 | 0 | -0.0048768 | 0.0024036
1996 | 90.2292 | 0 | 0 | 0.56733 | 0.54562 | 0 | 0 | 0 | 0
1996 | 90.2396 | 0 | 0 | 0.40721 | 0.37977 | 0 | 0 | 0 | 0
1996 | 90.25 | 0 | 0 | 0.15037 | 0.14662 | 0 | 0 | 0 | 0
1996 | 90.2604 | 0 | 0 | 0.087782 | 0.092939 | 0 | 0 | -0.0077216 | 0
1996 | 90.2708 | 0 | 0 | 0 | 0.0048072 | 0 | 0 | -0.018288 | -0.035253
1996 | 90.2813 | 0.037389 | 0 | 0 | 0 | 0 | 0 | -0.020726 | -0.006009
1996 | 90.2917 | 0 | 0 | 0 | 0 | 0 | 0 | 0.048362 | 0.016024
1996 | 90.3021 | 0.030074 | 0 | 0 | 0 | 0 | 0 | 0.042672 | -0.0008012
1996 | 90.3125 | 0 | 0 | 0 | 0 | 0 | 0 | 0.034138 | 0.038858
1996 | 90.3229 | 0 | 0 | 0 | 0 | 0 | 0 | -0.016662 | -0.016024
1996 | 90.3333 | 0 | 0 | 0 | 0 | 0 | 0 | 0.018694 | -0.010015
1996 | 90.3438 | 0 | 0 | 0 | 0 | 0 | 0 | 0.0036576 | 0.054482
1996 | 90.3542 | 0 | 0 | 0 | 0 | 0 | 0 | 0.064618 | 0.002003
1996 | 90.3646 | 0 | 0 | 0 | 0 | 0 | 0 | -0.0073152 | 0.028042
1996 | 90.375 | 0 | 0.054482 | 0 | 0 | 0 | 0 | 0.041046 | 0.01322
1996 | 90.3854 | 0 | 0 | 0 | 0 | 0 | 0 | -0.017882 | -0.0068102
1996 | 90.3958 | 0 | 0 | 0 | 0 | 0 | 0 | 0.018694 | 0.0084126
1996 | 90.4063 | 0 | 0.024837 | 0 | 0 | 0 | 0 | 0.0044704 | 0.0092138
1996 | 90.4167 | 0 | 0 | 0 | 0 | 0 | 0 | 0.041859 | 0.049274
1996 | 90.4271 | 0.044704 | 0 | 0 | 0 | 0 | 0 | -0.012192 | -0.057686
1996 | 90.4375 | 0 | 0 | 0 | 0 | 0 | 0 | 0.13371 | 0.10255
1996 | 90.4479 | 0 | 0 | 0 | 0 | 0 | 0 | 0.006096 | 0.030446
1996 | 90.4583 | 0 | 0 | 0 | 0 | 0 | 0 | -0.019914 | -0.074912
1996 | 90.4688 | 0 | 0 | 0 | 0 | 0 | 0 | 0.059741 | 0.077716
1996 | 90.4792 | 0 | 0 | 0 | 0 | 0 | 0 | 0.017475 | 0.037256
1996 | 90.4896 | 0 | 0 | 0 | 0 | 0 | 0 | 0.059741 | 0.050075
1996 | 90.5 | 0 | 0 | 0 | 0 | 0 | 0 | 0.0085344 | 0.011217
1996 | 90.5104 | 0 | 0 | 0 | 0 | 0 | 0 | 0.068682 | 0.012018
1996 | 90.5208 | 0 | 0 | 0 | 0 | 0 | 0 | 0.097942 | 0.091737
1996 | 90.5313 | 0 | 0 | 0 | 0 | 0 | 0 | 0.068682 | 0.042864
1996 | 90.5417 | 0 | 0 | 0 | 0 | 0 | 0 | 0.061773 | 0.090135
1996 | 90.5521 | 0 | 0 | 0 | 0 | 0 | 0 | 0.065837 | -0.0016024
1996 | 90.5625 | 0 | 0 | 0 | 0 | 0 | 0 | 0.05527 | 0.059289
1996 | 90.5729 | 0 | 0 | 0 | 0 | 0 | 0 | 0.090221 | -0.017626
1996 | 90.5833 | 0 | 0 | 0 | 0 | 0 | 0 | 0.15972 | 0.074912
1996 | 90.5938 | 0 | 0 | 0 | 0 | 0 | 0 | 0.069901 | 0.048873
1996 | 90.6042 | 0 | 0 | 0 | 0 | 0 | 0 | 0.12233 | 0.10376
1996 | 90.6146 | 0 | 0 | 0 | 0 | 0 | 0 | 0.12273 | 0.076515
1996 | 90.625 | 0 | 0 | 0 | 0 | 0 | 0 | 0.089408 | 0.062093
1996 | 90.6354 | 0 | 0 | 0 | 0 | 0 | 0 | 0.13167 | 0.15383
1996 | 90.6458 | 0 | 0 | 0 | 0 | 0 | 0 | 0.092659 | 0.086129
1996 | 90.6563 | 0 | 0 | 0 | 0 | 0 | 0 | 0.1077 | 0.096545
1996 | 90.6667 | 0 | 0 | 0 | 0 | 0 | 0 | 0.079248 | 0.079319
1996 | 90.6771 | 0 | 0 | 0 | 0 | 0 | 0 | 0.096317 | 0.091337
1996 | 90.6875 | 0 | 0 | 0 | 0 | 0 | 0 | 0.071933 | 0.062494
1996 | 90.6979 | 0 | 0 | 0 | 0 | 0 | 0 | 0.10363 | 0.09334
1996 | 90.7083 | 0 | 0 | 0 | 0 | 0 | 0 | 0.05527 | 0.079719
1996 | 90.7188 | 0 | 0 | 0 | 0 | 0 | 0 | 0.080467 | 0.050075
1996 | 90.7292 | 0 | 0 | 0 | 0 | 0 | 0 | 0.072746 | 0.047671
1996 | 90.7396 | 0 | 0 | 0 | 0 | 0 | 0 | 0.058115 | 0.050476
1996 | 90.75 | 0 | 0 | 0 | 0 | 0 | 0 | 0.044704 | 0.06009
1996 | 90.7604 | 0 | 0 | 0 | 0 | 0 | 0 | 0.041046 | 0.064096
1996 | 90.7708 | 0 | 0 | 0 | 0 | 0 | 0 | 0.033731 | 0.055283
1996 | 90.7813 | 0 | 0 | 0 | 0 | 0 | 0 | 0.023978 | 0.049674
1996 | 90.7917 | 0 | 0 | 0 | 0 | 0 | 0 | 0.02601 | 0.035253
1996 | 90.8021 | 0 | 0 | 0 | 0 | 0 | 0 | 0.006096 | 0.034051
1996 | 90.8125 | 0 | 0 | 0 | 0 | 0 | 0 | 0.004064 | 0.016825
1996 | 90.8229 | 0 | 0 | 0 | 0 | 0 | 0 | 0.0097536 | 0.016825
1996 | 90.8333 | 0 | 0 | 0 | 0 | 0 | 0 | 0.0056896 | 0.010416
1996 | 90.8438 | 0 | 0 | 0 | 0 | 0 | 0 | 0.0056896 | 0.0012018
1996 | 90.8542 | 0 | 0 | 0 | 0 | 0 | 0 | 0.0004064 | 0.0092138
1996 | 90.8646 | 0 | 0 | 0 | 0 | 0 | 0 | 0.011786 | 0.0064096
1996 | 90.875 | 0 | 0 | 0 | 0 | 0 | 0 | 0.0024384 | 0.0068102
1996 | 90.8854 | 0 | 0 | 0 | 0 | 0 | 0 | -7.1054e-15 | 0.0048072
1996 | 90.8958 | 0 | 0 | 0 | 0 | 0 | 0 | 0.004064 | -0.0016024
1996 | 90.9063 | 0 | 0 | 0 | 0 | 0 | 0 | 0.006096 | 0.0028042
1996 | 90.9167 | 0 | 0 | 0 | 0 | 0 | 0 | -0.0004064 | 0.002003
1996 | 90.9271 | 0 | 0 | 0 | 0 | 0 | 0 | 0.0044704 | -0.0044066
1996 | 90.9375 | 0 | 0 | 0 | 0 | 0 | 0 | 0.0032512 | 0.016825
1996 | 90.9479 | 0 | 0 | 0 | 0 | 0 | 0 | -0.01585 | 0.0008012
1996 | 90.9583 | 0 | 0 | 0 | 0 | 0 | 0 | -0.012598 | -0.0068102
1996 | 90.9688 | 0 | 0 | 0 | 0 | 0 | 0 | -0.006096 | -0.0008012
1996 | 90.9792 | 0 | 0 | 0 | 0 | 0 | 0 | 0.0008128 | -0.0028042
1996 | 90.9896 | 0 | 0 | 0 | 0 | 0 | 0 | -0.01016 | -0.0016024
1996 | 91 | 0 | 0 | 0 | 0 | 0 | 0 | -0.0036576 | 0.0064096
1996 | 91.0104 | 0 | 0 | 0 | 0 | 0 | 0 | 0.0004064 | -0.0036054
1996 | 91.0208 | 0 | 0 | 0 | 0 | 0 | 0 | -0.0028448 | -0.0096144
1996 | 91.0313 | 0 | 0 | 0 | 0 | 0 | 0 | -0.0065024 | -0.0016024
1996 | 91.0417 | 0 | 0 | 0 | 0 | 0 | 0 | -0.0016256 | -0.0004006
1996 | 91.0521 | 0 | 0 | 0 | 0 | 0 | 0 | -0.0069088 | -0.0084126
1996 | 91.0625 | 0 | 0 | 0 | 0 | 0 | 0 | -0.0056896 | -0.0024036
1996 | 91.0729 | 0 | 0 | 0 | 0 | 0 | 0 | -0.0056896 | 0.010416
1996 | 91.0833 | 0 | 0 | 0 | 0 | 0 | 0 | -0.0073152 | -0.012819
1996 | 91.0938 | 0 | 0 | 0 | 0 | 0 | 0 | -0.01016 | -0.01322
1996 | 91.1042 | 0 | 0 | 0 | 0 | 0 | 0 | -0.0016256 | 0.0024036
1996 | 91.1146 | 0 | 0 | 0 | 0 | 0 | 0 | -0.0089408 | -0.015223
1996 | 91.125 | 0 | 0 | 0 | 0 | 0 | 0 | -0.004064 | 0.0072108
1996 | 91.1354 | 0 | 0 | 0 | 0 | 0 | 0 | -0.0012192 | 0.0004006
1996 | 91.1458 | 0 | 0 | 0 | 0 | 0 | 0 | -0.0016256 | -0.0004006
1996 | 91.1563 | 0 | 0 | 0 | 0 | 0 | 0 | -0.0056896 | -0.0028042
1996 | 91.1667 | 0 | 0 | 0 | 0 | 0 | 0 | -0.0048768 | -0.0012018
1996 | 91.1771 | 0 | 0 | 0 | 0 | 0 | 0 | -0.0024384 | -0.0044066
1996 | 91.1875 | 0 | 0 | 0 | 0 | 0 | 0 | -0.0032512 | 0.006009
1996 | 91.1979 | 0 | 0 | 0 | 0 | 0 | 0 | -0.0008128 | -0.0028042
1996 | 91.2083 | 0 | 0 | 0 | 0 | 0 | 0 | -0.0052832 | -0.004006
1996 | 91.2188 | 0 | 0 | 0 | 0 | 0 | 0 | -0.0044704 | -0.0004006
1996 | 91.2292 | 0 | 0 | 0 | 0 | 0 | 0 | -0.013005 | -0.011617
1996 | 91.2396 | 0 | 0 | 0 | 0 | 0 | 0 | -0.0016256 | 0.0016024
1996 | 91.25 | 0 | 0 | 0 | 0 | 0 | 0 | -0.0016256 | -0.0008012
1996 | 91.2604 | 0 | 0 | 0 | 0 | 0 | 0 | -0.0008128 | -0.0008012
1996 | 91.2708 | 0 | 0 | 0 | 0 | 0 | 0 | -0.0073152 | 7.1054e-15
1996 | 91.2813 | 0 | 0 | 0 | 0 | 0 | 0 | -0.0044704 | -0.002003
1996 | 91.2917 | 0 | 0 | 0 | 0 | 0 | 0 | -0.0077216 | -0.010015
1996 | 91.3021 | 0 | 0 | 0 | 0 | 0 | 0 | -0.0036576 | -0.0028042
1996 | 91.3125 | 0 | 0 | 0 | 0 | 0 | 0 | 0.0024384 | -0.0032048
1996 | 91.3229 | 0 | 0 | 0 | 0 | 0 | 0 | -0.0024384 | 0.0036054
1996 | 91.3333 | 0 | 0 | 0 | 0 | 0 | 0 | 0.0077216 | 0.0056084
1996 | 91.3438 | 0 | 0 | 0 | 0 | 0 | 0 | 0.0048768 | -0.0084126
1996 | 91.3542 | 0 | 0 | 0 | 0 | 0 | 0 | 0.01585 | 0
1996 | 91.3646 | 0 | 0 | 0 | 0 | 0 | 0 | 0.02479 | 0
1996 | 91.375 | 0 | 0 | 0 | 0 | 0 | 0 | 0.052832 | 0.02684
1996 | 91.3854 | 0 | 0 | 0 | 0 | 0 | 0 | 0.041453 | 0.014822
1996 | 91.3958 | 0 | 0 | 0 | 0 | 0 | 0 | 0.046736 | 0.039259
1996 | 91.4063 | 0 | 0 | 0 | 0 | 0 | 0 | 0.051613 | 0.012419
1996 | 91.4167 | 0 | 0 | 0 | 0 | 0 | 0 | 0.05527 | 0.02644
1996 | 91.4271 | 0 | 0 | 0 | 0 | 0 | 0 | 0.051206 | 0.018027
1996 | 91.4375 | 0 | 0 | 0 | 0 | 0 | 0 | 0.054458 | 0.031247
1996 | 91.4479 | 0 | 0 | 0 | 0 | 0 | 0 | 0.067056 | 0.036855
1996 | 91.4583 | 0 | 0 | 0 | 0 | 0 | 0 | 0.077622 | 0.056084
1996 | 91.4688 | 0 | 0 | 0 | 0 | 0 | 0 | 0.074778 | 0.050075
1996 | 91.4792 | 0 | 0 | 0 | 0 | 0 | 0 | 0.08575 | 0.068503
1996 | 91.4896 | 0 | 0 | 0 | 0 | 0 | 0 | 0.092253 | 0.069304
1996 | 91.5 | 0 | 0 | 0 | 0 | 0 | 0 | 0.10404 | 0.084126
1996 | 91.5104 | 0 | 0 | 0 | 0 | 0 | 0 | 0.08697 | 0.082924
1996 | 91.5208 | 0 | 0 | 0 | 0 | 0 | 0 | 0.10607 | 0.088132
1996 | 91.5313 | 0 | 0 | 0 | 0 | 0 | 0 | 0.11379 | 0.091337
1996 | 91.5417 | 0 | 0 | 0 | 0 | 0 | 0 | 0.10485 | 0.087731
1996 | 91.5521 | 0 | 0 | 0 | 0 | 0 | 0 | 0.1146 | 0.088933
1996 | 91.5625 | 0 | 0 | 0 | 0 | 0 | 0 | 0.12395 | 0.088933
1996 | 91.5729 | 0 | 0 | 0 | 0 | 0 | 0 | 0.1146 | 0.10095
1996 | 91.5833 | 0 | 0 | 0 | 0 | 0 | 0 | 0.13167 | 0.10816
1996 | 91.5938 | 0 | 0 | 0 | 0 | 0 | 0 | 0.11826 | 0.088132
1996 | 91.6042 | 0 | 0 | 0 | 0 | 0 | 0 | 0.099974 | 0.098147
1996 | 91.6146 | 0 | 0 | 0 | 0 | 0 | 0 | 0.12476 | 0.098548
1996 | 91.625 | 0 | 0 | 0 | 0 | 0 | 0 | 0.1207 | 0.10055
1996 | 91.6354 | 0 | 0 | 0 | 0 | 0 | 0 | 0.098755 | 0.092138
1996 | 91.6458 | 0 | 0 | 0 | 0 | 0 | 0 | 0.089814 | 0.072909
1996 | 91.6563 | 0 | 0 | 0 | 0 | 0 | 0 | 0.10973 | 0.10095
1996 | 91.6667 | 0 | 0 | 0 | 0 | 0 | 0 | 0.093472 | 0.08012
1996 | 91.6771 | 0 | 0 | 0 | 0 | 0 | 0 | 0.094691 | 0.10776
1996 | 91.6875 | 0 | 0 | 0 | 0 | 0 | 0 | 0.080874 | 0.066099
1996 | 91.6979 | 0 | 0 | 0 | 0 | 0 | 0 | 0.08575 | 0.075713
1996 | 91.7083 | 0 | 0 | 0 | 0 | 0 | 0 | 0.080467 | 0.086129
1996 | 91.7188 | 0 | 0 | 0 | 0 | 0 | 0 | 0.073965 | 0.072108
1996 | 91.7292 | 0 | 0 | 0 | 0 | 0 | 0 | 0.061773 | 0.062494
1996 | 91.7396 | 0 | 0 | 0 | 0 | 0 | 0 | 0.054864 | 0.058087
1996 | 91.75 | 0 | 0 | 0 | 0 | 0 | 0 | 0.039421 | 0.045268
1996 | 91.7604 | 0 | 0 | 0 | 0 | 0 | 0 | 0.051206 | 0.060891
1996 | 91.7708 | 0 | 0 | 0 | 0 | 0 | 0 | 0.047549 | 0.043665
1996 | 91.7813 | 0 | 0 | 0 | 0 | 0 | 0 | 0.036982 | 0.045268
1996 | 91.7917 | 0 | 0 | 0 | 0 | 0 | 0 | 0.029667 | 0.037256
1996 | 91.8021 | 0 | 0 | 0 | 0 | 0 | 0 | 0.022758 | 0.032849
1996 | 91.8125 | 0 | 0 | 0 | 0 | 0 | 0 | 0.017882 | 0.008012
1996 | 91.8229 | 0 | 0 | 0 | 0 | 0 | 0 | 0.013005 | 0.040461
1996 | 91.8333 | 0 | 0 | 0 | 0 | 0 | 0 | 0.021133 | 0.014021
1996 | 91.8438 | 0 | 0 | 0 | 0 | 0 | 0 | 0.016256 | 0.0096144
1996 | 91.8542 | 0 | 0 | 0 | 0 | 0 | 0 | 0.013005 | 0.008012
1996 | 91.8646 | 0 | 0 | 0 | 0 | 0 | 0 | 0.021133 | 0.016024
1996 | 91.875 | 0 | 0 | 0 | 0 | 0 | 0 | 0.016256 | 0.02644
1996 | 91.8854 | 0 | 0 | 0 | 0 | 0 | 0 | 0.017882 | 0.0052078
1996 | 91.8958 | 0 | 0 | 0 | 0 | 0 | 0 | 0.015037 | 0.020831
1996 | 91.9063 | 0 | 0 | 0 | 0 | 0 | 0 | 0.01463 | 0.019229
1996 | 91.9167 | 0 | 0 | 0 | 0 | 0 | 0 | 0.015443 | 0.010015
1996 | 91.9271 | 0 | 0 | 0 | 0 | 0 | 0 | 0.012598 | 0.0036054
1996 | 91.9375 | 0 | 0 | 0 | 0 | 0 | 0 | 0.02032 | 0.018027
1996 | 91.9479 | 0 | 0 | 0 | 0 | 0 | 0 | 0.017475 | 0.024437
1996 | 91.9583 | 0 | 0 | 0 | 0 | 0 | 0 | 0.0056896 | -0.0008012
1996 | 91.9688 | 0 | 0 | 0 | 0 | 0 | 0 | 0.019914 | 0.022834
1996 | 91.9792 | 0 | 0 | 0 | 0 | 0 | 0 | 0.0093472 | 0.011617
1996 | 91.9896 | 0 | 0 | 0 | 0 | 0 | 0 | 0.02601 | 0.020431
1996 | 92 | 0 | 0 | 0 | 0 | 0 | 0 | 0.017069 | 0.018027
1996 | 92.0104 | 0 | 0 | 0 | 0 | 0 | 0 | 0.008128 | 0.017626
1996 | 92.0208 | 0 | 0 | 0 | 0 | 0 | 0 | 0.013818 | 0.0068102
1996 | 92.0313 | 0 | 0 | 0 | 0 | 0 | 0 | 0.0073152 | 0.016425
1996 | 92.0417 | 0 | 0 | 0 | 0 | 0 | 0 | 0.0097536 | 0.010015
1996 | 92.0521 | 0 | 0 | 0 | 0 | 0 | 0 | 0.013818 | 0.012419
1996 | 92.0625 | 0 | 0 | 0 | 0 | 0 | 0 | 0.013411 | 0.011617
1996 | 92.0729 | 0 | 0 | 0 | 0 | 0 | 0 | 0.011379 | 0.012419
1996 | 92.0833 | 0 | 0 | 0 | 0 | 0 | 0 | 0.0069088 | 0.0092138
1996 | 92.0938 | 0 | 0 | 0 | 0 | 0 | 0 | 0.0097536 | 0.0088132
1996 | 92.1042 | 0 | 0 | 0 | 0 | 0 | 0 | 0.008128 | 0.004006
1996 | 92.1146 | 0 | 0 | 0 | 0 | 0 | 0 | 0.0097536 | 0.0092138
1996 | 92.125 | 0 | 0 | 0 | 0 | 0 | 0 | 0.0036576 | 0.012419
1996 | 92.1354 | 0 | 0 | 0 | 0 | 0 | 0 | 0.013411 | 0.015223
1996 | 92.1458 | 0 | 0 | 0 | 0 | 0 | 0 | 0.004064 | 0.0052078
1996 | 92.1563 | 0 | 0 | 0 | 0 | 0 | 0 | 0.0056896 | -0.0032048
1996 | 92.1667 | 0 | 0 | 0 | 0 | 0 | 0 | 0.008128 | 0.019629
1996 | 92.1771 | 0 | 0 | 0 | 0 | 0 | 0 | 0.011379 | 0.0056084
1996 | 92.1875 | 0 | 0 | 0 | 0 | 0 | 0 | 0.0004064 | 0.0008012
1996 | 92.1979 | 0 | 0 | 0 | 0 | 0 | 0 | 0.017882 | 0.018428
1996 | 92.2083 | 0 | 0 | 0 | 0 | 0 | 0 | 0.008128 | 0.0064096
1996 | 92.2188 | 0 | 0 | 0 | 0 | 0 | 0 | 0.0032512 | 0.0004006
1996 | 92.2292 | 0 | 0 | 0 | 0 | 0 | 0 | 0.017069 | 0.020431
1996 | 92.2396 | 0 | 0 | 0 | 0 | 0 | 0 | 0.0016256 | 0.010816
1996 | 92.25 | 0 | 0 | 0 | 0 | 0 | 0 | 0.0089408 | 0.0096144
1996 | 92.2604 | 0 | 0 | 0 | 0 | 0 | 0 | 0.015037 | 0.0012018
1996 | 92.2708 | 0 | 0 | 0 | 0 | 0 | 0 | 0.0077216 | 0.017226
1996 | 92.2813 | 0 | 0 | 0 | 0 | 0 | 0 | 0.017882 | 0.0064096
1996 | 92.2917 | 0 | 0 | 0 | 0 | 0 | 0 | 0.012192 | 0.014822
1996 | 92.3021 | 0 | 0 | 0 | 0 | 0 | 0 | 0.02601 | 0.02003
1996 | 92.3125 | 0 | 0 | 0 | 0 | 0 | 0 | 0.0065024 | -0.01322
1996 | 92.3229 | 0 | 0 | 0 | 0 | 0 | 0 | 0.0016256 | -0.0016024
1996 | 92.3333 | 0 | 0 | 0 | 0 | 0 | 0 | 0.017069 | -0.021632
1996 | 92.3438 | 0 | 0 | 0 | 0 | 0 | 0 | 0.016662 | 0.01362
1996 | 92.3542 | 0 | 0 | 0 | 0 | 0 | 0 | 0.011379 | -0.0068102
1996 | 92.3646 | 0 | 0 | 0 | 0 | 0 | 0 | 0.057709 | 0.017626
1996 | 92.375 | 0 | 0 | 0 | 0 | 0 | 0 | 0.023571 | 0.0088132
1996 | 92.3854 | 0 | 0 | 0 | 0 | 0 | 0 | 0.061366 | 0.023235
1996 | 92.3958 | 0 | 0 | 0 | 0 | 0 | 0 | 0.04511 | 0.0072108
1996 | 92.4063 | 0 | 0 | 0 | 0 | 0 | 0 | 0.051613 | 0.03325
1996 | 92.4167 | 0 | 0 | 0 | 0 | 0 | 0 | 0.051613 | 0.032849
1996 | 92.4271 | 0 | 0 | 0 | 0 | 0 | 0 | 0.062179 | 0.046069
1996 | 92.4375 | 0 | 0 | 0 | 0 | 0 | 0 | 0.086563 | 0.023235
1996 | 92.4479 | 0 | 0 | 0 | 0 | 0 | 0 | 0.050394 | 0.060491
1996 | 92.4583 | 0 | 0 | 0 | 0 | 0 | 0 | 0.11339 | 0.084126
1996 | 92.4688 | 0 | 0 | 0 | 0 | 0 | 0 | 0.088595 | 0.062494
1996 | 92.4792 | 0 | 0 | 0 | 0 | 0 | 0 | 0.12395 | 0.089334
1996 | 92.4896 | 0 | 0 | 0 | 0 | 0 | 0 | 0.12029 | 0.064096
1996 | 92.5 | 0 | 0 | 0 | 0 | 0 | 0 | 0.10607 | 0.11657
1996 | 92.5104 | 0 | 0 | 0 | 0 | 0 | 0 | 0.13167 | 0.0665
1996 | 92.5208 | 0 | 0 | 0 | 0 | 0 | 0 | 0.12029 | 0.098147
1996 | 92.5313 | 0 | 0 | 0 | 0 | 0 | 0 | 0.11542 | 0.11537
1996 | 92.5417 | 0 | 0 | 0 | 0 | 0 | 0 | 0.1398 | 0.10976
1996 | 92.5521 | 0 | 0 | 0 | 0 | 0 | 0 | 0.11257 | 0.076114
1996 | 92.5625 | 0 | 0 | 0 | 0 | 0 | 0 | 0.14346 | 0.10816
1996 | 92.5729 | 0 | 0 | 0 | 0 | 0 | 0 | 0.10648 | 0.10255
1996 | 92.5833 | 0 | 0 | 0 | 0 | 0 | 0 | 0.16622 | 0.11457
1996 | 92.5938 | 0 | 0 | 0 | 0 | 0 | 0 | 0.12111 | 0.086129
1996 | 92.6042 | 0 | 0 | 0 | 0 | 0 | 0 | 0.12314 | 0.11297
1996 | 92.6146 | 0 | 0 | 0 | 0 | 0 | 0 | 0.1268 | 0.091737
1996 | 92.625 | 0 | 0 | 0 | 0 | 0 | 0 | 0.1077 | 0.083725
1996 | 92.6354 | 0 | 0 | 0 | 0 | 0 | 0 | 0.10729 | 0.08653
1996 | 92.6458 | 0 | 0 | 0 | 0 | 0 | 0 | 0.13411 | 0.12979
1996 | 92.6563 | 0 | 0 | 0 | 0 | 0 | 0 | 0.09713 | 0.084527
1996 | 92.6667 | 0 | 0 | 0 | 0 | 0 | 0 | 0.09591 | 0.058888
1996 | 92.6771 | 0 | 0 | 0 | 0 | 0 | 0 | 0.10363 | 0.11738
1996 | 92.6875 | 0 | 0 | 0 | 0 | 0 | 0 | 0.084938 | 0.081722
1996 | 92.6979 | 0 | 0 | 0 | 0 | 0 | 0 | 0.092253 | 0.10255
1996 | 92.7083 | 0 | 0 | 0 | 0 | 0 | 0 | 0.099974 | 0.043665
1996 | 92.7188 | 0 | 0 | 0 | 0 | 0 | 0 | 0.086157 | 0.096545
1996 | 92.7292 | 0 | 0 | 0 | 0 | 0 | 0 | 0.068682 | 0.070906
1996 | 92.7396 | 0 | 0 | 0 | 0 | 0 | 0 | 0.075997 | 0.054081
1996 | 92.75 | 0 | 0 | 0 | 0 | 0 | 0 | 0.059334 | 0.0665
1996 | 92.7604 | 0 | 0 | 0 | 0 | 0 | 0 | 0.048362 | 0.042464
1996 | 92.7708 | 0 | 0 | 0 | 0 | 0 | 0 | 0.04633 | 0.098147
1996 | 92.7813 | 0 | 0 | 0 | 0 | 0 | 0 | 0.07681 | 0.050876
1996 | 92.7917 | 0 | 0 | 0 | 0 | 0 | 0 | 0.028448 | 0.037656
1996 | 92.8021 | 0 | 0 | 0 | 0 | 0 | 0 | 0.050394 | 0.047671
1996 | 92.8125 | 0 | 0 | 0 | 0 | 0 | 0 | 0.036982 | 0.036054
1996 | 92.8229 | 0 | 0 | 0 | 0 | 0 | 0 | 0.022352 | 0.025238
1996 | 92.8333 | 0 | 0 | 0 | 0 | 0 | 0 | 0.029261 | 0.025638
1996 | 92.8438 | 0 | 0 | 0 | 0 | 0 | 0 | 0.016662 | 0.027641
1996 | 92.8542 | 0 | 0 | 0 | 0 | 0 | 0 | 0.017882 | 0.0052078
1996 | 92.8646 | 0 | 0 | 0 | 0 | 0 | 0 | 0.022758 | 0.019229
1996 | 92.875 | 0 | 0 | 0 | 0 | 0 | 0 | 0.015443 | 0.02684
1996 | 92.8854 | 0 | 0 | 0 | 0 | 0 | 0 | 0.008128 | 0.01362
1996 | 92.8958 | 0 | 0 | 0 | 0 | 0 | 0 | 0.016256 | 0.0084126
1996 | 92.9063 | 0 | 0 | 0 | 0 | 0 | 0 | 0.015037 | 0.010816
1996 | 92.9167 | 0 | 0 | 0 | 0 | 0 | 0 | 0.019507 | 0.014021
1996 | 92.9271 | 0 | 0 | 0 | 0 | 0 | 0 | 0.022758 | 0.030846
1996 | 92.9375 | 0 | 0 | 0 | 0 | 0 | 0 | 0.018694 | 0.022033
1996 | 92.9479 | 0 | 0 | 0 | 0 | 0 | 0 | 0.01585 | 0.012419
1996 | 92.9583 | 0 | 0 | 0 | 0 | 0 | 0 | 0.017069 | 0.010816
1996 | 92.9688 | 0 | 0 | 0 | 0 | 0 | 0 | 0.018288 | 0.017626
1996 | 92.9792 | 0 | 0 | 0 | 0 | 0 | 0 | 0.01463 | 0.01322
1996 | 92.9896 | 0 | 0 | 0 | 0 | 0 | 0 | 0.016662 | 0.025238
1996 | 93 | 0 | 0 | 0 | 0 | 0 | 0 | 0.017475 | 0.012018
1996 | 93.0104 | 0 | 0 | 0 | 0 | 0 | 0 | 0.016256 | 0.020431
1996 | 93.0208 | 0 | 0 | 0 | 0 | 0 | 0 | 0.012192 | 0.015623
1996 | 93.0313 | 0 | 0 | 0 | 0 | 0 | 0 | 0.013818 | 0.0076114
1996 | 93.0417 | 0 | 0 | 0 | 0 | 0 | 0 | 0.011786 | 0.014422
1996 | 93.0521 | 0 | 0 | 0 | 0 | 0 | 0 | 0.0093472 | 0.010015
1996 | 93.0625 | 0 | 0 | 0 | 0 | 0 | 0 | 0.013005 | 0.0092138
1996 | 93.0729 | 0 | 0 | 0 | 0 | 0 | 0 | 0.0093472 | 0.014021
1996 | 93.0833 | 0 | 0 | 0 | 0 | 0 | 0 | 0.0036576 | 0.0056084
1996 | 93.0938 | 0 | 0 | 0 | 0 | 0 | 0 | 0.0008128 | -0.004006
1996 | 93.1042 | 0 | 0 | 0 | 0 | 0 | 0 | 0.0048768 | 0.0084126
1996 | 93.1146 | 0 | 0 | 0 | 0 | 0 | 0 | 0.0052832 | 0.0036054
1996 | 93.125 | 0 | 0 | 0 | 0 | 0 | 0 | 0.0073152 | 0.0032048
1996 | 93.1354 | 0 | 0 | 0 | 0 | 0 | 0 | 0.01016 | 0.016425
1996 | 93.1458 | 0 | 0 | 0 | 0 | 0 | 0 | 0.0044704 | 0.0044066
1996 | 93.1563 | 0 | 0 | 0 | 0 | 0 | 0 | 0.013005 | 0.012419
1996 | 93.1667 | 0 | 0 | 0 | 0 | 0 | 0 | 0.0097536 | 0.010416
1996 | 93.1771 | 0 | 0 | 0 | 0 | 0 | 0 | 0.0069088 | 0.0032048
1996 | 93.1875 | 0 | 0 | 0 | 0 | 0 | 0 | 0.017475 | 0.017226
1996 | 93.1979 | 0 | 0 | 0 | 0 | 0 | 0 | 0.013411 | 0.011617
1996 | 93.2083 | 0 | 0 | 0 | 0 | 0 | 0 | 0.019914 | 0.019229
1996 | 93.2188 | 0 | 0 | 0 | 0 | 0 | 0 | 0.0097536 | 0.0072108
1996 | 93.2292 | 0 | 0 | 0 | 0 | 0 | 0 | 0.0056896 | 0.0068102
1996 | 93.2396 | 0 | 0 | 0 | 0 | 0 | 0 | -0.0012192 | 0
1996 | 93.25 | 0 | 0 | 0 | 0 | 0 | 0 | 0.017475 | 0.011217
1996 | 93.2604 | 0 | 0 | 0 | 0 | 0 | 0 | 0.013818 | 0.014422
1996 | 93.2708 | 0 | 0 | 0 | 0 | 0 | 0 | 0.011786 | 0
1996 | 93.2813 | 0 | 0 | 0 | 0 | 0 | 0 | 0.038608 | 0.042864
1996 | 93.2917 | 0 | 0 | 0 | 0 | 0 | 0 | 0.012192 | -0.0008012
1996 | 93.3021 | 0 | 0 | 0 | 0 | 0 | 0 | 0.01016 | 0.010816
1996 | 93.3125 | 0 | 0 | 0 | 0 | 0 | 0 | -0.010566 | -0.027641
1996 | 93.3229 | 0 | 0 | 0 | 0 | 0 | 0 | 0.019101 | -0.0052078
1996 | 93.3333 | 0 | 0 | 0 | 0 | 0 | 0 | 0.027635 | 0.0032048
1996 | 93.3438 | 0 | 0 | 0 | 0 | 0 | 0 | 0.025603 | 0.0076114
1996 | 93.3542 | 0 | 0 | 0 | 0 | 0 | 0 | 0.080061 | 0.034452
1996 | 93.3646 | 0 | 0 | 0 | 0 | 0 | 0 | -0.021946 | -0.022834
1996 | 93.375 | 0 | 0 | 0 | 0 | 0 | 0 | 0.064618 | 0.021232
1996 | 93.3854 | 0 | 0 | 0 | 0 | 0 | 0 | 0.071933 | 0.06009
1996 | 93.3958 | 0 | 0 | 0 | 0 | 0 | 0 | 0.086563 | 0.055683
1996 | 93.4063 | 0 | 0 | 0 | 0 | 0 | 0 | 0.060147 | 0.04647
1996 | 93.4167 | 0 | 0 | 0 | 0 | 0 | 0 | 0.038202 | 0.016425
1996 | 93.4271 | 0 | 0 | 0 | 0 | 0 | 0 | 0.10201 | 0.056485
1996 | 93.4375 | 0 | 0 | 0 | 0 | 0 | 0 | 0.098755 | 0.097746
1996 | 93.4479 | 0 | 0 | 0 | 0 | 0 | 0 | 0.058522 | -0.006009
1996 | 93.4583 | 0 | 0 | 0 | 0 | 0 | 0 | 0.14305 | 0.082924
1996 | 93.4688 | 0 | 0 | 0 | 0 | 0 | 0 | 0.11867 | 0.13741
1996 | 93.4792 | 0 | 0 | 0 | 0 | 0 | 0 | 0.11217 | 0.043665
1996 | 93.4896 | 0 | 0 | 0 | 0 | 0 | 0 | 0.11379 | 0.017626
1996 | 93.5 | 0 | 0 | 0 | 0 | 0 | 0 | 0.14224 | 0.12058
1996 | 93.5104 | 0 | 0 | 0 | 0 | 0 | 0 | 0.14346 | 0.11057
1996 | 93.5208 | 0 | 0 | 0 | 0 | 0 | 0 | 0.13533 | 0.081722
1996 | 93.5313 | 0 | 0 | 0 | 0 | 0.062586 | 0.26199 | 0.063805 | 0.10055
1996 | 93.5417 | 0 | 0 | 0 | 0 | 8.6262 | 9.507 | -1.4211e-14 | 1.4211e-14
1996 | 93.5521 | 0 | 0 | 0 | 0 | 10.4591 | 10.3379 | -1.4211e-14 | 1.4211e-14
1996 | 93.5625 | 0 | 0 | 0 | 0 | 3.6665 | 1.4341 | 0.037795 | 0.048072
1996 | 93.5729 | 0 | 0 | 0 | 0 | 0 | 0 | 0.24587 | 0.12819
1996 | 93.5833 | 0 | 0 | 0 | 0 | 0 | 0 | 0.22027 | 0.29644
1996 | 93.5938 | 0 | 0 | 0 | 0 | 0 | 0 | 0.21214 | 0.096144
1996 | 93.6042 | 0 | 0 | 0 | 0 | 0 | 0 | 0.20726 | 0.14822
1996 | 93.6146 | 0 | 0 | 0 | 0 | 0 | 0 | 0.1715 | 0.11617
1996 | 93.625 | 0 | 0 | 0 | 0 | 0 | 0 | 0.22189 | 0.23235
1996 | 93.6354 | 0 | 0 | 0 | 0 | 0 | 0 | 0.17678 | 0.032048
1996 | 93.6458 | 0 | 0 | 0 | 0 | 0 | 0 | 0.17394 | 0.088132
1996 | 93.6563 | 0 | 0 | 0 | 0 | 0 | 0 | 0.14102 | 0.21632
1996 | 93.6667 | 0 | 0 | 0 | 0 | 0 | 0 | 0.17963 | 0.10416
1996 | 93.6771 | 0 | 0 | 0 | 0 | 0 | 0 | 0.1585 | 0.14822
1996 | 93.6875 | 0 | 0 | 0 | 0 | 0 | 0 | 0.12476 | 0.10816
1996 | 93.6979 | 0 | 0 | 0 | 0 | 0 | 0 | 0.12273 | 0.12419
1996 | 93.7083 | 0 | 0 | 0 | 0 | 0 | 0 | 0.14996 | 0.10816
1996 | 93.7188 | 0 | 0 | 0 | 0 | 0 | 0 | 0.14508 | 0.08012
1996 | 93.7292 | 0 | 0 | 0 | 0 | 0 | 0 | 0.072339 | 0.14021
1996 | 93.7396 | 0 | 0 | 0 | 0 | 0 | 0 | 0.10851 | 0.10015
1996 | 93.75 | 0 | 0 | 0 | 0 | 0 | 0 | 0.079654 | 0.084126
1996 | 93.7604 | 0 | 0 | 0 | 0 | 0 | 0 | 0.094285 | 0.092138
1996 | 93.7708 | 0 | 0 | 0 | 0 | 0 | 0 | 0.069494 | 0.012018
1996 | 93.7813 | 0 | 0 | 0 | 0 | 0 | 0 | 0.082906 | 0.10015
1996 | 93.7917 | 0 | 0 | 0 | 0 | 0 | 0 | 0.04633 | 0.072108
1996 | 93.8021 | 0 | 0 | 0 | 0 | 0 | 0 | 0.056896 | 0.04006
1996 | 93.8125 | 0 | 0 | 0 | 0 | 0 | 0 | 0.039827 | 0.032048
1996 | 93.8229 | 0 | 0 | 0 | 0 | 0 | 0 | 0.033731 | 0.024036
1996 | 93.8333 | 0 | 0 | 0 | 0 | 0 | 0 | 0.023571 | 0.06009
1996 | 93.8438 | 0 | 0 | 0 | 0 | 0 | 0 | 0.035357 | 0.016024
1996 | 93.8542 | 0 | 0 | 0 | 0 | 0 | 0 | 0.019507 | -0.028042
1996 | 93.8646 | 0 | 0 | 0 | 0 | 0 | 0 | 0.035357 | 0.064096
1996 | 93.875 | 0 | 0 | 0 | 0 | 0 | 0 | 0.02032 | -0.04006
1996 | 93.8854 | 0 | 0 | 0 | 0 | 0 | 0 | 0.021539 | 0.096144
1996 | 93.8958 | 0 | 0 | 0 | 0 | 0 | 0 | 0.042672 | 0.064096
1996 | 93.9063 | 0 | 0 | 0 | 0 | 0 | 0 | 0.02479 | 0.032048
1996 | 93.9167 | 0 | 0 | 0 | 0 | 0 | 0 | 0.02601 | 0.048072
1996 | 93.9271 | 0 | 0 | 0 | 0 | 0 | 0 | 0.026822 | -0.016024
1996 | 93.9375 | 0 | 0 | 0 | 0 | 0 | 0 | 0.028854 | 0.06009
1996 | 93.9479 | 0 | 0 | 0 | 0 | 0 | 0 | 0.020726 | 0.016024
1996 | 93.9583 | 0 | 0 | 0 | 0 | 0 | 0 | 0.031699 | 0.004006
1996 | 93.9688 | 0 | 0 | 0 | 0 | 0 | 0 | 0.014224 | 0.044066
1996 | 93.9792 | 0 | 0 | 0 | 0 | 0 | 0 | 0.047142 | -0.036054
1996 | 93.9896 | 0 | 0 | 0 | 0 | 0 | 0 | 0.044704 | 0.072108
1996 | 94 | 0 | 0 | 0 | 0 | 0 | 0 | 0.015037 | 0.032048
1996 | 94.0104 | 0 | 0 | 0 | 0 | 0 | 0 | 0.018694 | 0.068102
1996 | 94.0208 | 0 | 0 | 0 | 0 | 0 | 0 | 0.03495 | -0.028042
1996 | 94.0313 | 0 | 0 | 0 | 0 | 0 | 0 | 0.02601 | 0.096144
1996 | 94.0417 | 0 | 0 | 0 | 0 | 0 | 0 | 0.043891 | 0.008012
1996 | 94.0521 | 0 | 0 | 0 | 0 | 0 | 0 | 0.042266 | 0.04006
1996 | 94.0625 | 0 | 0 | 0 | 0 | 0 | 0 | 0.023165 | 0.028042
1996 | 94.0729 | 0 | 0 | 0 | 0 | 0 | 0 | 0.028854 | 0.024036
1996 | 94.0833 | 0 | 0 | 0 | 0 | 0 | 0 | 0.028042 | 0.04006
1996 | 94.0938 | 0 | 0 | 0 | 0 | 0 | 0 | 0.017882 | -0.004006
1996 | 94.1042 | 0 | 0.032048 | 0 | 0 | 0 | 0 | -0.0065024 | 0.032048
1996 | 94.1146 | 0 | 0 | 0 | 0 | 0 | 0 | 0.014224 | 0.024036
1996 | 94.125 | 0 | 0 | 0 | 0 | 0 | 0 | 0.024384 | 0.024036
1996 | 94.1354 | 0 | 0 | 0 | 0 | 0 | 0 | 0.027229 | 0.012018
1996 | 94.1458 | 0 | 0 | 0 | 0 | 0 | 0 | 0.01585 | 0.028042
1996 | 94.1563 | 0 | 0 | 0 | 0 | 0 | 0 | 0.0073152 | 0.024036
1996 | 94.1667 | 0 | 0 | 0 | 0 | 0 | 0 | -0.002032 | 0
1996 | 94.1771 | 0 | 0 | 0 | 0 | 0 | 0 | 0.0085344 | -0.012018
1996 | 94.1875 | 0 | 0 | 0 | 0 | 0 | 0 | 0.031293 | 0.02003
1996 | 94.1979 | 0 | 0 | 0 | 0 | 0 | 0 | 0.016662 | 0.036054
1996 | 94.2083 | 0 | 0 | 0 | 0 | 0 | 0 | 0.020726 | 0.02003
1996 | 94.2188 | 0 | 0 | 0 | 0 | 0 | 0 | 0.028448 | 0.024036
1996 | 94.2292 | 0 | 0 | 0 | 0 | 0 | 0 | 0.01585 | 0.036054
1996 | 94.2396 | 0 | 0 | 0 | 0 | 0 | 0 | 0.006096 | 0.004006
1996 | 94.25 | 0 | 0 | 0 | 0 | 0 | 0 | 0.011379 | -0.032048
1996 | 94.2604 | 0 | 0 | 0 | 0 | 0 | 0 | 0.0077216 | 0.012018
1996 | 94.2708 | 0 | 0 | 0 | 0 | 0 | 0 | 0.01463 | 0.04006
1996 | 94.2813 | 0 | 0 | 0 | 0 | 0 | 0 | 0.0036576 | -0.008012
1996 | 94.2917 | 0 | 0 | 0 | 0 | 0 | 0 | 0.013005 | 0.044066
1996 | 94.3021 | 0 | 0 | 0 | 0 | 0 | 0 | 0.011786 | -0.012018
1996 | 94.3125 | 0 | 0 | 0 | 0 | 0 | 0 | 0.0097536 | -0.024036
1996 | 94.3229 | 0 | 0 | 0 | 0 | 0 | 0 | 0.012598 | 0.012018
1996 | 94.3333 | 0 | 0 | 0 | 0 | 0 | 0 | 0.017069 | 0.052078
1996 | 94.3438 | 0 | 0 | 0 | 0 | 0 | 0 | 0.039827 | -0.02003
1996 | 94.3542 | 0 | 0 | 0 | 0 | 0 | 0 | 0.039827 | 0.072108
1996 | 94.3646 | 0 | 0 | 0 | 0 | 0 | 0 | 0.059741 | 0.068102
1996 | 94.375 | 0 | 0 | 0 | 0 | 0 | 0 | 0.083312 | 0
1996 | 94.3854 | 0 | 0 | 0 | 0 | 0 | 0 | 0.10119 | 0.044066
1996 | 94.3958 | 0 | 0 | 0 | 0 | 0 | 0 | 0.10363 | 0.096144
1996 | 94.4063 | 0 | 0 | 0 | 0 | 0 | 0 | 0.10119 | 0.028042
1996 | 94.4167 | 0 | 0 | 0 | 0 | 0 | 0 | 0.11582 | 0.12819
1996 | 94.4271 | 0 | 0 | 0 | 0 | 0 | 0 | 0.11745 | 0.092138
1996 | 94.4375 | 0 | 0 | 0 | 0 | 0 | 0 | 0.12761 | 0.096144
1996 | 94.4479 | 0 | 0 | 0 | 0 | 0 | 0 | 0.15199 | 0.10816
1996 | 94.4583 | 0 | 0 | 0 | 0 | 0 | 0 | 0.13696 | 0.12018
1996 | 94.4688 | 0 | 0 | 0 | 0 | 0 | 0 | 0.16988 | 0.14822
1996 | 94.4792 | 0 | 0 | 0 | 0 | 0 | 0 | 0.16053 | 0.12419
1996 | 94.4896 | 0 | 0 | 0 | 0 | 0 | 0 | 0.16297 | 0.14422
1996 | 94.5 | 0 | 0 | 0 | 0 | 0 | 0 | 0.16134 | 0.16825
1996 | 94.5104 | 0 | 0 | 0 | 0 | 0 | 0 | 0.15443 | 0.15223
1996 | 94.5208 | 0 | 0 | 0 | 0 | 0 | 0 | 0.16947 | 0.11617
1996 | 94.5313 | 0 | 0 | 0 | 0 | 0 | 0 | 0.16866 | 0.14822
1996 | 94.5417 | 0 | 0 | 0 | 0 | 0 | 0 | 0.16988 | 0.2003
1996 | 94.5521 | 0 | 0 | 0 | 0 | 0 | 0 | 0.20645 | 0.16024
1996 | 94.5625 | 0 | 0 | 0 | 0 | 0 | 0 | 0.18613 | 0.092138
1996 | 94.5729 | 0 | 0 | 0 | 0 | 0 | 0 | 0.17069 | 0.16024
1996 | 94.5833 | 0 | 0 | 0 | 0 | 0 | 0 | 0.19507 | 0.19229
1996 | 94.5938 | 0 | 0 | 0 | 0 | 0 | 0 | 0.15321 | 0.11217
1996 | 94.6042 | 0 | 0 | 0 | 0 | 0 | 0 | 0.17435 | 0.18908
1996 | 94.6146 | 0 | 0 | 0 | 0 | 0 | 0 | 0.14834 | 0.11657
1996 | 94.625 | 0 | 0 | 0 | 0 | 0 | 0 | 0.14346 | 0.11778
1996 | 94.6354 | 0 | 0 | 0 | 0 | 0 | 0 | 0.165 | 0.18788
1996 | 94.6458 | 0 | 0 | 0 | 0 | 0 | 0 | 0.13574 | 0.08653
1996 | 94.6563 | 0 | 0 | 0 | 0 | 0 | 0 | 0.14874 | 0.1338
1996 | 94.6667 | 0 | 0 | 0 | 0 | 0 | 0 | 0.14427 | 0.11337
1996 | 94.6771 | 0 | 0 | 0 | 0 | 0 | 0 | 0.14671 | 0.14622
1996 | 94.6875 | 0 | 0 | 0 | 0 | 0 | 0 | 0.12395 | 0.11657
1996 | 94.6979 | 0 | 0 | 0 | 0 | 0 | 0 | 0.12639 | 0.098147
1996 | 94.7083 | 0 | 0 | 0 | 0 | 0 | 0 | 0.11542 | 0.12178
1996 | 94.7188 | 0 | 0 | 0 | 0 | 0 | 0 | 0.12436 | 0.08653
1996 | 94.7292 | 0 | 0 | 0 | 0 | 0 | 0 | 0.095098 | 0.10335
1996 | 94.7396 | 0 | 0 | 0 | 0 | 0 | 0 | 0.072746 | 0.059689
1996 | 94.75 | 0 | 0 | 0 | 0 | 0 | 0 | 0.057302 | 0.11177
1996 | 94.7604 | 0 | 0 | 0 | 0 | 0 | 0 | 0.078842 | 0.065298
1996 | 94.7708 | 0 | 0 | 0 | 0 | 0 | 0 | 0.054864 | 0.035653
1996 | 94.7813 | 0 | 0 | 0 | 0 | 0 | 0 | 0.034544 | 0.058087
1996 | 94.7917 | 0 | 0 | 0 | 0 | 0 | 0 | 0.047955 | 0.074512
1996 | 94.8021 | 0 | 0 | 0 | 0 | 0 | 0 | 0.023571 | 0.034852
1996 | 94.8125 | 0 | 0 | 0 | 0 | 0 | 0 | 0.041859 | -0.011617
1996 | 94.8229 | 0 | 0 | 0 | 0 | 0 | 0 | 0.032106 | 0.060891
1996 | 94.8333 | 0 | 0 | 0 | 0 | 0 | 0 | 0.028854 | 0.034452
1996 | 94.8438 | 0 | 0 | 0 | 0 | 0 | 0 | 0.0097536 | 0.029244
1996 | 94.8542 | 0 | 0 | 0 | 0 | 0 | 0 | 0.019507 | 0.03365
1996 | 94.8646 | 0 | 0 | 0 | 0 | 0 | 0 | 0.038608 | -0.002003
1996 | 94.875 | 0 | 0 | 0 | 0 | 0 | 0 | 0.013818 | 0.062894
1996 | 94.8854 | 0 | 0 | 0 | 0 | 0 | 0 | 0.021539 | 0.014422
1996 | 94.8958 | 0 | 0.041662 | 0 | 0 | 0 | 0 | 0.026822 | 0.027641
1996 | 94.9063 | 0 | 0 | 0 | 0 | 0 | 0 | 0.02601 | 0.016024
1996 | 94.9167 | 0 | 0 | 0 | 0 | 0 | 0 | 0.0004064 | 0.063295
1996 | 94.9271 | 0 | 0 | 0 | 0 | 0 | 0 | 0.0036576 | 0.024036
1996 | 94.9375 | 0 | 0 | 0 | 0 | 0 | 0 | 0.016662 | 0.018027
1996 | 94.9479 | 0 | 0 | 0 | 0 | 0 | 0 | 0.017069 | 0.014822
1996 | 94.9583 | 0 | 0 | 0 | 0 | 0 | 0 | 0.0085344 | 0.015223
1996 | 94.9688 | 0 | 0 | 0 | 0 | 0 | 0 | 0.022758 | 0.011217
1996 | 94.9792 | 0 | 0 | 0 | 0 | 0 | 0 | 0.0077216 | 0.032048
1996 | 94.9896 | 0 | 0 | 0 | 0 | 0 | 0 | 0.0044704 | 0.011617
1996 | 95 | 0 | 0 | 0 | 0 | 0 | 0 | 0.019914 | 0.008012
1996 | 95.0104 | 0 | 0 | 0 | 0 | 0 | 0 | 0.013411 | 0.0068102
1996 | 95.0208 | 0 | 0 | 0 | 0 | 0 | 0 | 0.022758 | 0.0048072
1996 | 95.0313 | 0 | 0 | 0 | 0 | 0 | 0 | 0.023978 | 0.01362
1996 | 95.0417 | 0 | 0 | 0 | 0 | 0 | 0 | 0.008128 | -0.0052078
1996 | 95.0521 | 0 | 0 | 0 | 0 | 0 | 0 | 0.010566 | 0.054882
1996 | 95.0625 | 0 | 0 | 0 | 0 | 0 | 0 | 0.0089408 | 0.016024
1996 | 95.0729 | 0 | 0 | 0 | 0 | 0 | 0 | 0.004064 | 0.019229
1996 | 95.0833 | 0 | 0 | 0 | 0 | 0 | 0 | -0.0024384 | 0.010816
1996 | 95.0938 | 0 | 0 | 0 | 0 | 0 | 0 | 0.0048768 | 0.012018
1996 | 95.1042 | 0 | 0 | 0 | 0 | 0 | 0 | 0.002032 | 0.012018
1996 | 95.1146 | 0 | 0 | 0 | 0 | 0 | 0 | 0.010566 | -0.011217
1996 | 95.125 | 0 | 0 | 0 | 0 | 0 | 0 | 0.008128 | 0.036455
1996 | 95.1354 | 0 | 0 | 0 | 0 | 0 | 0 | 0.0056896 | -0.004006
1996 | 95.1458 | 0 | 0 | 0 | 0 | 0 | 0 | 0.002032 | 0.006009
1996 | 95.1563 | 0 | 0 | 0 | 0 | 0 | 0 | 0.010566 | 0.006009
1996 | 95.1667 | 0 | 0 | 0 | 0 | 0 | 0 | 0.0028448 | 0.0028042
1996 | 95.1771 | 0 | 0 | 0 | 0 | 0 | 0 | 0.0032512 | 0.010416
1996 | 95.1875 | 0 | 0 | 0 | 0 | 0 | 0 | 0.0085344 | 0.0036054
1996 | 95.1979 | 0 | 0 | 0 | 0 | 0 | 0 | 0.0073152 | 0.0064096
1996 | 95.2083 | 0 | 0 | 0 | 0 | 0 | 0 | 0.0032512 | 0.02003
1996 | 95.2188 | 0 | 0 | 0 | 0 | 0 | 0 | 0.0093472 | -0.0068102
1996 | 95.2292 | 0 | 0 | 0 | 0 | 0 | 0 | -0.0028448 | 0.016825
1996 | 95.2396 | 0 | 0 | 0 | 0 | 0 | 0 | 0.0085344 | 0.0024036
1996 | 95.25 | 0 | 0 | 0 | 0 | 0 | 0 | 0.0085344 | -0.0012018
1996 | 95.2604 | 0 | 0 | 0 | 0 | 0 | 0 | 0.010973 | -0.0028042
1996 | 95.2708 | 0 | 0 | 0 | 0 | 0 | 0 | 0.0028448 | 0.011217
1996 | 95.2813 | 0 | 0 | 0 | 0 | 0 | 0 | 0.0065024 | 0.012819
1996 | 95.2917 | 0 | 0 | 0 | 0 | 0 | 0 | 0.006096 | 0.0012018
1996 | 95.3021 | 0 | 0 | 0 | 0 | 0 | 0 | 0.019101 | 0.0068102
1996 | 95.3125 | 0 | 0 | 0 | 0 | 0 | 0 | 0.015443 | -0.0036054
1996 | 95.3229 | 0 | 0 | 0 | 0 | 0 | 0 | 0.03048 | 0.0056084
1996 | 95.3333 | 0 | 0 | 0 | 0 | 0 | 0 | 0.023571 | 0.008012
1996 | 95.3438 | 0 | 0 | 0 | 0 | 0 | 0 | 0.025197 | 0.0068102
1996 | 95.3542 | 0 | 0 | 0 | 0 | 0 | 0 | 0.018288 | 0.036855
1996 | 95.3646 | 0 | 0 | 0 | 0 | 0 | 0 | 0.032106 | 0.017626
1996 | 95.375 | 0 | 0 | 0 | 0 | 0 | 0 | 0.032106 | 0.020831
1996 | 95.3854 | 0 | 0 | 0 | 0 | 0 | 0 | 0.043891 | 0.04006
1996 | 95.3958 | 0 | 0 | 0 | 0 | 0 | 0 | 0.054051 | 0
1996 | 95.4063 | 0 | 0 | 0 | 0 | 0 | 0 | 0.043485 | 0.056885
1996 | 95.4167 | 0 | 0 | 0 | 0 | 0 | 0 | 0.063398 | 0.021232
1996 | 95.4271 | 0 | 0 | 0 | 0 | 0 | 0 | 0.032106 | 0.064497
1996 | 95.4375 | 0 | 0 | 0 | 0 | 0 | 0 | 0.04064 | 0.034051
1996 | 95.4479 | 0 | 0 | 0 | 0 | 0 | 0 | 0.074371 | -0.010416
1996 | 95.4583 | 0 | 0 | 0 | 0 | 0 | 0 | 0.085344 | 0.079719
1996 | 95.4688 | 0 | 0 | 0 | 0 | 0 | 0 | 0.11095 | 0.072108
1996 | 95.4792 | 0 | 0 | 0 | 0 | 0 | 0 | 0.07681 | 0.067701
1996 | 95.4896 | 0 | 0 | 0 | 0 | 0 | 0 | 0.084938 | 0.063695
1996 | 95.5 | 0 | 0 | 0 | 0 | 0 | 0 | 0.070307 | 0.074912
1996 | 95.5104 | 0 | 0 | 0 | 0 | 0 | 0 | 0.074371 | 0.098548
1996 | 95.5208 | 0 | 0 | 0 | 0 | 0 | 0 | 0.078435 | 0.068503
1996 | 95.5313 | 0 | 0 | 0 | 0 | 0 | 0 | 0.10566 | 0.083725
1996 | 95.5417 | 0 | 0 | 0 | 0 | 0 | 0 | 0.086563 | 0.054081
1996 | 95.5521 | 0 | 0 | 0 | 0 | 0 | 0 | 0.11908 | 0.11017
1996 | 95.5625 | 0 | 0 | 0 | 0 | 0 | 0 | 0.093066 | 0.092138
1996 | 95.5729 | 0 | 0 | 0 | 0 | 0 | 0 | 0.10079 | 0.076515
1996 | 95.5833 | 0 | 0 | 0 | 0 | 0 | 0 | 0.12476 | 0.13941
1996 | 95.5938 | 0 | 0 | 0 | 0 | 0 | 0 | 0.12111 | 0.090936
1996 | 95.6042 | 0 | 0 | 0 | 0 | 0 | 0 | 0.097536 | 0.11938
1996 | 95.6146 | 0 | 0 | 0 | 0 | 0 | 0 | 0.075184 | 0.050476
1996 | 95.625 | 0 | 0 | 0 | 0 | 0 | 0 | 0.099568 | 0.085328
1996 | 95.6354 | 0 | 0 | 0 | 0 | 0 | 0 | 0.10648 | 0.076915
1996 | 95.6458 | 0 | 0 | 0 | 0 | 0 | 0 | 0.088595 | 0.077716
1996 | 95.6563 | 0 | 0 | 0 | 0 | 0 | 0 | 0.08128 | 0.092939
1996 | 95.6667 | 0 | 0 | 0 | 0 | 0 | 0 | 0.091034 | 0.098147
1996 | 95.6771 | 0 | 0 | 0 | 0 | 0 | 0 | 0.046736 | 0.088132
1996 | 95.6875 | 0 | 0 | 0 | 0 | 0 | 0 | 0.079248 | 0.036855
1996 | 95.6979 | 0 | 0 | 0 | 0 | 0 | 0 | 0.044704 | 0.052879
1996 | 95.7083 | 0 | 0 | 0 | 0 | 0 | 0 | 0.049581 | 0.067701
1996 | 95.7188 | 0 | 0 | 0 | 0 | 0 | 0 | 0.058115 | 0.035253
1996 | 95.7292 | 0 | 0 | 0 | 0 | 0 | 0 | 0.053238 | 0.05328
1996 | 95.7396 | 0 | 0 | 0 | 0 | 0 | 0 | 0.021539 | 0.042464
1996 | 95.75 | 0 | 0 | 0 | 0 | 0 | 0 | 0.038608 | 0.044867
1996 | 95.7604 | 0 | 0 | 0 | 0 | 0 | 0 | 0.032106 | 0.041662
1996 | 95.7708 | 0 | 0 | 0 | 0 | 0 | 0 | 0.028854 | 0.030446
1996 | 95.7813 | 0 | 0 | 0 | 0 | 0 | 0 | 0.01463 | 0.017226
1996 | 95.7917 | 0 | 0 | 0 | 0 | 0 | 0 | 0.039827 | 0.028042
1996 | 95.8021 | 0 | 0 | 0 | 0 | 0 | 0 | 0.033325 | 0.012419
1996 | 95.8125 | 0 | 0 | 0 | 0 | 0 | 0 | 0.010566 | 0.034452
1996 | 95.8229 | 0 | 0 | 0 | 0 | 0 | 0 | 0.016256 | 0.03325
1996 | 95.8333 | 0 | 0 | 0 | 0 | 0 | 0 | 0.015037 | 0.019229
1996 | 95.8438 | 0 | 0 | 0 | 0 | 0 | 0 | 0.023571 | 0.014822
1996 | 95.8542 | 0 | 0 | 0 | 0 | 0 | 0 | 0.017069 | 0.022033
1996 | 95.8646 | 0 | 0 | 0 | 0 | 0 | 0 | 0.022352 | 0.018828
1996 | 95.875 | 0 | 0 | 0 | 0 | 0 | 0 | 0.0097536 | 0.019629
1996 | 95.8854 | 0 | 0 | 0 | 0 | 0 | 0 | 0.012192 | 0.024036
1996 | 95.8958 | 0 | 0 | 0 | 0 | 0 | 0 | 0.010566 | 0.014422
1996 | 95.9063 | 0 | 0 | 0 | 0 | 0 | 0 | 0.019101 | -0.0008012
1996 | 95.9167 | 0 | 0 | 0 | 0 | 0 | 0 | 0.017069 | 0.025238
1996 | 95.9271 | 0 | 0 | 0 | 0 | 0 | 0 | 0.011379 | 0.018027
1996 | 95.9375 | 0 | 0 | 0 | 0 | 0 | 0 | 0.022352 | 0.010816
1996 | 95.9479 | 0 | 0 | 0 | 0 | 0 | 0 | 0.023165 | 0.008012
1996 | 95.9583 | 0 | 0 | 0 | 0 | 0 | 0 | 0.02032 | 0.0092138
1996 | 95.9688 | 0 | 0 | 0 | 0 | 0 | 0 | 0.025197 | 0.019229
1996 | 95.9792 | 0 | 0 | 0 | 0 | 0 | 0 | 0.017475 | 0.010416
1996 | 95.9896 | 0 | 0 | 0 | 0 | 0 | 0 | 0.012598 | 0.028843
1996 | 96 | 0 | 0 | 0 | 0 | 0 | 0 | 0.026822 | 0.0088132
1996 | 96.0104 | 0 | 0 | 0 | 0 | 0 | 0 | 0.027229 | 0.0036054
1996 | 96.0208 | 0 | 0 | 0 | 0 | 0 | 0 | 0.016662 | 0.028443
1996 | 96.0313 | 0 | 0 | 0 | 0 | 0 | 0 | 0.021946 | 0.015223
1996 | 96.0417 | 0 | 0 | 0 | 0 | 0 | 0 | 0.027635 | 0.016425
1996 | 96.0521 | 0 | 0 | 0 | 0 | 0 | 0 | 0.0036576 | 0.027241
1996 | 96.0625 | 0 | 0 | 0 | 0 | 0 | 0 | 0.026416 | 0.011617
1996 | 96.0729 | 0 | 0 | 0 | 0 | 0 | 0 | -0.0085344 | 0.021632
1996 | 96.0833 | 0 | 0 | 0 | 0 | 0 | 0 | 0.042672 | 0.010015
1996 | 96.0938 | 0 | 0 | 0 | 0 | 0 | 0 | 0.0048768 | 0.02684
1996 | 96.1042 | 0 | 0 | 0 | 0 | 0 | 0 | 0.015443 | 0.015623
1996 | 96.1146 | 0 | 0 | 0 | 0 | 0 | 0 | 0.026822 | 0.010816
1996 | 96.125 | 0 | 0 | 0 | 0 | 0 | 0 | 0.013818 | 0.0084126
1996 | 96.1354 | 0 | 0 | 0 | 0 | 0 | 0 | 0.024384 | 0.020431
1996 | 96.1458 | 0 | 0 | 0 | 0 | 0 | 0 | 0.015443 | 0.031647
1996 | 96.1563 | 0 | 0 | 0 | 0 | 0 | 0 | 0.017475 | 0.0064096
1996 | 96.1667 | 0 | 0 | 0 | 0 | 0 | 0 | 0.021539 | -0.0016024
1996 | 96.1771 | 0 | 0 | 0 | 0 | 0 | 0 | 0.0093472 | 0.039659
1996 | 96.1875 | 0 | 0 | 0 | 0 | 0 | 0 | 0.017475 | 0.017626
1996 | 96.1979 | 0 | 0 | 0 | 0 | 0 | 0 | 0.017069 | -0.0076114
1996 | 96.2083 | 0 | 0 | 0 | 0 | 0 | 0 | 0.01463 | 0.032449
1996 | 96.2188 | 0 | 0 | 0 | 0 | 0 | 0 | 0.016662 | -0.0016024
1996 | 96.2292 | 0 | 0 | 0 | 0 | 0 | 0 | 0.030886 | 0.029244
1996 | 96.2396 | 0 | 0 | 0 | 0 | 0 | 0 | 0.012192 | 0.010015
1996 | 96.25 | 0 | 0 | 0 | 0 | 0 | 0 | 0.0097536 | 0.015223
1996 | 96.2604 | 0 | 0 | 0 | 0 | 0 | 0 | 0.008128 | 0.032849
1996 | 96.2708 | 0 | 0 | 0 | 0 | 0 | 0 | -0.010566 | 0.0044066
1996 | 96.2813 | 0 | 0 | 0 | 0 | 0 | 0 | 0.010566 | 0.011217
1996 | 96.2917 | 0 | 0 | 0 | 0 | 0 | 0 | 0.016662 | 0.016024
1996 | 96.3021 | 0 | 0 | 0 | 0 | 0 | 0 | 0.018694 | 1.4211e-14
1996 | 96.3125 | 0 | 0 | 0 | 0 | 0 | 0 | 0.019101 | 0.015223
1996 | 96.3229 | 0 | 0 | 0 | 0 | 0 | 0 | 0.0089408 | 0.020431
1996 | 96.3333 | 0 | 0 | 0 | 0 | 0 | 0 | 0.019101 | -0.0004006
1996 | 96.3438 | 0 | 0 | 0 | 0 | 0 | 0 | 0.029667 | 0.012419
1996 | 96.3542 | 0 | 0 | 0 | 0 | 0 | 0 | 0.030886 | 0.019229
1996 | 96.3646 | 0 | 0 | 0 | 0 | 0 | 0 | 0.02601 | -0.004006
1996 | 96.375 | 0 | 0 | 0 | 0 | 0 | 0 | 0.012598 | 0.011217
1996 | 96.3854 | 0 | 0 | 0 | 0 | 0 | 0 | 0.041859 | 0.036455
1996 | 96.3958 | 0 | 0 | 0 | 0 | 0 | 0 | 0.04511 | -0.0036054
1996 | 96.4063 | 0 | 0 | 0 | 0 | 0 | 0 | 0.039827 | 0.049274
1996 | 96.4167 | 0 | 0 | 0 | 0 | 0 | 0 | 0.056896 | 0.044066
1996 | 96.4271 | 0 | 0 | 0 | 0 | 0 | 0 | 0.023978 | 0.012819
1996 | 96.4375 | 0 | 0 | 0 | 0 | 0 | 0 | 0.059334 | 0.048072
1996 | 96.4479 | 0 | 0 | 0 | 0 | 0 | 0 | 0.052019 | 0.010816
1996 | 96.4583 | 0 | 0 | 0 | 0 | 0 | 0 | 0.063398 | 0.061292
1996 | 96.4688 | 0 | 0 | 0 | 0 | 0 | 0 | 0.021133 | 0.028843
1996 | 96.4792 | 0 | 0 | 0 | 0 | 0 | 0 | 0.069494 | 0.062494
1996 | 96.4896 | 0 | 0 | 0 | 0 | 0 | 0 | 0.063398 | 0.030045
1996 | 96.5 | 0 | 0 | 0 | 0 | 0 | 0 | 0.091034 | 0.070105
1996 | 96.5104 | 0 | 0 | 0 | 0 | 0 | 0 | 0.068275 | 0.083325
1996 | 96.5208 | 0 | 0 | 0 | 0 | 0 | 0 | 0.077622 | 0.052879
1996 | 96.5313 | 0 | 0 | 0 | 0 | 0 | 0 | 0.10323 | 0.063295
1996 | 96.5417 | 0 | 0 | 0 | 0 | 0 | 0 | 0.05527 | 0.075713
1996 | 96.5521 | 0 | 0 | 0 | 0 | 0 | 0 | 0.13736 | 0.08653
1996 | 96.5625 | 0 | 0 | 0 | 0 | 0 | 0 | 0.043078 | 0.09334
1996 | 96.5729 | 0 | 0 | 0 | 0 | 0 | 0 | 0.09713 | 0.054882
1996 | 96.5833 | 0 | 0 | 0 | 0 | 0 | 0 | 0.058115 | 0.060891
1996 | 96.5938 | 0 | 0 | 0 | 0 | 0 | 0 | 0.091034 | 0.089334
1996 | 96.6042 | 0 | 0 | 0 | 0 | 0 | 0 | 0.096317 | 0.07371
1996 | 96.6146 | 0 | 0 | 0 | 0 | 0 | 0 | 0.11257 | 0.08693
1996 | 96.625 | 0 | 0 | 0 | 0 | 0 | 0 | 0.089002 | 0.067701
1996 | 96.6354 | 0 | 0 | 0 | 0 | 0 | 0 | 0.096723 | 0.090536
1996 | 96.6458 | 0 | 0 | 0 | 0 | 0 | 0 | 0.11135 | 0.066099
1996 | 96.6563 | 0 | 0 | 0 | 0 | 0 | 0 | 0.092659 | 0.098948
1996 | 96.6667 | 0 | 0 | 0 | 0 | 0 | 0 | 0.081686 | 0.078518
1996 | 96.6771 | 0 | 0 | 0 | 0 | 0 | 0 | 0.094285 | 0.082524
1996 | 96.6875 | 0 | 0 | 0 | 0 | 0 | 0 | 0.047142 | 0.080921
1996 | 96.6979 | 0 | 0 | 0 | 0 | 0 | 0 | 0.063805 | 0.049674
1996 | 96.7083 | 0 | 0 | 0 | 0 | 0 | 0 | 0.068275 | 0.037656
1996 | 96.7188 | 0 | 0 | 0 | 0 | 0 | 0 | 0.063805 | 0.091737
1996 | 96.7292 | 0 | 0 | 0 | 0 | 0 | 0 | 0.084531 | 0.035653
1996 | 96.7396 | 0 | 0 | 0 | 0 | 0 | 0 | 0.068682 | 0.075713
1996 | 96.75 | 0 | 0 | 0 | 0 | 0 | 0 | 0.037389 | 0.064096
1996 | 96.7604 | 0 | 0 | 0 | 0 | 0 | 0 | 0.032918 | 0.058087
1996 | 96.7708 | 0 | 0 | 0 | 0 | 0 | 0 | 0.040234 | 0.024437
1996 | 96.7813 | 0 | 0 | 0 | 0 | 0 | 0 | 0.026416 | 0.043665
1996 | 96.7917 | 0 | 0 | 0 | 0 | 0 | 0 | 0.021946 | 0.034852
1996 | 96.8021 | 0 | 0 | 0 | 0 | 0 | 0 | 0.025197 | 0.023635
1996 | 96.8125 | 0 | 0 | 0 | 0 | 0 | 0 | 0.013005 | 0.029244
1996 | 96.8229 | 0 | 0 | 0 | 0 | 0 | 0 | 0.0028448 | 0.020831
1996 | 96.8333 | 0 | 0 | 0 | 0 | 0 | 0 | 0.006096 | 0.022834
1996 | 96.8438 | 0 | 0 | 0 | 0 | 0 | 0 | 0.016256 | 0.0072108
1996 | 96.8542 | 0 | 0 | 0 | 0 | 0 | 0 | 0.011786 | 0.010416
1996 | 96.8646 | 0 | 0 | 0 | 0 | 0 | 0 | 0.0028448 | 0.0024036
1996 | 96.875 | 0 | 0 | 0 | 0 | 0 | 0 | 0.0052832 | 0.017626
1996 | 96.8854 | 0 | 0 | 0 | 0 | 0 | 0 | 0.002032 | 0.023235
1996 | 96.8958 | 0 | 0 | 0 | 0 | 0 | 0 | 0.0028448 | -0.0052078
1996 | 96.9063 | 0 | 0 | 0 | 0 | 0 | 0 | 0.0052832 | 0.0088132
1996 | 96.9167 | 0 | 0 | 0 | 0 | 0 | 0 | 0.0024384 | 0.010416
1996 | 96.9271 | 0 | 0 | 0 | 0 | 0 | 0 | 0.0024384 | 0.0028042
1996 | 96.9375 | 0 | 0 | 0 | 0 | 0 | 0 | -0.0008128 | 0.0024036
1996 | 96.9479 | 0 | 0 | 0 | 0 | 0 | 0 | 0.0012192 | 0.0084126
1996 | 96.9583 | 0 | 0 | 0 | 0 | 0 | 0 | 0.002032 | -0.0012018
1996 | 96.9688 | 0 | 0 | 0 | 0 | 0 | 0 | 0.0032512 | 0.0028042
1996 | 96.9792 | 0 | 0 | 0 | 0 | 0 | 0 | 0 | 0.0024036
1996 | 96.9896 | 0 | 0 | 0 | 0 | 0 | 0 | 0.0028448 | -0.0024036
1996 | 97 | 0 | 0 | 0 | 0 | 0 | 0 | 0.0012192 | 0.004006
1996 | 97.0104 | 0 | 0 | 0 | 0 | 0 | 0 | 0.002032 | -0.0032048
1996 | 97.0208 | 0 | 0 | 0 | 0 | 0 | 0 | 0.0012192 | 0.0088132
1996 | 97.0313 | 0 | 0 | 0 | 0 | 0 | 0 | 0.0028448 | 0.0024036
1996 | 97.0417 | 0 | 0 | 0 | 0 | 0 | 0 | 0.0024384 | 0.002003
1996 | 97.0521 | 0 | 0 | 0 | 0 | 0 | 0 | 0.0028448 | 0.002003
1996 | 97.0625 | 0 | 0 | 0 | 0 | 0 | 0 | -0.0016256 | 0.0032048
1996 | 97.0729 | 0 | 0 | 0 | 0 | 0 | 0 | 0.0024384 | -0.0008012
1996 | 97.0833 | 0 | 0 | 0 | 0 | 0 | 0 | 0 | 1.4211e-14
1996 | 97.0938 | 0 | 0 | 0 | 0 | 0 | 0 | 0.0008128 | 0.002003
1996 | 97.1042 | 0 | 0 | 0 | 0 | 0 | 0 | 0 | 0
1996 | 97.1146 | 0 | 0 | 0 | 0 | 0 | 0 | 0.0012192 | 0.0088132
1996 | 97.125 | 0 | 0 | 0 | 0 | 0 | 0 | 0.0004064 | -0.0012018
1996 | 97.1354 | 0 | 0 | 0 | 0 | 0 | 0 | 0 | 0.0008012
1996 | 97.1458 | 0 | 0 | 0 | 0 | 0 | 0 | 0.0024384 | 0.0008012
1996 | 97.1563 | 0 | 0 | 0 | 0 | 0 | 0 | -0.0008128 | 0.0024036
1996 | 97.1667 | 0 | 0 | 0 | 0 | 0 | 0 | 0.0004064 | 0.0008012
1996 | 97.1771 | 0 | 0 | 0 | 0 | 0 | 0 | 0 | 0.0044066
1996 | 97.1875 | 0 | 0 | 0 | 0 | 0 | 0 | 0.0004064 | -0.0028042
1996 | 97.1979 | 0 | 0 | 0 | 0 | 0 | 0 | -0.0004064 | 0.0064096
1996 | 97.2083 | 0 | 0 | 0 | 0 | 0 | 0 | 0.0028448 | 0.004006
1996 | 97.2188 | 0 | 0 | 0 | 0 | 0 | 0 | 0.0028448 | 0.0012018
1996 | 97.2292 | 0 | 0 | 0 | 0 | 0 | 0 | -0.0004064 | 0.006009
1996 | 97.2396 | 0 | 0 | 0 | 0 | 0 | 0 | 0.002032 | -0.004006
1996 | 97.25 | 0 | 0 | 0 | 0 | 0 | 0 | 0.0016256 | 0.004006
1996 | 97.2604 | 0 | 0 | 0 | 0 | 0 | 0 | 0.0008128 | 0.0036054
1996 | 97.2708 | 0 | 0 | 0 | 0 | 0 | 0 | 0.004064 | 0.011617
1996 | 97.2813 | 0 | 0 | 0 | 0 | 0 | 0 | 0.0073152 | -0.0004006
1996 | 97.2917 | 0 | 0 | 0 | 0 | 0 | 0 | 0.01016 | 0.018027
1996 | 97.3021 | 0 | 0 | 0 | 0 | 0 | 0 | 0.013411 | 0.0028042
1996 | 97.3125 | 0 | 0 | 0 | 0 | 0 | 0 | 0.0073152 | 0.0068102
1996 | 97.3229 | 0 | 0 | 0 | 0 | 0 | 0 | 0.012192 | 0.0052078
1996 | 97.3333 | 0 | 0 | 0 | 0 | 0 | 0 | 0.0077216 | -0.0008012
1996 | 97.3438 | 0 | 0 | 0 | 0 | 0 | 0 | 0.0073152 | 0.004006
1996 | 97.3542 | 0 | 0 | 0 | 0 | 0 | 0 | 0.0093472 | -0.015223
1996 | 97.3646 | 0 | 0 | 0 | 0 | 0 | 0 | 0.01016 | 0.006009
1996 | 97.375 | 0 | 0 | 0 | 0 | 0 | 0 | 0.028448 | 0.0092138
1996 | 97.3854 | 0 | 0 | 0 | 0 | 0 | 0 | 0.026416 | 0.012419
1996 | 97.3958 | 0 | 0 | 0 | 0 | 0 | 0 | 0.041453 | 0.006009
1996 | 97.4063 | 0 | 0 | 0 | 0 | 0 | 0 | 0.042672 | 0.034051
1996 | 97.4167 | 0 | 0 | 0 | 0 | 0 | 0 | 0.053238 | 0.030446
1996 | 97.4271 | 0 | 0 | 0 | 0 | 0 | 0 | 0.057302 | 0.036054
1996 | 97.4375 | 0 | 0 | 0 | 0 | 0 | 0 | 0.059741 | 0.05328
1996 | 97.4479 | 0 | 0 | 0 | 0 | 0 | 0 | 0.071526 | 0.054081
1996 | 97.4583 | 0 | 0 | 0 | 0 | 0 | 0 | 0.072746 | 0.070506
1996 | 97.4688 | 0 | 0 | 0 | 0 | 0 | 0 | 0.093472 | 0.070506
1996 | 97.4792 | 0 | 0 | 0 | 0 | 0 | 0 | 0.11176 | 0.079319
1996 | 97.4896 | 0 | 0 | 0 | 0 | 0 | 0 | 0.10323 | 0.092539
1996 | 97.5 | 0 | 0 | 0 | 0 | 0 | 0 | 0.11298 | 0.099749
1996 | 97.5104 | 0 | 0 | 0 | 0 | 0 | 0 | 0.091846 | 0.082123
1996 | 97.5208 | 0 | 0 | 0 | 0 | 0 | 0 | 0.13249 | 0.11377
1996 | 97.5313 | 0 | 0 | 0 | 0 | 0 | 0 | 0.12355 | 0.10015
1996 | 97.5417 | 0 | 0 | 0 | 0 | 0 | 0 | 0.13208 | 0.10816
1996 | 97.5521 | 0 | 0 | 0 | 0 | 0 | 0 | 0.12761 | 0.10776
1996 | 97.5625 | 0 | 0 | 0 | 0 | 0 | 0 | 0.12761 | 0.10776
1996 | 97.5729 | 0 | 0 | 0 | 0 | 0 | 0 | 0.14183 | 0.11257
1996 | 97.5833 | 0 | 0 | 0 | 0 | 0 | 0 | 0.12355 | 0.10496
1996 | 97.5938 | 0 | 0 | 0 | 0 | 0 | 0 | 0.13086 | 0.11698
1996 | 97.6042 | 0 | 0 | 0 | 0 | 0 | 0 | 0.12476 | 0.10376
1996 | 97.6146 | 0 | 0 | 0 | 0 | 0 | 0 | 0.11623 | 0.10656
1996 | 97.625 | 0 | 0 | 0 | 0 | 0 | 0 | 0.12233 | 0.10696
1996 | 97.6354 | 0 | 0 | 0 | 0 | 0 | 0 | 0.12842 | 0.10736
1996 | 97.6458 | 0 | 0 | 0 | 0 | 0 | 0 | 0.10079 | 0.098147
1996 | 97.6563 | 0 | 0 | 0 | 0 | 0 | 0 | 0.11257 | 0.097746
1996 | 97.6667 | 0 | 0 | 0 | 0 | 0 | 0 | 0.10729 | 0.10255
1996 | 97.6771 | 0 | 0 | 0 | 0 | 0 | 0 | 0.09713 | 0.10135
1996 | 97.6875 | 0 | 0 | 0 | 0 | 0 | 0 | 0.08575 | 0.07331
1996 | 97.6979 | 0 | 0 | 0 | 0 | 0 | 0 | 0.094285 | 0.092939
1996 | 97.7083 | 0 | 0 | 0 | 0 | 0 | 0 | 0.06543 | 0.069704
1996 | 97.7188 | 0 | 0 | 0 | 0 | 0 | 0 | 0.10119 | 0.085728
1996 | 97.7292 | 0 | 0 | 0 | 0 | 0 | 0 | 0.058115 | 0.058888
1996 | 97.7396 | 0 | 0 | 0 | 0 | 0 | 0 | 0.039827 | 0.047271
1996 | 97.75 | 0 | 0 | 0 | 0 | 0 | 0 | 0.071526 | 0.074912
1996 | 97.7604 | 0 | 0 | 0 | 0 | 0 | 0 | 0.039014 | 0.040861
1996 | 97.7708 | 0 | 0 | 0 | 0 | 0 | 0 | 0.056896 | 0.057686
1996 | 97.7813 | 0 | 0 | 0 | 0 | 0 | 0 | 0.030074 | 0.04647
1996 | 97.7917 | 0 | 0 | 0 | 0 | 0 | 0 | 0.027229 | 0.032849
1996 | 97.8021 | 0 | 0 | 0 | 0 | 0 | 0 | 0.010973 | 0.023635
1996 | 97.8125 | 0 | 0 | 0 | 0 | 0 | 0 | 0.01016 | 0.020831
1996 | 97.8229 | 0 | 0 | 0 | 0 | 0 | 0 | 0.0052832 | 0.004006
1996 | 97.8333 | 0 | 0 | 0 | 0 | 0 | 0 | 0.0028448 | 0.0004006
1996 | 97.8438 | 0 | 0 | 0 | 0 | 0 | 0 | 0.010973 | 0.014422
1996 | 97.8542 | 0 | 0 | 0 | 0 | 0 | 0 | 0.0044704 | 0.011617
1996 | 97.8646 | 0 | 0 | 0 | 0 | 0 | 0 | 0.004064 | 0.017626
1996 | 97.875 | 0 | 0 | 0 | 0 | 0 | 0 | 0.0004064 | 0.0056084
1996 | 97.8854 | 0 | 0 | 0 | 0 | 0 | 0 | 0.002032 | -0.0044066
1996 | 97.8958 | 0 | 0 | 0 | 0 | 0 | 0 | 0.012598 | 0.012419
1996 | 97.9063 | 0 | 0 | 0 | 0 | 0 | 0 | 0.011379 | 0.014021
1996 | 97.9167 | 0 | 0 | 0 | 0 | 0 | 0 | 0.011379 | 0.0076114
1996 | 97.9271 | 0 | 0 | 0 | 0 | 0 | 0 | 0.010566 | 0.002003
1996 | 97.9375 | 0 | 0 | 0 | 0 | 0 | 0 | 0.01016 | 0.012018
1996 | 97.9479 | 0 | 0 | 0 | 0 | 0 | 0 | 0.016662 | 0.016825
1996 | 97.9583 | 0 | 0 | 0 | 0 | 0 | 0 | 0.011786 | 0.0096144
1996 | 97.9688 | 0 | 0 | 0 | 0 | 0 | 0 | 0.01463 | 0.019229
1996 | 97.9792 | 0 | 0 | 0 | 0 | 0 | 0 | 0.012598 | 0.010015
1996 | 97.9896 | 0 | 0 | 0 | 0 | 0 | 0 | -0.002032 | 0.0052078
1996 | 98 | 0 | 0 | 0 | 0 | 0 | 0 | 0.013005 | 0.017226
1996 | 98.0104 | 0 | 0 | 0 | 0 | 0 | 0 | 0.0065024 | 1.4211e-14
1996 | 98.0208 | 0 | 0 | 0 | 0 | 0 | 0 | 0.011786 | 0.014422
1996 | 98.0313 | 0 | 0 | 0 | 0 | 0 | 0 | 0 | 0.0072108
1996 | 98.0417 | 0 | 0 | 0 | 0 | 0 | 0 | 0.013818 | 0.014822
1996 | 98.0521 | 0 | 0 | 0 | 0 | 0 | 0 | 0.019507 | 0.019629
1996 | 98.0625 | 0 | 0 | 0 | 0 | 0 | 0 | 0.025603 | 0.014822
1996 | 98.0729 | 0 | 0 | 0 | 0 | 0 | 0 | 0.022758 | 0.023635
1996 | 98.0833 | 0 | 0 | 0 | 0 | 0 | 0 | 0.011786 | 0.012819
1996 | 98.0938 | 0 | 0 | 0 | 0 | 0 | 0 | 0.0093472 | 0.012419
1996 | 98.1042 | 0 | 0 | 0 | 0 | 0 | 0 | 0.017882 | 0.012419
1996 | 98.1146 | 0 | 0 | 0 | 0 | 0 | 0 | 0.021946 | 0.020431
1996 | 98.125 | 0 | 0 | 0 | 0 | 0 | 0 | 0.017069 | 0.012819
1996 | 98.1354 | 0 | 0 | 0 | 0 | 0 | 0 | 0.013411 | 0.012419
1996 | 98.1458 | 0 | 0 | 0 | 0 | 0 | 0 | 0.010973 | 0.012819
1996 | 98.1563 | 0 | 0 | 0 | 0 | 0 | 0 | 0.010973 | 0.006009
1996 | 98.1667 | 0 | 0 | 0 | 0 | 0 | 0 | 0.0073152 | 0.0084126
1996 | 98.1771 | 0 | 0 | 0 | 0 | 0 | 0 | 0.012192 | 0.014021
1996 | 98.1875 | 0 | 0 | 0 | 0 | 0 | 0 | 0.01463 | 0.0072108
1996 | 98.1979 | 0 | 0 | 0 | 0 | 0 | 0 | 0.012192 | 0.011617
1996 | 98.2083 | 0 | 0 | 0 | 0 | 0 | 0 | 0.0085344 | 0.010416
1996 | 98.2188 | 0 | 0 | 0 | 0 | 0 | 0 | 0.01016 | 0.0068102
1996 | 98.2292 | 0 | 0 | 0 | 0 | 0 | 0 | 0.013005 | 0.0084126
1996 | 98.2396 | 0 | 0 | 0 | 0 | 0 | 0 | 0.006096 | 0.014822
1996 | 98.25 | 0 | 0 | 0 | 0 | 0 | 0 | 0.013005 | 0.0088132
1996 | 98.2604 | 0 | 0 | 0 | 0 | 0 | 0 | 0.012598 | 0.0096144
1996 | 98.2708 | 0 | 0 | 0 | 0 | 0 | 0 | 0.012192 | 0.010015
1996 | 98.2813 | 0 | 0 | 0 | 0 | 0 | 0 | 0.0028448 | -0.0004006
1996 | 98.2917 | 0 | 0 | 0 | 0 | 0 | 0 | 0.012598 | 0.014422
1996 | 98.3021 | 0 | 0 | 0 | 0 | 0 | 0 | 0.01585 | 0.0004006
1996 | 98.3125 | 0 | 0 | 0 | 0 | 0 | 0 | 0.019101 | 0.0032048
1996 | 98.3229 | 0 | 0 | 0 | 0 | 0 | 0 | 0.017069 | 0.012018
1996 | 98.3333 | 0 | 0 | 0 | 0 | 0 | 0 | 0.031293 | 0.011617
1996 | 98.3438 | 0 | 0 | 0 | 0 | 0 | 0 | 0.039827 | -0.0008012
1996 | 98.3542 | 0 | 0 | 0 | 0 | 0 | 0 | 0.052426 | 0.040461
1996 | 98.3646 | 0 | 0 | 0 | 0 | 0 | 0 | 0.063398 | 0.037256
1996 | 98.375 | 0 | 0 | 0 | 0 | 0 | 0 | 0.054864 | 0.02644
1996 | 98.3854 | 0 | 0 | 0 | 0 | 0 | 0 | 0.072339 | 0.035253
1996 | 98.3958 | 0 | 0 | 0 | 0 | 0 | 0 | 0.074778 | 0.039259
1996 | 98.4063 | 0 | 0 | 0 | 0 | 0 | 0 | 0.087376 | 0.058087
1996 | 98.4167 | 0 | 0 | 0 | 0 | 0 | 0 | 0.10201 | 0.07371
1996 | 98.4271 | 0 | 0 | 0 | 0 | 0 | 0 | 0.10932 | 0.075713
1996 | 98.4375 | 0 | 0 | 0 | 0 | 0 | 0 | 0.11867 | 0.11938
1996 | 98.4479 | 0 | 0 | 0 | 0 | 0 | 0 | 0.10038 | 0.079719
1996 | 98.4583 | 0 | 0 | 0 | 0 | 0 | 0 | 0.13533 | 0.095743
1996 | 98.4688 | 0 | 0 | 0 | 0 | 0 | 0 | 0.13127 | 0.099349
1996 | 98.4792 | 0 | 0 | 0 | 0 | 0 | 0 | 0.13818 | 0.12138
1996 | 98.4896 | 0 | 0 | 0 | 0 | 0 | 0 | 0.15037 | 0.12338
1996 | 98.5 | 0 | 0 | 0 | 0 | 0 | 0 | 0.14265 | 0.11257
1996 | 98.5104 | 0 | 0 | 0 | 0 | 0 | 0 | 0.18694 | 0.15984
1996 | 98.5208 | 0 | 0 | 0 | 0 | 0 | 0 | 0.1394 | 0.1306
1996 | 98.5313 | 0 | 0 | 0 | 0 | 0 | 0 | 0.15199 | 0.133
1996 | 98.5417 | 0 | 0 | 0 | 0 | 0 | 0 | 0.15321 | 0.12419
1996 | 98.5521 | 0 | 0 | 0 | 0 | 0 | 0 | 0.1459 | 0.11738
1996 | 98.5625 | 0 | 0 | 0 | 0 | 0 | 0 | 0.10607 | 0.11377
1996 | 98.5729 | 0 | 0 | 0 | 0 | 0 | 0 | 0.1272 | 0.081322
1996 | 98.5833 | 0 | 0 | 0 | 0 | 0 | 0 | 0.13574 | 0.11257
1996 | 98.5938 | 0 | 0 | 0 | 0 | 0 | 0 | 0.12436 | 0.12979
1996 | 98.6042 | 0 | 0 | 0 | 0 | 0 | 0 | 0.12111 | 0.092138
1996 | 98.6146 | 0 | 0 | 0 | 0 | 0 | 0 | 0.11095 | 0.10135
1996 | 98.625 | 0 | 0 | 0 | 0 | 0 | 0 | 0.10973 | 0.098147
1996 | 98.6354 | 0 | 0 | 0 | 0 | 0 | 0 | 0.090627 | 0.07331
1996 | 98.6458 | 0 | 0 | 0 | 0 | 0 | 0 | 0.080061 | 0.085328
1996 | 98.6563 | 0 | 0 | 0 | 0 | 0 | 0 | 0.087376 | 0.065698
1996 | 98.6667 | 0 | 0 | 0 | 0 | 0 | 0 | 0.047549 | 0.064897
1996 | 98.6771 | 0 | 0 | 0 | 0 | 0 | 0 | 0.091034 | 0.077316
1996 | 98.6875 | 0 | 0 | 0 | 0 | 0 | 0 | 0.078029 | 0.069304
1996 | 98.6979 | 0 | 0 | 0 | 0 | 0 | 0 | 0.049174 | 0.048873
1996 | 98.7083 | 0 | 0 | 0 | 0 | 0 | 0 | 0.082499 | 0.065698
1996 | 98.7188 | 0 | 0 | 0 | 0 | 0 | 0 | 0.049174 | 0.056084
1996 | 98.7292 | 0 | 0 | 0 | 0 | 0 | 0 | 0.054051 | 0.040861
1996 | 98.7396 | 0 | 0 | 0 | 0 | 0 | 0 | 0.062179 | 0.070506
1996 | 98.75 | 0 | 0 | 0 | 0 | 0 | 0 | 0.045923 | 0.02684
1996 | 98.7604 | 0 | 0 | 0 | 0 | 0 | 0 | 0.048768 | 0.025638
1996 | 98.7708 | 0 | 0 | 0 | 0 | 0 | 0 | 0.051206 | 0.048873
1996 | 98.7813 | 0 | 0 | 0 | 0 | 0 | 0 | 0.027635 | 0.037256
1996 | 98.7917 | 0 | 0 | 0 | 0 | 0 | 0 | 0.029261 | 0.027241
1996 | 98.8021 | 0 | 0 | 0 | 0 | 0 | 0 | 0.012192 | 0.032449
1996 | 98.8125 | 0 | 0 | 0 | 0 | 0 | 0 | 0.0089408 | 0.018428
1996 | 98.8229 | 0 | 0 | 0 | 0 | 0 | 0 | 0.0024384 | 0.010416
1996 | 98.8333 | 0 | 0 | 0 | 0 | 0 | 0 | 0.0069088 | 0.012018
1996 | 98.8438 | 0 | 0 | 0 | 0 | 0 | 0 | 0.0008128 | 0.0056084
1996 | 98.8542 | 0 | 0 | 0 | 0 | 0 | 0 | 0.0044704 | 0.0072108
1996 | 98.8646 | 0 | 0 | 0 | 0 | 0 | 0 | 0.0004064 | 0.0064096
1996 | 98.875 | 0 | 0 | 0 | 0 | 0 | 0 | 0.0073152 | 0.002003
1996 | 98.8854 | 0 | 0 | 0 | 0 | 0 | 0 | 0.002032 | 0.0048072
1996 | 98.8958 | 0 | 0 | 0 | 0 | 0 | 0 | 0.0056896 | 0.0076114
1996 | 98.9063 | 0 | 0 | 0 | 0 | 0 | 0 | 0.01585 | -0.0024036
1996 | 98.9167 | 0 | 0 | 0 | 0 | 0 | 0 | 0.018694 | 0.0044066
1996 | 98.9271 | 0 | 0 | 0 | 0 | 0 | 0 | 0.0085344 | 0.012419
1996 | 98.9375 | 0 | 0 | 0 | 0 | 0 | 0 | 0.0077216 | 0.012419
1996 | 98.9479 | 0 | 0 | 0 | 0 | 0 | 0 | 0.010973 | 0.0076114
1996 | 98.9583 | 0 | 0 | 0 | 0 | 0 | 0 | 0.0028448 | 0.011217
1996 | 98.9688 | 0 | 0 | 0 | 0 | 0 | 0 | 0.002032 | 0.0088132
1996 | 98.9792 | 0 | 0 | 0 | 0 | 0 | 0 | 0.006096 | 0.010816
1996 | 98.9896 | 0 | 0 | 0 | 0 | 0 | 0 | 0.006096 | 0.0036054
1996 | 99 | 0 | 0 | 0 | 0 | 0 | 0 | 0.0077216 | 0.008012
1996 | 99.0104 | 0 | 0 | 0 | 0 | 0 | 0 | 0.018288 | -0.0008012
1996 | 99.0208 | 0 | 0 | 0 | 0 | 0 | 0 | 0.0069088 | 0.010015
1996 | 99.0313 | 0 | 0 | 0 | 0 | 0 | 0 | 0.0085344 | 0.0076114
1996 | 99.0417 | 0 | 0 | 0 | 0 | 0 | 0 | 0.002032 | 0.008012
1996 | 99.0521 | 0 | 0 | 0 | 0 | 0 | 0 | 0.010566 | 0.0068102
1996 | 99.0625 | 0 | 0 | 0 | 0 | 0 | 0 | 0.006096 | 0.002003
1996 | 99.0729 | 0 | 0 | 0 | 0 | 0 | 0 | 0.0097536 | 0.0072108
1996 | 99.0833 | 0 | 0 | 0 | 0 | 0 | 0 | 0.010973 | 0.0052078
1996 | 99.0938 | 0 | 0 | 0 | 0 | 0 | 0 | 0.012192 | 0.008012
1996 | 99.1042 | 0 | 0 | 0 | 0 | 0 | 0 | 0.010566 | 0.010416
1996 | 99.1146 | 0 | 0 | 0 | 0 | 0 | 0 | 0.010973 | 0.0092138
1996 | 99.125 | 0 | 0 | 0 | 0 | 0 | 0 | 0.0097536 | 0.0036054
1996 | 99.1354 | 0 | 0 | 0 | 0 | 0 | 0 | 0.0036576 | 0.008012
1996 | 99.1458 | 0 | 0 | 0 | 0 | 0 | 0 | 0.0077216 | 0.011217
1996 | 99.1563 | 0 | 0 | 0 | 0 | 0 | 0 | 0.0048768 | 0.012018
1996 | 99.1667 | 0 | 0 | 0 | 0 | 0 | 0 | 0.0032512 | 0.0064096
1996 | 99.1771 | 0 | 0 | 0 | 0 | 0 | 0 | 0.0048768 | 0.0072108
1996 | 99.1875 | 0 | 0 | 0 | 0 | 0 | 0 | 0.0032512 | 0.0048072
1996 | 99.1979 | 0 | 0 | 0 | 0 | 0 | 0 | 0.0024384 | 0.0036054
1996 | 99.2083 | 0 | 0 | 0 | 0 | 0 | 0 | 0.0024384 | 0.0072108
1996 | 99.2188 | 0 | 0 | 0 | 0 | 0 | 0 | -0.0004064 | 0.0012018
1996 | 99.2292 | 0 | 0 | 0 | 0 | 0 | 0 | 0.0065024 | 0.0036054
1996 | 99.2396 | 0 | 0 | 0 | 0 | 0 | 0 | 0.0012192 | 0.0056084
1996 | 99.25 | 0 | 0 | 0 | 0 | 0 | 0 | 0.0028448 | 0.0044066
1996 | 99.2604 | 0 | 0 | 0 | 0 | 0 | 0 | 0.0016256 | 0.0016024
1996 | 99.2708 | 0 | 0 | 0 | 0 | 0 | 0 | 0.0012192 | 0.0036054
1996 | 99.2813 | 0 | 0 | 0 | 0 | 0 | 0 | 0 | -0.0008012
1996 | 99.2917 | 0 | 0 | 0 | 0 | 0 | 0 | 0.0008128 | -0.0012018
1996 | 99.3021 | 0 | 0 | 0 | 0 | 0 | 0 | 0.0028448 | 0.0012018
1996 | 99.3125 | 0 | 0 | 0 | 0 | 0 | 0 | 0.010566 | -0.0056084
1996 | 99.3229 | 0 | 0 | 0 | 0 | 0 | 0 | 0.0085344 | -0.011617
1996 | 99.3333 | 0 | 0 | 0 | 0 | 0 | 0 | 0.016662 | 0.011617
1996 | 99.3438 | 0 | 0 | 0 | 0 | 0 | 0 | 0.017069 | 0.030846
1996 | 99.3542 | 0 | 0 | 0 | 0 | 0 | 0 | 0.032106 | -0.016425
1996 | 99.3646 | 0 | 0 | 0 | 0 | 0 | 0 | 0.042266 | 0.012419
1996 | 99.375 | 0 | 0 | 0 | 0 | 0 | 0 | 0.058115 | 0.05368
1996 | 99.3854 | 0 | 0 | 0 | 0 | 0 | 0 | 0.04633 | 0.05368
1996 | 99.3958 | 0 | 0 | 0 | 0 | 0 | 0 | 0.048362 | 0.028443
1996 | 99.4063 | 0 | 0 | 0 | 0 | 0 | 0 | 0.04511 | 0.065298
1996 | 99.4167 | 0 | 0 | 0 | 0 | 0 | 0 | 0.062586 | 0.025238
1996 | 99.4271 | 0 | 0 | 0 | 0 | 0 | 0 | 0.082906 | 0.018828
1996 | 99.4375 | 0 | 0 | 0 | 0 | 0.38852 | 0.36775 | 0.044298 | 0.028443
1996 | 99.4479 | 0 | 0 | 0 | 0 | 9.7065 | 9.8035 | 0 | 1.4211e-14
1996 | 99.4583 | 0 | 0 | 0 | 0 | 7.4046 | 6.0499 | 0.02479 | 0.006009
1996 | 99.4688 | 0 | 0 | 0 | 0 | 0 | 0 | 0.15606 | 0.14622
1996 | 99.4792 | 0 | 0 | 0 | 0 | 0 | 0 | 0.17109 | 0.12859
1996 | 99.4896 | 0 | 0 | 0 | 0 | 0 | 0 | 0.16744 | 0.1366
1996 | 99.5 | 0 | 0 | 0 | 0 | 0 | 0 | 0.17231 | 0.15784
1996 | 99.5104 | 0 | 0 | 0 | 0 | 0 | 0 | 0.17231 | 0.14021
1996 | 99.5208 | 0 | 0 | 0 | 0 | 0 | 0 | 0.18329 | 0.15904
1996 | 99.5313 | 0 | 0 | 0 | 0 | 0 | 0 | 0.16622 | 0.12899
1996 | 99.5417 | 0 | 0 | 0 | 0 | 0 | 0 | 0.18735 | 0.18628
1996 | 99.5521 | 0 | 0 | 0 | 0 | 0 | 0 | 0.18491 | 0.14542
1996 | 99.5625 | 0 | 0 | 0 | 0 | 0 | 0 | 0.19304 | 0.16304
1996 | 99.5729 | 0 | 0 | 0 | 0 | 0 | 0 | 0.17069 | 0.14181
1996 | 99.5833 | 0 | 0 | 0 | 0 | 0 | 0 | 0.19792 | 0.15744
1996 | 99.5938 | 0 | 0 | 0 | 0 | 0 | 0 | 0.18207 | 0.16064
1996 | 99.6042 | 0 | 0 | 0 | 0 | 0 | 0 | 0.17435 | 0.16024
1996 | 99.6146 | 0 | 0 | 0 | 0 | 0 | 0 | 0.16297 | 0.14742
1996 | 99.625 | 0 | 0 | 0 | 0 | 0 | 0 | 0.178 | 0.15463
1996 | 99.6354 | 0 | 0 | 0 | 0 | 0 | 0 | 0.16256 | 0.133
1996 | 99.6458 | 0 | 0 | 0 | 0 | 0 | 0 | 0.15809 | 0.12138
1996 | 99.6563 | 0 | 0 | 0 | 0 | 0 | 0 | 0.17028 | 0.18548
1996 | 99.6667 | 0 | 0 | 0 | 0 | 0 | 0 | 0.12558 | 0.12859
1996 | 99.6771 | 0 | 0 | 0 | 0 | 0 | 0 | 0.15077 | 0.12098
1996 | 99.6875 | 0 | 0 | 0 | 0 | 0 | 0 | 0.13086 | 0.10616
1996 | 99.6979 | 0 | 0 | 0 | 0 | 0 | 0 | 0.13452 | 0.16104
1996 | 99.7083 | 0 | 0 | 0 | 0 | 0 | 0 | 0.095098 | 0.10496
1996 | 99.7188 | 0 | 0 | 0 | 0 | 0 | 0 | 0.079248 | 0.061292
1996 | 99.7292 | 0 | 0 | 0 | 0 | 0 | 0 | 0.068682 | 0.062894
1996 | 99.7396 | 0 | 0 | 0 | 0 | 0 | 0 | 0.069901 | 0.068102
1996 | 99.75 | 0 | 0 | 0 | 0 | 0 | 0 | 0.059741 | 0.041262
1996 | 99.7604 | 0 | 0 | 0 | 0 | 0 | 0 | 0.037389 | 0.056485
1996 | 99.7708 | 0 | 0 | 0 | 0 | 0 | 0 | 0.039014 | 0.04006
1996 | 99.7813 | 0 | 0 | 0 | 0 | 0 | 0 | 0.03495 | 0.042864
1996 | 99.7917 | 0 | 0 | 0 | 0 | 0 | 0 | 0.008128 | 0.018428
1996 | 99.8021 | 0 | 0 | 0 | 0 | 0 | 0 | 0.0028448 | -0.0016024
1996 | 99.8125 | 0 | 0 | 0 | 0 | 0 | 0 | 0.0024384 | 0.018027
1996 | 99.8229 | 0 | 0 | 0 | 0 | 0 | 0 | 0.0048768 | 0.0024036
1996 | 99.8333 | 0 | 0 | 0 | 0 | 0 | 0 | 0.002032 | -0.0056084
1996 | 99.8438 | 0 | 0 | 0 | 0 | 0 | 0 | 0.0036576 | 0.014822
1996 | 99.8542 | 0 | 0 | 0 | 0 | 0 | 0 | 0.0032512 | -0.0096144
1996 | 99.8646 | 0 | 0 | 0 | 0 | 0 | 0 | 0.0024384 | 0.018428
1996 | 99.875 | 0 | 0 | 0 | 0 | 0 | 0 | 0.0056896 | -0.01322
1996 | 99.8854 | 0 | 0 | 0 | 0 | 0 | 0 | 0.0028448 | 0.015623
1996 | 99.8958 | 0 | 0 | 0 | 0 | 0 | 0 | 0.019101 | 0.0044066
1996 | 99.9063 | 0 | 0 | 0 | 0 | 0 | 0 | 0.010973 | 0.016425
1996 | 99.9167 | 0 | 0 | 0 | 0 | 0 | 0 | 0.0085344 | 0.0032048
1996 | 99.9271 | 0 | 0 | 0 | 0 | 0 | 0 | 0.016256 | 0.0092138
1996 | 99.9375 | 0 | 0 | 0 | 0 | 0 | 0 | 0.0077216 | 0.0072108
1996 | 99.9479 | 0 | 0 | 0 | 0 | 0 | 0 | 0.0077216 | 0.015623
1996 | 99.9583 | 0 | 0 | 0 | 0 | 0 | 0 | 0.0065024 | 0.0044066
1996 | 99.9688 | 0 | 0 | 0 | 0 | 0 | 0 | 0.012598 | 0.0052078
1996 | 99.9792 | 0 | 0 | 0 | 0 | 0 | 0 | 0.013005 | 0.011617
1996 | 99.9896 | 0 | 0 | 0 | 0 | 0 | 0 | 0.01016 | 0.012419
1996 | 100 | 0 | 0 | 0 | 0 | 0 | 0 | 0.011786 | 0.0032048
1996 | 100.0104 | 0 | 0 | 0 | 0 | 0 | 0 | 0.012598 | 0.012819
1996 | 100.0208 | 0 | 0 | 0 | 0 | 0 | 0 | 0.0036576 | 0.012018
1996 | 100.0313 | 0 | 0 | 0 | 0 | 0 | 0 | 0.010973 | 0.006009
1996 | 100.0417 | 0 | 0 | 0 | 0 | 0 | 0 | 0.011786 | 0.010015
1996 | 100.0521 | 0 | 0 | 0 | 0 | 0 | 0 | 0.0093472 | 0.0052078
1996 | 100.0625 | 0 | 0 | 0 | 0 | 0 | 0 | 0.004064 | 0.014021
1996 | 100.0729 | 0 | 0 | 0 | 0 | 0 | 0 | 0.004064 | 0
1996 | 100.0833 | 0 | 0 | 0 | 0 | 0 | 0 | 0 | 0.0032048
1996 | 100.0938 | 0 | 0 | 0 | 0 | 0 | 0 | 0.0012192 | 0.016825
1996 | 100.1042 | 0 | 0 | 0 | 0 | 0 | 0 | 0.004064 | 0.0008012
1996 | 100.1146 | 0 | 0 | 0 | 0 | 0 | 0 | 0.0008128 | -0.0028042
1996 | 100.125 | 0 | 0 | 0 | 0 | 0 | 0 | 0.0044704 | -0.0012018
1996 | 100.1354 | 0 | 0 | 0 | 0 | 0 | 0 | 0.0048768 | 0.0072108
1996 | 100.1458 | 0 | 0 | 0 | 0 | 0 | 0 | 0.0052832 | 0.0072108
1996 | 100.1563 | 0 | 0 | 0 | 0 | 0 | 0 | 0.0089408 | 0.0016024
1996 | 100.1667 | 0 | 0 | 0 | 0 | 0 | 0 | 0.017882 | 0.008012
1996 | 100.1771 | 0 | 0 | 0 | 0 | 0 | 0 | 0.0093472 | 0.010015
1996 | 100.1875 | 0 | 0 | 0 | 0 | 0 | 0 | 0.0077216 | 0.0076114
1996 | 100.1979 | 0 | 0 | 0 | 0 | 0 | 0 | 0.0016256 | 0.0028042
1996 | 100.2083 | 0 | 0 | 0 | 0 | 0 | 0 | 0.0097536 | 0.0064096
1996 | 100.2188 | 0 | 0 | 0 | 0 | 0 | 0 | 0.0056896 | 0.010015
1996 | 100.2292 | 0 | 0 | 0 | 0 | 0 | 0 | 0.0056896 | 0
1996 | 100.2396 | 0 | 0 | 0 | 0 | 0 | 0 | 0.0056896 | 0.0048072
1996 | 100.25 | 0 | 0 | 0 | 0 | 0 | 0 | 0.0044704 | 0.014822
1996 | 100.2604 | 0 | 0 | 0 | 0 | 0 | 0 | 0.012192 | -0.0024036
1996 | 100.2708 | 0 | 0 | 0 | 0 | 0 | 0 | 0.010566 | 0.01322
1996 | 100.2813 | 0 | 0 | 0 | 0 | 0 | 0 | 0.013411 | 0.0052078
1996 | 100.2917 | 0 | 0 | 0 | 0 | 0 | 0 | 0.01585 | -0.0016024
1996 | 100.3021 | 0 | 0 | 0 | 0 | 0 | 0 | 0.018288 | 0.015223
1996 | 100.3125 | 0 | 0 | 0 | 0 | 0 | 0 | 0.025603 | 0.015623
1996 | 100.3229 | 0 | 0 | 0 | 0 | 0 | 0 | 0.032512 | 0.0076114
1996 | 100.3333 | 0 | 0 | 0 | 0 | 0 | 0 | 0.031293 | 0.032048
1996 | 100.3438 | 0 | 0 | 0 | 0 | 0 | 0 | 0.04064 | 0.006009
1996 | 100.3542 | 0 | 0 | 0 | 0 | 0 | 0 | 0.0508 | 0.036054
1996 | 100.3646 | 0 | 0 | 0 | 0 | 0 | 0 | 0.063805 | -0.006009
1996 | 100.375 | 0 | 0 | 0 | 0 | 0 | 0 | 0.070714 | 0.094942
1996 | 100.3854 | 0 | 0 | 0 | 0 | 0 | 0 | 0.076403 | 0.056485
1996 | 100.3958 | 0 | 0 | 0 | 0 | 0 | 0 | 0.098349 | 0.064497
1996 | 100.4063 | 0 | 0 | 0 | 0 | 0 | 0 | 0.10363 | 0.087731
1996 | 100.4167 | 0 | 0 | 0 | 0 | 0 | 0 | 0.10892 | 0.094942
1996 | 100.4271 | 0 | 0 | 0 | 0 | 0 | 0 | 0.12517 | 0.094141
1996 | 100.4375 | 0 | 0 | 0 | 0 | 0 | 0 | 0.12111 | 0.10776
1996 | 100.4479 | 0 | 0 | 0 | 0 | 0 | 0 | 0.12883 | 0.10736
1996 | 100.4583 | 0 | 0 | 0 | 0 | 0 | 0 | 0.14143 | 0.1334
1996 | 100.4688 | 0 | 0 | 0 | 0 | 0 | 0 | 0.14834 | 0.12739
1996 | 100.4792 | 0 | 0 | 0 | 0 | 0 | 0 | 0.14671 | 0.1346
1996 | 100.4896 | 0 | 0 | 0 | 0 | 0 | 0 | 0.17028 | 0.14702
1996 | 100.5 | 0 | 0 | 0 | 0 | 0 | 0 | 0.15524 | 0.15984
1996 | 100.5104 | 0 | 0 | 0 | 0 | 0 | 0 | 0.17069 | 0.15543
1996 | 100.5208 | 0 | 0 | 0 | 0 | 0 | 0 | 0.15728 | 0.13821
1996 | 100.5313 | 0 | 0 | 0 | 0 | 0 | 0 | 0.17882 | 0.15503
1996 | 100.5417 | 0 | 0 | 0 | 0 | 0 | 0 | 0.16744 | 0.16465
1996 | 100.5521 | 0 | 0 | 0 | 0 | 0 | 0 | 0.17638 | 0.15383
1996 | 100.5625 | 0 | 0 | 0 | 0 | 0 | 0 | 0.19426 | 0.15984
1996 | 100.5729 | 0 | 0 | 0 | 0 | 0 | 0 | 0.14915 | 0.17026
1996 | 100.5833 | 0 | 0 | 0 | 0 | 0 | 0 | 0.1654 | 0.1302
1996 | 100.5938 | 0 | 0 | 0 | 0 | 0 | 0 | 0.17435 | 0.16344
1996 | 100.6042 | 0 | 0 | 0 | 0 | 0 | 0 | 0.15403 | 0.16705
1996 | 100.6146 | 0 | 0 | 0 | 0 | 0 | 0 | 0.18166 | 0.15623
1996 | 100.625 | 0 | 0 | 0 | 0 | 0 | 0 | 0.14752 | 0.1334
1996 | 100.6354 | 0 | 0 | 0 | 0 | 0 | 0 | 0.17922 | 0.14982
1996 | 100.6458 | 0 | 0 | 0 | 0 | 0 | 0 | 0.11786 | 0.14181
1996 | 100.6563 | 0 | 0 | 0 | 0 | 0 | 0 | 0.12842 | 0.1342
1996 | 100.6667 | 0 | 0 | 0 | 0 | 0 | 0 | 0.13045 | 0.12619
1996 | 100.6771 | 0 | 0 | 0 | 0 | 0 | 0 | 0.12355 | 0.14181
1996 | 100.6875 | 0 | 0 | 0 | 0 | 0 | 0 | 0.10404 | 0.085328
1996 | 100.6979 | 0 | 0 | 0 | 0 | 0 | 0 | 0.060147 | 0.089734
1996 | 100.7083 | 0 | 0 | 0 | 0 | 0 | 0 | 0.078435 | 0.068903
1996 | 100.7188 | 0 | 0 | 0 | 0 | 0 | 0 | 0.045923 | 0.062894
1996 | 100.7292 | 0 | 0 | 0 | 0 | 0 | 0 | 0.036576 | 0.043665
1996 | 100.7396 | 0 | 0 | 0 | 0 | 0 | 0 | 0.026822 | 0.030446
1996 | 100.75 | 0 | 0 | 0 | 0 | 0 | 0 | 0.019507 | 0.034051
1996 | 100.7604 | 0 | 0 | 0 | 0 | 0 | 0 | 0.044298 | 0.032449
1996 | 100.7708 | 0 | 0 | 0 | 0 | 0 | 0 | 0.02601 | 0.030846
1996 | 100.7813 | 0 | 0 | 0 | 0 | 0 | 0 | 0.013411 | 0.029244
1996 | 100.7917 | 0 | 0 | 0 | 0 | 0 | 0 | 0.013411 | 0.018428
1996 | 100.8021 | 0 | 0 | 0 | 0 | 0 | 0 | 0.03048 | 0.010015
1996 | 100.8125 | 0 | 0 | 0 | 0 | 0 | 0 | 0.013411 | 0.028843
1996 | 100.8229 | 0 | 0 | 0 | 0 | 0 | 0 | 0.018288 | 0.014822
1996 | 100.8333 | 0 | 0 | 0 | 0 | 0 | 0 | 0.023571 | 0.021232
1996 | 100.8438 | 0 | 0 | 0 | 0 | 0 | 0 | 0.018694 | 0.018828
1996 | 100.8542 | 0 | 0 | 0 | 0 | 0 | 0 | 0.027229 | 0.016024
1996 | 100.8646 | 0 | 0 | 0 | 0 | 0 | 0 | 0.034138 | 0.022434
1996 | 100.875 | 0 | 0 | 0 | 0 | 0 | 0 | 0.030074 | 0.030446
1996 | 100.8854 | 0 | 0 | 0 | 0 | 0 | 0 | 0.023165 | 0.03365
1996 | 100.8958 | 0 | 0 | 0 | 0 | 0 | 0 | 0.02479 | 0.018428
1996 | 100.9063 | 0 | 0 | 0 | 0 | 0 | 0 | 0.021946 | 0.023635
1996 | 100.9167 | 0 | 0 | 0 | 0 | 0 | 0 | 0.021946 | 0.018027
1996 | 100.9271 | 0 | 0 | 0 | 0 | 0 | 0 | 0.016662 | 0.026039
1996 | 100.9375 | 0 | 0 | 0 | 0 | 0 | 0 | 0.027635 | 0.017226
1996 | 100.9479 | 0 | 0 | 0 | 0 | 0 | 0 | 0.025197 | 0.02003
1996 | 100.9583 | 0 | 0 | 0 | 0 | 0 | 0 | 0.025197 | 0.028443
1996 | 100.9688 | 0 | 0 | 0 | 0 | 0 | 0 | 0.017475 | 0.019229
1996 | 100.9792 | 0 | 0 | 0 | 0 | 0 | 0 | 0.02479 | 0.016024
1996 | 100.9896 | 0 | 0 | 0 | 0 | 0 | 0 | 0.018288 | 0.020831
1996 | 101 | 0 | 0 | 0 | 0 | 0 | 0 | 0.01463 | 0.017226
1996 | 101.0104 | 0 | 0 | 0 | 0 | 0 | 0 | 0.01585 | 0.018428
1996 | 101.0208 | 0 | 0 | 0 | 0 | 0 | 0 | 0.01585 | 0.012419
1996 | 101.0313 | 0 | 0 | 0 | 0 | 0 | 0 | 0.013005 | 0.017226
1996 | 101.0417 | 0 | 0 | 0 | 0 | 0 | 0 | 0.01585 | 0.016825
1996 | 101.0521 | 0 | 0 | 0 | 0 | 0 | 0 | 0.014224 | 0.0032048
1996 | 101.0625 | 0 | 0 | 0 | 0 | 0 | 0 | 0.017882 | 0.0076114
1996 | 101.0729 | 0 | 0 | 0 | 0 | 0 | 0 | 0.016256 | 0.029244
1996 | 101.0833 | 0 | 0 | 0 | 0 | 0 | 0 | 0.015037 | 0.010816
1996 | 101.0938 | 0 | 0 | 0 | 0 | 0 | 0 | 0.01463 | -0.030846
1996 | 101.1042 | 0 | 0 | 0 | 0 | 0 | 0 | 0.017069 | 0.058488
1996 | 101.1146 | 0 | 0 | 0 | 0 | 0 | 0 | 0.018288 | 0.019229
1996 | 101.125 | 0 | 0 | 0 | 0 | 0 | 0 | 0.020726 | 0.012819
1996 | 101.1354 | 0 | 0 | 0 | 0 | 0 | 0 | 0.017475 | 0.010816
1996 | 101.1458 | 0 | 0 | 0 | 0 | 0 | 0 | 0.0089408 | 0.012819
1996 | 101.1563 | 0 | 0 | 0 | 0 | 0 | 0 | 0.020726 | 0.028443
1996 | 101.1667 | 0 | 0 | 0 | 0 | 0 | 0 | 0.021133 | 0.006009
1996 | 101.1771 | 0 | 0 | 0 | 0 | 0 | 0 | 0.0085344 | 0.021232
1996 | 101.1875 | 0 | 0 | 0 | 0 | 0 | 0 | 0.0093472 | 0.0048072
1996 | 101.1979 | 0 | 0 | 0 | 0 | 0 | 0 | 0.024384 | 0.014822
1996 | 101.2083 | 0 | 0 | 0 | 0 | 0 | 0 | 0.016662 | 0.018828
1996 | 101.2188 | 0 | 0 | 0 | 0 | 0 | 0 | 0.018694 | 0.024837
1996 | 101.2292 | 0 | 0 | 0 | 0 | 0 | 0 | 0.016256 | 0.011217
1996 | 101.2396 | 0 | 0 | 0 | 0 | 0 | 0 | 0.025603 | 0.023635
1996 | 101.25 | 0 | 0 | 0 | 0 | 0 | 0 | 0.026416 | 0.021232
1996 | 101.2604 | 0 | 0 | 0 | 0 | 0 | 0 | 0.018694 | 0.02644
1996 | 101.2708 | 0 | 0 | 0 | 0 | 0 | 0 | 0.019914 | 0.0092138
1996 | 101.2813 | 0 | 0 | 0 | 0 | 0 | 0 | 0.016662 | 0.030045
1996 | 101.2917 | 0 | 0 | 0 | 0 | 0 | 0 | 0.025197 | 0.018428
1996 | 101.3021 | 0 | 0 | 0 | 0 | 0 | 0 | 0.021539 | 0.0068102
1996 | 101.3125 | 0 | 0 | 0 | 0 | 0 | 0 | 0.027229 | 0.03325
1996 | 101.3229 | 0 | 0 | 0 | 0 | 0 | 0 | 0.041453 | 0.0028042
1996 | 101.3333 | 0 | 0 | 0 | 0 | 0 | 0 | 0.055677 | 0.049674
1996 | 101.3438 | 0 | 0 | 0 | 0 | 0 | 0 | 0.047549 | 0.066099
1996 | 101.3542 | 0 | 0 | 0 | 0 | 0 | 0 | 0.084531 | 0.048873
1996 | 101.3646 | 0 | 0 | 0 | 0 | 0 | 0 | 0.093878 | 0.070506
1996 | 101.375 | 0 | 0 | 0 | 0 | 0 | 0 | 0.10323 | 0.10335
1996 | 101.3854 | 0 | 0 | 0 | 0 | 0 | 0 | 0.10526 | 0.082924
1996 | 101.3958 | 0 | 0 | 0 | 0 | 0 | 0 | 0.11176 | 0.12539
1996 | 101.4063 | 0 | 0 | 0 | 0 | 0 | 0 | 0.12517 | 0.131
1996 | 101.4167 | 0 | 0 | 0 | 0 | 0 | 0 | 0.11298 | 0.11617
1996 | 101.4271 | 0 | 0 | 0 | 0 | 1.6565 | 0.38057 | 0.017069 | 0.036054
1996 | 101.4375 | 0 | 0 | 0 | 0 | 11.3158 | 9.729 | -1.4211e-14 | 0
1996 | 101.4479 | 0 | 0 | 0 | 0 | 4.7012 | 4.7375 | 0.087782 | 0.10416
1996 | 101.4583 | 0 | 0 | 0 | 0 | 0 | 0 | 0.20401 | 0.12819
1996 | 101.4688 | 0 | 0 | 0 | 0 | 0 | 0 | 0.17028 | 0.15223
1996 | 101.4792 | 0 | 0 | 0 | 0 | 0 | 0 | 0.22068 | 0.12018
1996 | 101.4896 | 0 | 0 | 0 | 0 | 0 | 0 | 0.19385 | 0.22033
1996 | 101.5 | 0 | 0 | 0 | 0 | 0 | 0 | 0.20726 | 0.17226
1996 | 101.5104 | 0 | 0 | 0 | 0 | 0 | 0 | 0.22596 | 0.22434
1996 | 101.5208 | 0 | 0 | 0 | 0 | 0 | 0 | 0.1967 | 0.19229
1996 | 101.5313 | 0 | 0 | 0 | 0 | 0 | 0 | 0.22718 | 0.30446
1996 | 101.5417 | 0 | 0 | 0 | 0 | 0 | 0 | 0.2158 | 0.15223
1996 | 101.5521 | 0 | 0 | 0 | 0 | 0 | 0 | 0.21173 | 0.18828
1996 | 101.5625 | 0 | 0 | 0 | 0 | 0 | 0 | 0.22474 | 0.16024
1996 | 101.5729 | 0 | 0 | 0 | 0 | 0 | 0 | 0.20361 | 0.18027
1996 | 101.5833 | 0 | 0 | 0 | 0 | 0 | 0 | 0.16744 | 0.21632
1996 | 101.5938 | 0 | 0 | 0 | 0 | 0 | 0 | 0.16622 | 0.22033
1996 | 101.6042 | 0 | 0 | 0 | 0 | 0 | 0 | 0.17313 | 0.1362
1996 | 101.6146 | 0 | 0 | 0 | 0 | 0 | 0 | 0.16744 | 0.10816
1996 | 101.625 | 0 | 0 | 0 | 0 | 0 | 0 | 0.16419 | 0.21232
1996 | 101.6354 | 0 | 0 | 0 | 0 | 0 | 0 | 0.18491 | 0.2003
1996 | 101.6458 | 0 | 0 | 0 | 0 | 0 | 0 | 0.20361 | 0.12018
1996 | 101.6563 | 0 | 0 | 0 | 0 | 0 | 0 | 0.14427 | 0.18428
1996 | 101.6667 | 0 | 0 | 0 | 0 | 0 | 0 | 0.21173 | 0.14822
1996 | 101.6771 | 0 | 0 | 0 | 0 | 0 | 0 | 0.15646 | 0.18107
1996 | 101.6875 | 0 | 0 | 0 | 0 | 0 | 0 | 0.14752 | 0.16865
1996 | 101.6979 | 0 | 0 | 0 | 0 | 0 | 0 | 0.14468 | 0.11778
1996 | 101.7083 | 0 | 0 | 0 | 0 | 0 | 0 | 0.13696 | 0.10816
1996 | 101.7188 | 0 | 0 | 0 | 0 | 0 | 0 | 0.15524 | 0.16705
1996 | 101.7292 | 0 | 0 | 0 | 0 | 0 | 0 | 0.1463 | 0.089334
1996 | 101.7396 | 0 | 0 | 0 | 0 | 0 | 0 | 0.12273 | 0.11698
1996 | 101.75 | 0 | 0 | 0 | 0 | 0 | 0 | 0.12355 | 0.12699
1996 | 101.7604 | 0 | 0 | 0 | 0 | 0 | 0 | 0.080467 | 0.084927
1996 | 101.7708 | 0 | 0.041662 | 0 | 0 | 0 | 0 | 0.087376 | 0.068903
1996 | 101.7813 | 0 | 0 | 0 | 0 | 0 | 0 | 0.072746 | 0.083325
1996 | 101.7917 | 0 | 0 | 0 | 0 | 0 | 0 | 0.092253 | 0.08693
1996 | 101.8021 | 0 | 0 | 0 | 0 | 0 | 0 | 0.073965 | 0.088533
1996 | 101.8125 | 0 | 0 | 0 | 0 | 0 | 0 | 0.042672 | 0.024036
1996 | 101.8229 | 0 | 0 | 0 | 0 | 0 | 0 | 0.054864 | 0.071307
1996 | 101.8333 | 0 | 0 | 0 | 0 | 0 | 0 | 0.041453 | 0.004006
1996 | 101.8438 | 0 | 0 | 0 | 0 | 0 | 0 | 0.036982 | 0.041662
1996 | 101.8542 | 0 | 0 | 0 | 0 | 0 | 0 | 0.047955 | 0.027641
1996 | 101.8646 | 0 | 0 | 0 | 0 | 0 | 0 | 0.031293 | 0.02644
1996 | 101.875 | 0 | 0 | 0 | 0 | 0 | 0 | 0.036982 | 0.062494
1996 | 101.8854 | 0 | 0 | 0 | 0 | 0 | 0 | 0.028854 | 0.024036
1996 | 101.8958 | 0 | 0 | 0 | 0 | 0 | 0 | 0.028854 | 0.016825
1996 | 101.9063 | 0 | 0 | 0 | 0 | 0 | 0 | 0.011379 | 0.01322
1996 | 101.9167 | 0 | 0 | 0 | 0 | 0 | 0 | 0.039827 | 0.021632
1996 | 101.9271 | 0 | 0 | 0 | 0 | 0 | 0 | 0.047142 | 0.022434
1996 | 101.9375 | 0 | 0 | 0 | 0 | 0 | 0 | 0.037389 | 0.055683
1996 | 101.9479 | 0 | 0 | 0 | 0 | 0 | 0 | 0.041046 | 0.023235
1996 | 101.9583 | 0 | 0 | 0 | 0 | 0 | 0 | 0.033325 | 0.051277
1996 | 101.9688 | 0 | 0 | 0 | 0 | 0 | 0 | 0.041046 | -0.0068102
1996 | 101.9792 | 0 | 0 | 0 | 0 | 0 | 0 | 0.032512 | -0.068102
1996 | 101.9896 | 0 | 0 | 0 | 0 | 0 | 0 | 0.035357 | 0.14382
1996 | 102 | 0 | 0 | 0 | 0 | 0 | 0 | 0.027229 | 0.055283
1996 | 102.0104 | 0 | 0 | 0 | 0 | 0 | 0 | 0.041046 | 0.0084126
1996 | 102.0208 | 0 | 0 | 0 | 0 | 0 | 0 | 0.052832 | 0.054482
1996 | 102.0313 | 0 | 0 | 0 | 0 | 0 | 0 | 0.016256 | 0.051277
1996 | 102.0417 | 0 | 0 | 0 | 0 | 0 | 0 | 0.028854 | -0.0028042
1996 | 102.0521 | 0 | 0 | 0 | 0 | 0 | 0 | 0.064618 | 0.010416
1996 | 102.0625 | 0 | 0 | 0 | 0 | 0 | 0 | 0.026822 | 0.099749
1996 | 102.0729 | 0 | 0 | 0 | 0 | 0 | 0 | 0.014224 | 0.016825
1996 | 102.0833 | 0 | 0 | 0 | 0 | 0 | 0 | 0.049987 | 0.054882
1996 | 102.0938 | 0 | 0 | 0 | 0 | 0 | 0 | 0.011379 | -0.038057
1996 | 102.1042 | 0 | 0 | 0 | 0 | 0 | 0 | 0.024384 | 0.037656
1996 | 102.1146 | 0 | 0 | 0 | 0 | 0 | 0 | 0.040234 | 0.04647
1996 | 102.125 | 0 | 0 | 0 | 0 | 0 | 0 | 0.045923 | 0.052879
1996 | 102.1354 | 0 | 0.037656 | 0 | 0 | 0 | 0 | 0.03495 | 0.044066
1996 | 102.1458 | 0 | 0 | 0 | 0 | 0 | 0 | 0.043078 | 0.022434
1996 | 102.1563 | 0 | 0 | 0 | 0 | 0 | 0 | 0.020726 | 0.052479
1996 | 102.1667 | 0 | 0 | 0 | 0 | 0 | 0 | 0.024384 | 0.01362
1996 | 102.1771 | 0 | 0 | 0 | 0 | 0 | 0 | 0.032512 | 0.02684
1996 | 102.1875 | 0 | 0 | 0 | 0 | 0 | 0 | 0.018288 | 0.0036054
1996 | 102.1979 | 0 | 0 | 0 | 0 | 0 | 0 | 0.023571 | 0.035253
1996 | 102.2083 | 0 | 0 | 0 | 0 | 0 | 0 | 0.024384 | 0.010816
1996 | 102.2188 | 0 | 0 | 0 | 0 | 0 | 0 | 0.023571 | 0.032849
1996 | 102.2292 | 0 | 0 | 0 | 0 | 0 | 0 | 0.0089408 | 0.019229
1996 | 102.2396 | 0 | 0 | 0 | 0 | 0 | 0 | 0.013818 | 0.0088132
1996 | 102.25 | 0 | 0 | 0 | 0 | 0 | 0 | 0.024384 | 0.02003
1996 | 102.2604 | 0 | 0 | 0 | 0 | 0 | 0 | 0.029667 | 0.02644
1996 | 102.2708 | 0 | 0 | 0 | 0 | 0 | 0 | 0.022758 | 0.029244
1996 | 102.2813 | 0 | 0 | 0 | 0 | 0 | 0 | 0.010973 | 0.016425
1996 | 102.2917 | 0 | 0 | 0 | 0 | 0 | 0 | 0.019507 | 0.012018
1996 | 102.3021 | 0 | 0 | 0 | 0 | 0 | 0 | 0.01463 | 0.015623
1996 | 102.3125 | 0 | 0 | 0 | 0 | 0 | 0 | 0.038202 | 0.022434
1996 | 102.3229 | 0 | 0 | 0 | 0 | 0 | 0 | 0.031293 | 0.060491
1996 | 102.3333 | 0 | 0 | 0 | 0 | 0 | 0 | 0.068682 | 0.03365
1996 | 102.3438 | 0 | 0 | 0 | 0 | 0 | 0 | 0.068682 | 0.05328
1996 | 102.3542 | 0 | 0 | 0 | 0 | 0 | 0 | 0.075184 | 0.062494
1996 | 102.3646 | 0 | 0 | 0 | 0 | 0 | 0 | 0.10201 | 0.076515
1996 | 102.375 | 0 | 0 | 0 | 0 | 0 | 0 | 0.091034 | 0.094542
1996 | 102.3854 | 0 | 0 | 0 | 0 | 0 | 0 | 0.12273 | 0.10175
1996 | 102.3958 | 0 | 0 | 0 | 0 | 0 | 0 | 0.14752 | 0.11137
1996 | 102.4063 | 0 | 0 | 0 | 0 | 0 | 0 | 0.1463 | 0.1366
1996 | 102.4167 | 0 | 0 | 0 | 0 | 0 | 0 | 0.17028 | 0.14141
1996 | 102.4271 | 0 | 0 | 0 | 0 | 0 | 0 | 0.16175 | 0.15343
1996 | 102.4375 | 0 | 0 | 0 | 0 | 0 | 0 | 0.16988 | 0.17546
1996 | 102.4479 | 0 | 0 | 0 | 0 | 0 | 0 | 0.20726 | 0.16545
1996 | 102.4583 | 0 | 0 | 0 | 0 | 0 | 0 | 0.20523 | 0.23716
1996 | 102.4688 | 0 | 0 | 0 | 0 | 0 | 0 | 0.18857 | 0.15343
1996 | 102.4792 | 0 | 0 | 0 | 0 | 0 | 0 | 0.26253 | 0.24557
1996 | 102.4896 | 0 | 0 | 0 | 0 | 0 | 0 | 0.1902 | 0.15022
1996 | 102.5 | 0 | 0 | 0 | 0 | 0 | 0 | 0.27513 | 0.28523
1996 | 102.5104 | 0 | 0 | 0 | 0 | 0 | 0 | 0.23612 | 0.20391
1996 | 102.5208 | 0 | 0 | 0 | 0 | 0 | 0 | 0.21458 | 0.25558
1996 | 102.5313 | 0 | 0 | 0 | 0 | 0 | 0 | 0.23815 | 0.20631
1996 | 102.5417 | 0 | 0 | 0 | 0 | 0 | 0 | 0.19629 | 0.16545
1996 | 102.5521 | 0 | 0 | 0 | 0 | 0 | 0 | 0.21661 | 0.23155
1996 | 102.5625 | 0 | 0 | 0 | 0 | 0 | 0 | 0.28692 | 0.22394
1996 | 102.5729 | 0 | 0 | 0 | 0 | 0 | 0 | 0.21783 | 0.18428
1996 | 102.5833 | 0 | 0 | 0 | 0 | 0 | 0 | 0.27107 | 0.29284
1996 | 102.5938 | 0 | 0 | 0 | 0 | 0 | 0 | 0.23205 | 0.22193
1996 | 102.6042 | 0 | 0 | 0 | 0 | 0 | 0 | 0.22758 | 0.23075
1996 | 102.6146 | 0 | 0 | 0 | 0 | 0 | 0 | 0.25359 | 0.19469
1996 | 102.625 | 0 | 0 | 0 | 0 | 0 | 0 | 0.24912 | 0.22674
1996 | 102.6354 | 0 | 0 | 0 | 0 | 0 | 0 | 0.2223 | 0.21232
1996 | 102.6458 | 0 | 0 | 0 | 0 | 0 | 0 | 0.20564 | 0.19629
1996 | 102.6563 | 0 | 0 | 0 | 0 | 0 | 0 | 0.20157 | 0.21472
1996 | 102.6667 | 0 | 0 | 0 | 0 | 0 | 0 | 0.23531 | 0.18668
1996 | 102.6771 | 0 | 0 | 0 | 0 | 0 | 0 | 0.19873 | 0.16785
1996 | 102.6875 | 0 | 0 | 0 | 0 | 0 | 0 | 0.19345 | 0.17146
1996 | 102.6979 | 0 | 0 | 0 | 0 | 0 | 0 | 0.14468 | 0.18788
1996 | 102.7083 | 0 | 0 | 0 | 0 | 0 | 0 | 0.18816 | 0.15583
1996 | 102.7188 | 0 | 0 | 0 | 0 | 0 | 0 | 0.12436 | 0.12138
1996 | 102.7292 | 0 | 0 | 0 | 0 | 0 | 0 | 0.16662 | 0.098548
1996 | 102.7396 | 0 | 0 | 0 | 0 | 0 | 0 | 0.12476 | 0.18508
1996 | 102.75 | 0 | 0 | 0 | 0 | 0 | 0 | 0.1272 | 0.099349
1996 | 102.7604 | 0 | 0 | 0 | 0 | 0 | 0 | 0.11298 | 0.10175
1996 | 102.7708 | 0 | 0 | 0 | 0 | 0 | 0 | 0.08697 | 0.079719
1996 | 102.7813 | 0 | 0 | 0 | 0 | 0 | 0 | 0.092659 | 0.074111
1996 | 102.7917 | 0 | 0 | 0 | 0 | 0 | 0 | 0.074778 | 0.078117
1996 | 102.8021 | 0 | 0 | 0 | 0 | 0 | 0 | 0.058928 | 0.050075
1996 | 102.8125 | 0 | 0 | 0 | 0 | 0 | 0 | 0.049174 | 0.047271
1996 | 102.8229 | 0 | 0 | 0 | 0 | 0 | 0 | 0.033731 | 0.028843
1996 | 102.8333 | 0 | 0 | 0 | 0 | 0 | 0 | 0.032512 | 0.035653
1996 | 102.8438 | 0 | 0 | 0 | 0 | 0 | 0 | 0.023165 | 0.038858
1996 | 102.8542 | 0 | 0 | 0 | 0 | 0 | 0 | 0.018694 | 0.024437
1996 | 102.8646 | 0 | 0 | 0 | 0 | 0 | 0 | 0.013411 | 0.011617
1996 | 102.875 | 0 | 0 | 0 | 0 | 0 | 0 | 0.011379 | 0.0088132
1996 | 102.8854 | 0 | 0 | 0 | 0 | 0 | 0 | 0.015037 | 0.019229
1996 | 102.8958 | 0 | 0 | 0 | 0 | 0 | 0 | 0.008128 | 0.0096144
1996 | 102.9063 | 0 | 0 | 0 | 0 | 0 | 0 | 0.006096 | 0.015223
1996 | 102.9167 | 0 | 0 | 0 | 0 | 0 | 0 | 0.0028448 | -0.0024036
1996 | 102.9271 | 0 | 0 | 0 | 0 | 0 | 0 | 0.016662 | 0.016825
1996 | 102.9375 | 0 | 0 | 0 | 0 | 0 | 0 | 0.01585 | 0.015623
1996 | 102.9479 | 0 | 0 | 0 | 0 | 0 | 0 | 0.008128 | 0.016024
1996 | 102.9583 | 0 | 0 | 0 | 0 | 0 | 0 | 0.0065024 | -0.0016024
1996 | 102.9688 | 0 | 0 | 0 | 0 | 0 | 0 | 0.018694 | 0.019629
1996 | 102.9792 | 0 | 0 | 0 | 0 | 0 | 0 | 0.0077216 | 0.006009
1996 | 102.9896 | 0 | 0 | 0 | 0 | 0 | 0 | 0.027635 | 0.016825
1996 | 103 | 0 | 0 | 0 | 0 | 0 | 0 | 0.016662 | 0.019229
1996 | 103.0104 | 0 | 0 | 0 | 0 | 0 | 0 | 0.016256 | 0.018027
1996 | 103.0208 | 0 | 0 | 0 | 0 | 0 | 0 | 0.0048768 | -0.0008012
1996 | 103.0313 | 0 | 0 | 0 | 0 | 0 | 0 | 0.04633 | 0.012419
1996 | 103.0417 | 0 | 0 | 0 | 0 | 0 | 0 | 0.033731 | 0.037256
1996 | 103.0521 | 0 | 0 | 0 | 0 | 0 | 0 | 0.039827 | 0.012419
1996 | 103.0625 | 0 | 0 | 0 | 0 | 0 | 0 | 0.034544 | 0.016825
1996 | 103.0729 | 0 | 0 | 0 | 0 | 0 | 0 | 0.017475 | 0.040861
1996 | 103.0833 | 0 | 0 | 0 | 0 | 0 | 0 | 0.022758 | 0.02644
1996 | 103.0938 | 0 | 0 | 0 | 0 | 0 | 0 | 0.017069 | 0.016024
1996 | 103.1042 | 0 | 0 | 0 | 0 | 0 | 0 | 0.002032 | 0.0052078
1996 | 103.1146 | 0 | 0 | 0 | 0 | 0 | 0 | 0.018694 | 0.01322
1996 | 103.125 | 0 | 0 | 0 | 0 | 0 | 0 | -0.0032512 | 0.021232
1996 | 103.1354 | 0 | 0 | 0 | 0 | 0 | 0 | 0.012192 | 0.0096144
1996 | 103.1458 | 0 | 0 | 0 | 0 | 0 | 0 | 0.0052832 | 0.014422
1996 | 103.1563 | 0 | 0 | 0 | 0 | 0 | 0 | 0.0044704 | 0.012419
1996 | 103.1667 | 0 | 0 | 0 | 0 | 0 | 0 | 0.01585 | 0.008012
1996 | 103.1771 | 0 | 0 | 0 | 0 | 0 | 0 | 0.0044704 | 0.012819
1996 | 103.1875 | 0 | 0 | 0 | 0 | 0 | 0 | -0.0028448 | 0.0024036
1996 | 103.1979 | 0 | 0 | 0 | 0 | 0 | 0 | 0.022758 | 0.010416
1996 | 103.2083 | 0 | 0 | 0 | 0 | 0 | 0 | 0.0024384 | 0.008012
1996 | 103.2188 | 0 | 0 | 0 | 0 | 0 | 0 | 1.4211e-14 | 0.0072108
1996 | 103.2292 | 0 | 0 | 0 | 0 | 0 | 0 | 0.0093472 | 0.0068102
1996 | 103.2396 | 0 | 0 | 0 | 0 | 0 | 0 | -0.0085344 | 0.010416
1996 | 103.25 | 0 | 0 | 0 | 0 | 0 | 0 | 0.0044704 | 0.0004006
1996 | 103.2604 | 0 | 0 | 0 | 0 | 0 | 0 | 0.0036576 | -0.0004006
1996 | 103.2708 | 0 | 0 | 0 | 0 | 0 | 0 | 0.012192 | 0.0076114
1996 | 103.2813 | 0 | 0 | 0 | 0 | 0 | 0 | 0.0048768 | 0.0088132
1996 | 103.2917 | 0 | 0 | 0 | 0 | 0 | 0 | 0.017882 | 0.0092138
1996 | 103.3021 | 0 | 0 | 0 | 0 | 0 | 0 | 0.019914 | 0.0048072
1996 | 103.3125 | 0 | 0 | 0 | 0 | 0 | 0 | 0.02032 | 0.030045
1996 | 103.3229 | 0 | 0 | 0 | 0 | 0 | 0 | 0.044298 | -0.018828
1996 | 103.3333 | 0 | 0 | 0 | 0 | 0 | 0 | 0.034544 | 0.035653
1996 | 103.3438 | 0 | 0 | 0 | 0 | 0 | 0 | 0.052426 | 0.02003
1996 | 103.3542 | 0 | 0 | 0 | 0 | 0 | 0 | 0.044298 | 0.043265
1996 | 103.3646 | 0 | 0 | 0 | 0 | 0 | 0 | 0.067462 | 0.022033
1996 | 103.375 | 0 | 0 | 0 | 0 | 0 | 0 | 0.062992 | 0.034852
1996 | 103.3854 | 0 | 0 | 0 | 0 | 0 | 0 | 0.078842 | 0.048873
1996 | 103.3958 | 0 | 0 | 0 | 0 | 0 | 0 | 0.083718 | 0.072909
1996 | 103.4063 | 0 | 0 | 0 | 0 | 0 | 0 | 0.06096 | 0.061292
1996 | 103.4167 | 0 | 0 | 0 | 0 | 0.090221 | 0.077716 | 0.078435 | 0.052879
1996 | 103.4271 | 0 | 0 | 0 | 0 | 9.6951 | 9.596 | 0 | 2.8422e-14
1996 | 103.4375 | 0 | 0 | 0 | 0 | 5.6416 | 4.7022 | 0.018694 | 0.004006
1996 | 103.4479 | 0 | 0 | 0 | 0 | 0 | 0 | 0.14915 | 0.084126
1996 | 103.4583 | 0 | 0 | 0 | 0 | 0 | 0 | 0.14834 | 0.10816
1996 | 103.4688 | 0 | 0 | 0 | 0 | 0 | 0 | 0.14183 | 0.096144
1996 | 103.4792 | 0 | 0 | 0 | 0 | 0 | 0 | 0.15443 | 0.15223
1996 | 103.4896 | 0 | 0 | 0 | 0 | 0 | 0 | 0.1654 | 0.15623
1996 | 103.5 | 0 | 0 | 0 | 0 | 0 | 0 | 0.14874 | 0.044066
1996 | 103.5104 | 0 | 0 | 0 | 0 | 0 | 0 | 0.16459 | 0.16825
1996 | 103.5208 | 0 | 0 | 0 | 0 | 0 | 0 | 0.1585 | 0.14021
1996 | 103.5313 | 0 | 0 | 0 | 0 | 0 | 0 | 0.1589 | 0.2003
1996 | 103.5417 | 0 | 0 | 0 | 0 | 0 | 0 | 0.16703 | 0.11617
1996 | 103.5521 | 0 | 0 | 0 | 0 | 0 | 0 | 0.15809 | 0.14422
1996 | 103.5625 | 0 | 0 | 0 | 0 | 0 | 0 | 0.15972 | 0.15623
1996 | 103.5729 | 0 | 0 | 0 | 0 | 0 | 0 | 0.15606 | 0.11617
1996 | 103.5833 | 0 | 0 | 0 | 0 | 0 | 0 | 0.14183 | 0.18027
1996 | 103.5938 | 0 | 0 | 0 | 0 | 0 | 0 | 0.1207 | 0.12018
1996 | 103.6042 | 0 | 0 | 0 | 0 | 0 | 0 | 0.13208 | 0.1362
1996 | 103.6146 | 0 | 0 | 0 | 0 | 0 | 0 | 0.14834 | 0.12018
1996 | 103.625 | 0 | 0 | 0 | 0 | 0 | 0 | 0.14752 | 0.14822
1996 | 103.6354 | 0 | 0 | 0 | 0 | 0 | 0 | 0.13899 | 0.12419
1996 | 103.6458 | 0 | 0 | 0 | 0 | 0 | 0 | 0.11664 | 0.11217
1996 | 103.6563 | 0 | 0 | 0 | 0 | 0 | 0 | 0.11582 | 0.1362
1996 | 103.6667 | 0 | 0 | 0 | 0 | 0 | 0 | 0.11176 | 0.12419
1996 | 103.6771 | 0 | 0 | 0 | 0 | 0 | 0 | 0.099568 | 0.088132
1996 | 103.6875 | 0 | 0 | 0 | 0 | 0 | 0 | 0.092659 | 0.08012
1996 | 103.6979 | 0 | 0 | 0 | 0 | 0 | 0 | 0.086563 | 0.10015
1996 | 103.7083 | 0 | 0 | 0 | 0 | 0 | 0 | 0.083312 | 0.072509
1996 | 103.7188 | 0 | 0 | 0 | 0 | 0 | 0 | 0.058522 | 0.052879
1996 | 103.7292 | 0 | 0 | 0 | 0 | 0 | 0 | 0.062992 | 0.074111
1996 | 103.7396 | 0 | 0 | 0 | 0 | 0 | 0 | 0.052426 | 0.049674
1996 | 103.75 | 0 | 0 | 0 | 0 | 0 | 0 | 0.057709 | 0.070506
1996 | 103.7604 | 0 | 0 | 0 | 0 | 0 | 0 | 0.037795 | 0.024837
1996 | 103.7708 | 0 | 0 | 0 | 0 | 0 | 0 | 0.034544 | 0.036054
1996 | 103.7813 | 0 | 0 | 0 | 0 | 0 | 0 | 0.017475 | 0.01322
1996 | 103.7917 | 0 | 0 | 0 | 0 | 0 | 0 | 0.011786 | 0.072108
1996 | 103.8021 | 0 | 0 | 0 | 0 | 0 | 0 | 0.006096 | -0.0052078
1996 | 103.8125 | 0 | 0 | 0 | 0 | 0 | 0 | 0.0024384 | -0.006009
1996 | 103.8229 | 0 | 0 | 0 | 0 | 0 | 0 | 0.0044704 | 0.012819
1996 | 103.8333 | 0 | 0 | 0 | 0 | 0 | 0 | 0.002032 | 0.0048072
1996 | 103.8438 | 0 | 0 | 0 | 0 | 0 | 0 | 0.0052832 | -0.0096144
1996 | 103.8542 | 0 | 0 | 0 | 0 | 0 | 0 | 0.0024384 | 0.01322
1996 | 103.8646 | 0 | 0 | 0 | 0 | 0 | 0 | 0.006096 | 0.002003
1996 | 103.875 | 0 | 0 | 0 | 0 | 0 | 0 | 0.012598 | 0.021232
1996 | 103.8854 | 0 | 0 | 0 | 0 | 0 | 0 | 0.017475 | -0.0084126
1996 | 103.8958 | 0 | 0 | 0 | 0 | 0 | 0 | 0.016662 | 0.032449
1996 | 103.9063 | 0 | 0 | 0 | 0 | 0 | 0 | 0.018694 | 0.0036054
1996 | 103.9167 | 0 | 0 | 0 | 0 | 0 | 0 | 0.010973 | 0.018828
1996 | 103.9271 | 0 | 0 | 0 | 0 | 0 | 0 | 0.013411 | 0.015623
1996 | 103.9375 | 0 | 0 | 0 | 0 | 0 | 0 | 0.018694 | 0.023235
1996 | 103.9479 | 0 | 0 | 0 | 0 | 0 | 0 | 0.020726 | -0.0028042
1996 | 103.9583 | 0 | 0 | 0 | 0 | 0 | 0 | 0.026416 | 0.0028042
1996 | 103.9688 | 0 | 0 | 0 | 0 | 0 | 0 | 0.021946 | 0.045268
1996 | 103.9792 | 0 | 0 | 0 | 0 | 0 | 0 | 0.02479 | 0.017626
1996 | 103.9896 | 0 | 0 | 0 | 0 | 0 | 0 | 0.024384 | 0.028843
1996 | 104 | 0 | 0 | 0 | 0 | 0 | 0 | 0.019507 | 0.016425
1996 | 104.0104 | 0 | 0 | 0 | 0 | 0 | 0 | 0.021133 | 0.0088132
1996 | 104.0208 | 0 | 0 | 0 | 0 | 0 | 0 | 0.019914 | 0.024837
1996 | 104.0313 | 0 | 0 | 0 | 0 | 0 | 0 | 0.026416 | 0.014422
1996 | 104.0417 | 0 | 0 | 0 | 0 | 0 | 0 | 0.023165 | 0.029244
1996 | 104.0521 | 0 | 0 | 0 | 0 | 0 | 0 | 0.021946 | 0.014021
1996 | 104.0625 | 0 | 0 | 0 | 0 | 0 | 0 | 0.027635 | 0.032849
1996 | 104.0729 | 0 | 0 | 0 | 0 | 0 | 0 | 0.019914 | 0.012819
1996 | 104.0833 | 0 | 0 | 0 | 0 | 0 | 0 | 0.028042 | 0.030446
1996 | 104.0938 | 0 | 0 | 0 | 0 | 0 | 0 | 0.031699 | -0.0056084
1996 | 104.1042 | 0 | 0 | 0 | 0 | 0 | 0 | 0.023978 | 0.030446
1996 | 104.1146 | 0 | 0 | 0 | 0 | 0 | 0 | 0.027229 | 0.039659
1996 | 104.125 | 0 | 0 | 0 | 0 | 0 | 0 | 0.024384 | 0.023635
1996 | 104.1354 | 0 | 0 | 0 | 0 | 0 | 0 | 0.017475 | -0.0048072
1996 | 104.1458 | 0 | 0 | 0 | 0 | 0 | 0 | 0.022352 | 0.041262
1996 | 104.1563 | 0 | 0 | 0 | 0 | 0 | 0 | 0.028042 | 0.0072108
1996 | 104.1667 | 0 | 0 | 0 | 0 | 0 | 0 | 0.02601 | 0.040861
1996 | 104.1771 | 0 | 0 | 0 | 0 | 0 | 0 | 0.023571 | -0.0032048
1996 | 104.1875 | 0 | 0 | 0 | 0 | 0 | 0 | 0.021539 | 0.050075
1996 | 104.1979 | 0 | 0 | 0 | 0 | 0 | 0 | 0.013818 | -0.002003
1996 | 104.2083 | 0 | 0 | 0 | 0 | 0 | 0 | 0.0012192 | 0.017226
1996 | 104.2188 | 0 | 0 | 0 | 0 | 0 | 0 | 0.011786 | 0.01322
1996 | 104.2292 | 0 | 0 | 0 | 0 | 0 | 0 | 0.0089408 | 0.0064096
1996 | 104.2396 | 0 | 0 | 0 | 0 | 0 | 0 | 0.021133 | 0.018027
1996 | 104.25 | 0 | 0 | 0 | 0 | 0 | 0 | 0.020726 | 0.0096144
1996 | 104.2604 | 0 | 0 | 0 | 0 | 0 | 0 | 0.017882 | 0.0044066
1996 | 104.2708 | 0 | 0 | 0 | 0 | 0 | 0 | 0.01016 | 0.02644
1996 | 104.2813 | 0 | 0 | 0 | 0 | 0 | 0 | 0.022758 | 0.010816
1996 | 104.2917 | 0 | 0 | 0 | 0 | 0 | 0 | 0.01463 | 0.019629
1996 | 104.3021 | 0 | 0 | 0 | 0 | 0 | 0 | 0.032512 | 0.04006
1996 | 104.3125 | 0 | 0 | 0 | 0 | 0 | 0 | 0.025197 | 0.0064096
1996 | 104.3229 | 0 | 0 | 0 | 0 | 0 | 0 | 0.039421 | 0.026039
1996 | 104.3333 | 0 | 0 | 0 | 0 | 0 | 0 | 0.044298 | 0.06009
1996 | 104.3438 | 0 | 0 | 0 | 0 | 0 | 0 | 0.039014 | 0.090536
1996 | 104.3542 | 0 | 0 | 0 | 0 | 0 | 0 | 0.078842 | 0.0064096
1996 | 104.3646 | 0 | 0 | 0 | 0 | 0 | 0 | 0.084531 | 0.056485
1996 | 104.375 | 0 | 0 | 0 | 0 | 0 | 0 | 0.089814 | 0.048072
1996 | 104.3854 | 0 | 0 | 0 | 0 | 0 | 0 | 0.094285 | 0.21192
1996 | 104.3958 | 0 | 0 | 0 | 0 | 0 | 0 | 0.12598 | -0.0044066
1996 | 104.4063 | 0 | 0 | 0 | 0 | 0 | 0 | 0.13086 | 0.10616
1996 | 104.4167 | 0 | 0 | 0 | 0 | 0 | 0 | 0.13614 | 0.16144
1996 | 104.4271 | 0 | 0 | 0 | 0 | 0 | 0 | 0.13858 | 0.12338
1996 | 104.4375 | 0 | 0 | 0 | 0 | 0 | 0 | 0.165 | 0.14702
1996 | 104.4479 | 0 | 0 | 0 | 0 | 0 | 0 | 0.17231 | 0.11217
1996 | 104.4583 | 0 | 0 | 0 | 0 | 0 | 0 | 0.1394 | 0.1991
1996 | 104.4688 | 0 | 0 | 0 | 0 | 0 | 0 | 0.17556 | 0.15423
1996 | 104.4792 | 0 | 0 | 0 | 0 | 0 | 0 | 0.17963 | 0.16625
1996 | 104.4896 | 0 | 0 | 0 | 0 | 0 | 0 | 0.19182 | 0.16425
1996 | 104.5 | 0 | 0 | 0 | 0 | 0 | 0 | 0.2032 | 0.17546
1996 | 104.5104 | 0 | 0 | 0 | 0 | 0 | 0 | 0.19751 | 0.24917
1996 | 104.5208 | 0 | 0 | 0 | 0 | 0 | 0 | 0.22393 | 0.16545
1996 | 104.5313 | 0 | 0 | 0 | 0 | 0 | 0 | 0.21946 | 0.17306
1996 | 104.5417 | 0 | 0 | 0 | 0 | 0 | 0 | 0.21824 | 0.21352
1996 | 104.5521 | 0 | 0 | 0 | 0 | 0 | 0 | 0.1967 | 0.22954
1996 | 104.5625 | 0 | 0 | 0 | 0 | 0 | 0 | 0.18572 | 0.1334
1996 | 104.5729 | 0 | 0 | 0 | 0 | 0 | 0 | 0.19954 | 0.25518
1996 | 104.5833 | 0 | 0 | 0 | 0 | 0 | 0 | 0.18532 | 0.10095
1996 | 104.5938 | 0 | 0 | 0 | 0 | 0 | 0 | 0.2223 | 0.27241
1996 | 104.6042 | 0 | 0 | 0 | 0 | 0 | 0 | 0.18125 | 0.16705
1996 | 104.6146 | 0 | 0 | 0 | 0 | 0 | 0 | 0.21092 | 0.2031
1996 | 104.625 | 0 | 0 | 0 | 0 | 0 | 0 | 0.19832 | 0.24236
1996 | 104.6354 | 0 | 0 | 0 | 0 | 0 | 0 | 0.12964 | 0.04647
1996 | 104.6458 | 0 | 0 | 0 | 0 | 0 | 0 | 0.20239 | 0.21072
1996 | 104.6563 | 0 | 0 | 0 | 0 | 0 | 0 | 0.16215 | 0.16505
1996 | 104.6667 | 0 | 0 | 0 | 0 | 0 | 0 | 0.14468 | 0.095743
1996 | 104.6771 | 0 | 0 | 0 | 0 | 0 | 0 | 0.15281 | 0.075313
1996 | 104.6875 | 0 | 0 | 0 | 0 | 0 | 0 | 0.058115 | 0.14261
1996 | 104.6979 | 0 | 0 | 0 | 0 | 0 | 0 | 0.13005 | 0.045668
1996 | 104.7083 | 0 | 0 | 0 | 0 | 0 | 0 | 0.099162 | 0.042063
1996 | 104.7188 | 0 | 0 | 0 | 0 | 0 | 0 | 0.1081 | 0.18107
1996 | 104.7292 | 0 | 0 | 0 | 0 | 0 | 0 | 0.061366 | 0.052879
1996 | 104.7396 | 0 | 0 | 0 | 0 | 0 | 0 | 0.080874 | 0.082524
1996 | 104.75 | 0 | 0 | 0 | 0 | 0 | 0 | 0.083718 | 0.040861
1996 | 104.7604 | 0 | 0 | 0 | 0 | 0 | 0 | 0.063805 | 0.098147
1996 | 104.7708 | 0 | 0 | 0 | 0 | 0 | 0 | 0.052832 | 0.049674
1996 | 104.7813 | 0 | 0 | 0 | 0 | 0 | 0 | 0.053238 | 0.04647
1996 | 104.7917 | 0 | 0 | 0 | 0 | 0 | 0 | 0.032512 | 0.058087
1996 | 104.8021 | 0 | 0 | 0 | 0 | 0 | 0 | -0.0012192 | -0.0096144
1996 | 104.8125 | 0 | 0 | 0 | 0 | 0 | 0 | 0.090627 | 0.031647
1996 | 104.8229 | 0 | 0 | 0 | 0 | 0 | 0 | 0.082906 | 0.10456
1996 | 104.8333 | 0 | 0 | 0 | 0 | 0 | 0 | 0.022758 | 0.082123
1996 | 104.8438 | 0 | 0 | 0 | 0 | 0 | 0 | 0.064618 | 0.04647
1996 | 104.8542 | 0 | 0 | 0 | 0 | 0 | 0 | 0.01463 | 0.02644
1996 | 104.8646 | 0 | 0 | 0 | 0 | 0 | 0 | 0.05649 | 0.050876
1996 | 104.875 | 0 | 0 | 0 | 0 | 0 | 0 | 0.037389 | 0.022434
1996 | 104.8854 | 0 | 0 | 0 | 0 | 0 | 0 | 0.034544 | 0.048473
1996 | 104.8958 | 0 | 0 | 0 | 0 | 0 | 0 | 0.03048 | 0.0076114
1996 | 104.9063 | 0 | 0 | 0 | 0 | 0 | 0 | 0.019101 | 0.029244
1996 | 104.9167 | 0 | 0 | 0 | 0 | 0 | 0 | 0.04064 | 0.027641
1996 | 104.9271 | 0 | 0 | 0 | 0 | 0 | 0 | 0.069088 | 0.050075
1996 | 104.9375 | 0 | 0 | 0 | 0 | 0 | 0 | 0.019101 | 0.045268
1996 | 104.9479 | 0 | 0 | 0 | 0 | 0 | 0 | 0.016662 | 0.011217
1996 | 104.9583 | 0 | 0 | 0 | 0 | 0 | 0 | 0.012192 | -0.004006
1996 | 104.9688 | 0 | 0 | 0 | 0 | 0 | 0 | 0.024384 | 0.040461
1996 | 104.9792 | 0 | 0 | 0 | 0 | 0 | 0 | 0.012192 | -0.002003
1996 | 104.9896 | 0 | 0 | 0 | 0 | 0 | 0 | 0.019914 | 0.035253
1996 | 105 | 0 | 0 | 0 | 0 | 0 | 0 | 0.013818 | 0.008012
1996 | 105.0104 | 0 | 0 | 0 | 0 | 0 | 0 | 0.020726 | 0.021632
1996 | 105.0208 | 0 | 0 | 0 | 0 | 0 | 0 | 0.0077216 | 0.016024
1996 | 105.0313 | 0 | 0 | 0 | 0 | 0 | 0 | 0.030886 | 0.042063
1996 | 105.0417 | 0 | 0 | 0 | 0 | 0 | 0 | 0.013411 | 0.012018
1996 | 105.0521 | 0 | 0 | 0 | 0 | 0 | 0 | 0.0056896 | 0.017626
1996 | 105.0625 | 0 | 0 | 0 | 0 | 0 | 0 | 0.0073152 | -0.038858
1996 | 105.0729 | 0 | 0 | 0 | 0 | 0 | 0 | 0.0085344 | -0.022033
1996 | 105.0833 | 0 | 0 | 0 | 0 | 0 | 0 | 0.010566 | 0.054081
1996 | 105.0938 | 0 | 0 | 0 | 0 | 0 | 0 | 0.036982 | 0.052479
1996 | 105.1042 | 0 | 0 | 0 | 0 | 0 | 0 | 0.0069088 | -0.022434
1996 | 105.1146 | 0 | 0 | 0 | 0 | 0 | 0 | 0.017475 | 0.05368
1996 | 105.125 | 0 | 0 | 0 | 0 | 0 | 0 | 0.047955 | -0.006009
1996 | 105.1354 | 0 | 0 | 0 | 0 | 0 | 0 | 0.004064 | 0.031647
1996 | 105.1458 | 0 | 0 | 0 | 0 | 0 | 0 | 0.02479 | -0.0092138
1996 | 105.1563 | 0 | 0 | 0 | 0 | 0 | 0 | -0.011379 | 0.064497
1996 | 105.1667 | 0 | 0 | 0 | 0 | 0 | 0 | 0.044704 | 0.034051
1996 | 105.1771 | 0 | 0 | 0 | 0 | 0 | 0 | 0.030886 | -0.022434
1996 | 105.1875 | 0 | 0 | 0 | 0 | 0 | 0 | 0.035763 | 0.055683
1996 | 105.1979 | 0 | 0 | 0 | 0 | 0 | 0 | 0.025197 | 0.028843
1996 | 105.2083 | 0 | 0 | 0 | 0 | 0 | 0 | 0.041046 | 0.008012
1996 | 105.2188 | 0 | 0 | 0 | 0 | 0 | 0 | 0.015443 | 0.069704
1996 | 105.2292 | 0 | 0 | 0 | 0 | 0 | 0 | 0.041046 | 0.028843
1996 | 105.2396 | 0 | 0 | 0 | 0 | 0 | 0 | 0.028854 | 0.0052078
1996 | 105.25 | 0 | 0 | 0 | 0 | 0 | 0 | 0.02601 | 0.008012
1996 | 105.2604 | 0 | 0 | 0 | 0 | 0 | 0 | 0.019507 | 0.036054
1996 | 105.2708 | 0 | 0 | 0 | 0 | 0 | 0 | 0.040234 | 0.089334
1996 | 105.2813 | 0 | 0 | 0 | 0 | 0 | 0 | 0.028042 | -0.027241
1996 | 105.2917 | 0 | 0 | 0 | 0 | 0 | 0 | 0.017882 | 0.028443
1996 | 105.3021 | 0 | 0 | 0 | 0 | 0 | 0 | 0.028854 | 0.014422
1996 | 105.3125 | 0 | 0 | 0 | 0 | 0 | 0 | 0.049581 | 0.012819
1996 | 105.3229 | 0 | 0 | 0 | 0 | 0 | 0 | 0.0024384 | 0.056084
1996 | 105.3333 | 0 | 0 | 0 | 0 | 0 | 0 | 0.062179 | 0.012018
1996 | 105.3438 | 0 | 0 | 0 | 0 | 0 | 0 | 0.0508 | 0.096144
1996 | 105.3542 | 0 | 0 | 0 | 0 | 0 | 0 | 0.030074 | 0.031247
1996 | 105.3646 | 0 | 0 | 0 | 0 | 0 | 0 | 0.080467 | -0.0064096
1996 | 105.375 | 0 | 0 | 0 | 0 | 0 | 0 | 0.057709 | 0.080521
1996 | 105.3854 | 0 | 0 | 0 | 0 | 0 | 0 | 0.061366 | 0.044467
1996 | 105.3958 | 0 | 0 | 0 | 0 | 0 | 0 | 0.069901 | 0.004006
1996 | 105.4063 | 0 | 0 | 0 | 0 | 0 | 0 | 0.078029 | 0.12779
1996 | 105.4167 | 0 | 0 | 0 | 0 | 0 | 0 | 0.070714 | 0.036054
1996 | 105.4271 | 0 | 0 | 0 | 0 | 0 | 0 | 0.087376 | 0.072909
1996 | 105.4375 | 0 | 0 | 0 | 0 | 0 | 0 | 0.076403 | 0.039259
1996 | 105.4479 | 0 | 0 | 0 | 0 | 0 | 0 | 0.10566 | 0.070506
1996 | 105.4583 | 0 | 0 | 0 | 0 | 0 | 0 | 0.1146 | 0.10936
1996 | 105.4688 | 0 | 0 | 0 | 0 | 0 | 0 | 0.10485 | 0.097346
1996 | 105.4792 | 0 | 0 | 0 | 0 | 0 | 0 | 0.096723 | 0.062093
1996 | 105.4896 | 0 | 0 | 0 | 0 | 0 | 0 | 0.10038 | 0.12138
1996 | 105.5 | 0 | 0 | 0 | 0 | 0 | 0 | 0.11054 | 0.067701
1996 | 105.5104 | 0 | 0 | 0 | 0 | 0 | 0 | 0.10119 | 0.050075
1996 | 105.5208 | 0 | 0 | 0 | 0 | 0 | 0 | 0.14671 | 0.086129
1996 | 105.5313 | 0 | 0 | 0 | 0 | 0 | 0 | 0.088595 | 0.14261
1996 | 105.5417 | 0 | 0 | 0 | 0 | 0 | 0 | 0.12476 | 0.082123
1996 | 105.5521 | 0 | 0 | 0 | 0 | 0 | 0 | 0.093472 | 0.08012
1996 | 105.5625 | 0 | 0 | 0 | 0 | 0 | 0 | 0.13086 | 0.15343
1996 | 105.5729 | 0 | 0 | 0 | 0 | 0 | 0 | 0.14834 | 0.10536
1996 | 105.5833 | 0 | 0 | 0 | 0 | 0 | 0 | 0.085344 | 0.075313
1996 | 105.5938 | 0 | 0 | 0 | 0 | 0 | 0 | 0.12476 | 0.076515
1996 | 105.6042 | 0 | 0 | 0 | 0 | 0 | 0 | 0.12476 | 0.091337
1996 | 105.6146 | 0 | 0 | 0 | 0 | 0 | 0 | 0.17353 | 0.17226
1996 | 105.625 | 0 | 0 | 0 | 0 | 0 | 0 | 0.087376 | 0.089734
1996 | 105.6354 | 0 | 0 | 0 | 0 | 0 | 0 | 0.13492 | 0.10335
1996 | 105.6458 | 0 | 0 | 0 | 0 | 0 | 0 | 0.091034 | 0.1322
1996 | 105.6563 | 0 | 0 | 0 | 0 | 0 | 0 | 0.12111 | 0.02003
1996 | 105.6667 | 0 | 0 | 0 | 0 | 0 | 0 | 0.10201 | 0.17907
1996 | 105.6771 | 0 | 0 | 0 | 0 | 0 | 0 | 0.095098 | 0.015623
1996 | 105.6875 | 0 | 0 | 0 | 0 | 0 | 0 | 0.13371 | 0.11698
1996 | 105.6979 | 0 | 0 | 0 | 0 | 0 | 0 | 0.12355 | 0.135
1996 | 105.7083 | 0 | 0 | 0 | 0 | 0 | 0 | 0.071933 | 0.076515
1996 | 105.7188 | 0 | 0 | 0 | 0 | 0 | 0 | 0.080061 | 0.12779
1996 | 105.7292 | 0 | 0 | 0 | 0 | 0 | 0 | 0.067462 | 0.034452
1996 | 105.7396 | 0 | 0 | 0 | 0 | 0 | 0 | 0.072339 | 0.11337
1996 | 105.75 | 0 | 0 | 0 | 0 | 0 | 0 | 0.051206 | 0.056084
1996 | 105.7604 | 0 | 0 | 0 | 0 | 0 | 0 | 0.062992 | 0.050075
1996 | 105.7708 | 0 | 0 | 0 | 0 | 0 | 0 | 0.067869 | 0.072909
1996 | 105.7813 | 0 | 0 | 0 | 0 | 0 | 0 | 0.042266 | 0.074512
1996 | 105.7917 | 0 | 0 | 0 | 0 | 0 | 0 | 0.044704 | 0.060891
1996 | 105.8021 | 0 | 0 | 0 | 0 | 0 | 0 | 0.027229 | 0.014422
1996 | 105.8125 | 0 | 0 | 0 | 0 | 0 | 0 | 0.019507 | 0.048873
1996 | 105.8229 | 0 | 0 | 0 | 0 | 0 | 0 | 0.038608 | 0.02684
1996 | 105.8333 | 0 | 0 | 0 | 0 | 0 | 0 | 0.029667 | 0.0096144
1996 | 105.8438 | 0 | 0 | 0 | 0 | 0 | 0 | -0.013818 | 0.025238
1996 | 105.8542 | 0 | 0 | 0 | 0 | 0 | 0 | 0.033325 | 0.023235
1996 | 105.8646 | 0 | 0 | 0 | 0 | 0 | 0 | 0.012192 | 0.012819
1996 | 105.875 | 0 | 0 | 0 | 0 | 0 | 0 | -0.0044704 | 0.016825
1996 | 105.8854 | 0 | 0 | 0 | 0 | 0 | 0 | 0.018288 | 0.010416
1996 | 105.8958 | 0 | 0 | 0 | 0 | 0 | 0 | 0.013411 | 0.0064096
1996 | 105.9063 | 0 | 0 | 0 | 0 | 0 | 0 | -0.010973 | 0.016024
1996 | 105.9167 | 0 | 0 | 0 | 0 | 0 | 0 | -0.0008128 | 0.0088132
1996 | 105.9271 | 0 | 0 | 0 | 0 | 0 | 0 | 0.002032 | -0.008012
1996 | 105.9375 | 0 | 0 | 0 | 0 | 0 | 0 | 0.0012192 | 0.0072108
1996 | 105.9479 | 0 | 0 | 0 | 0 | 0 | 0 | 0.0073152 | 0.0012018
1996 | 105.9583 | 0 | 0 | 0 | 0 | 0 | 0 | 0.0069088 | 0.0004006
1996 | 105.9688 | 0 | 0 | 0 | 0 | 0 | 0 | 0.0024384 | 0.0008012
1996 | 105.9792 | 0 | 0 | 0 | 0 | 0 | 0 | -0.0012192 | 0.0044066
1996 | 105.9896 | 0 | 0 | 0 | 0 | 0 | 0 | -0.0016256 | 0.0028042
1996 | 106 | 0 | 0 | 0 | 0 | 0 | 0 | 0.0052832 | 0.0032048
1996 | 106.0104 | 0 | 0 | 0 | 0 | 0 | 0 | 0.0069088 | -0.0032048
1996 | 106.0208 | 0 | 0 | 0 | 0 | 0 | 0 | 0.015037 | -0.0004006
1996 | 106.0313 | 0 | 0 | 0 | 0 | 0 | 0 | 0.0048768 | 0.011617
1996 | 106.0417 | 0 | 0 | 0 | 0 | 0 | 0 | 0.0069088 | 0.010015
1996 | 106.0521 | 0 | 0 | 0 | 0 | 0 | 0 | 0.0012192 | 0.01322
1996 | 106.0625 | 0 | 0 | 0 | 0 | 0 | 0 | 0.0085344 | -0.0048072
1996 | 106.0729 | 0 | 0 | 0 | 0 | 0 | 0 | 0.0065024 | 0.0088132
1996 | 106.0833 | 0 | 0 | 0 | 0 | 0 | 0 | 0.006096 | 0.0068102
1996 | 106.0938 | 0 | 0 | 0 | 0 | 0 | 0 | 0.0077216 | 0.0044066
1996 | 106.1042 | 0 | 0 | 0 | 0 | 0 | 0 | -0.0056896 | 0.0064096
1996 | 106.1146 | 0 | 0 | 0 | 0 | 0 | 0 | -0.0016256 | -0.0008012
1996 | 106.125 | 0 | 0 | 0 | 0 | 0 | 0 | 0.0012192 | 0.0028042
1996 | 106.1354 | 0 | 0 | 0 | 0 | 0 | 0 | 0.0016256 | 0
1996 | 106.1458 | 0 | 0 | 0 | 0 | 0 | 0 | 0.0056896 | 0.0092138
1996 | 106.1563 | 0 | 0 | 0 | 0 | 0 | 0 | 0.0048768 | 0.0016024
1996 | 106.1667 | 0 | 0 | 0 | 0 | 0 | 0 | 0.0065024 | 0.0048072
1996 | 106.1771 | 0 | 0 | 0 | 0 | 0 | 0 | 0.0069088 | 0.0088132
1996 | 106.1875 | 0 | 0 | 0 | 0 | 0 | 0 | 0.0069088 | 0.0008012
1996 | 106.1979 | 0 | 0 | 0 | 0 | 0 | 0 | 0.0048768 | -0.0004006
1996 | 106.2083 | 0 | 0 | 0 | 0 | 0 | 0 | 0.0016256 | 0.0024036
1996 | 106.2188 | 0 | 0 | 0 | 0 | 0 | 0 | 0.0016256 | 0.0028042
1996 | 106.2292 | 0 | 0 | 0 | 0 | 0 | 0 | 0.0008128 | -0.0048072
1996 | 106.2396 | 0 | 0 | 0 | 0 | 0 | 0 | 0.0024384 | 0.0024036
1996 | 106.25 | 0 | 0 | 0 | 0 | 0 | 0 | 0.004064 | 0.0024036
1996 | 106.2604 | 0 | 0 | 0 | 0 | 0 | 0 | 0.006096 | -0.0016024
1996 | 106.2708 | 0 | 0 | 0 | 0 | 0 | 0 | 0.010973 | 0.012419
1996 | 106.2813 | 0 | 0 | 0 | 0 | 0 | 0 | 0.008128 | 0.010816
1996 | 106.2917 | 0 | 0 | 0 | 0 | 0 | 0 | 0.012598 | 0.0016024
1996 | 106.3021 | 0 | 0 | 0 | 0 | 0 | 0 | 0.02032 | 0.0072108
1996 | 106.3125 | 0 | 0 | 0 | 0 | 0 | 0 | 0.012192 | 0.016425
1996 | 106.3229 | 0 | 0 | 0 | 0 | 0 | 0 | 0.015037 | 0.014021
1996 | 106.3333 | 0 | 0 | 0 | 0 | 0 | 0 | 0.026822 | 0.010416
1996 | 106.3438 | 0 | 0 | 0 | 0 | 0 | 0 | 0.03617 | 0.016825
1996 | 106.3542 | 0 | 0 | 0 | 0 | 0 | 0 | 0.045923 | 0.02003
1996 | 106.3646 | 0 | 0 | 0 | 0 | 0 | 0 | 0.047549 | 0.034051
1996 | 106.375 | 0 | 0 | 0 | 0 | 0 | 0 | 0.061366 | 0.038858
1996 | 106.3854 | 0 | 0 | 0 | 0 | 0 | 0 | 0.066243 | 0.04647
1996 | 106.3958 | 0 | 0 | 0 | 0 | 0 | 0 | 0.074778 | 0.042464
1996 | 106.4063 | 0 | 0 | 0 | 0 | 0 | 0 | 0.087782 | 0.058488
1996 | 106.4167 | 0 | 0 | 0 | 0 | 0 | 0 | 0.090221 | 0.062093
1996 | 106.4271 | 0 | 0 | 0 | 0 | 0 | 0 | 0.10648 | 0.091337
1996 | 106.4375 | 0 | 0 | 0 | 0 | 0 | 0 | 0.1077 | 0.087331
1996 | 106.4479 | 0 | 0 | 0 | 0 | 0 | 0 | 0.11786 | 0.091337
1996 | 106.4583 | 0 | 0 | 0 | 0 | 0 | 0 | 0.13655 | 0.11337
1996 | 106.4688 | 0 | 0 | 0 | 0 | 0 | 0 | 0.13533 | 0.10656
1996 | 106.4792 | 0 | 0 | 0 | 0 | 0 | 0 | 0.14468 | 0.12939
1996 | 106.4896 | 0 | 0 | 0 | 0 | 0 | 0 | 0.12802 | 0.098548
1996 | 106.5 | 0 | 0 | 0 | 0 | 5.3905 | 7.7909 | 0 | 1.4211e-14
1996 | 106.5104 | 0 | 0 | 0 | 0 | 11.0638 | 11.4892 | 0 | 1.4211e-14
1996 | 106.5208 | 0 | 0 | 0 | 0 | 8.4743 | 5.36 | 2.8422e-14 | 0.028042
1996 | 106.5313 | 0 | 0 | 0 | 0 | 0.13818 | 0 | 0.12192 | 0.14021
1996 | 106.5417 | 0 | 0 | 0 | 0 | 0 | 0 | 0.21133 | 0.15623
1996 | 106.5521 | 0 | 0 | 0 | 0 | 0 | 0 | 0.17882 | 0.14021
1996 | 106.5625 | 0 | 0 | 0 | 0 | 0 | 0 | 0.18694 | 0.16024
1996 | 106.5729 | 0 | 0 | 0 | 0 | 0 | 0 | 0.16662 | 0.15223
1996 | 106.5833 | 0 | 0 | 0 | 0 | 0 | 0 | 0.16256 | 0.15223
1996 | 106.5938 | 0 | 0 | 0 | 0 | 0 | 0 | 0.17882 | 0.16425
1996 | 106.6042 | 0 | 0 | 0 | 0 | 0 | 0 | 0.15037 | 0.1362
1996 | 106.6146 | 0 | 0 | 0 | 0 | 0 | 0 | 0.13818 | 0.16024
1996 | 106.625 | 0 | 0 | 0 | 0 | 0 | 0 | 0.14224 | 0.11617
1996 | 106.6354 | 0 | 0 | 0 | 0 | 0 | 0 | 0.15118 | 0.16825
1996 | 106.6458 | 0 | 0 | 0 | 0 | 0 | 0 | 0.1589 | 0.12819
1996 | 106.6563 | 0 | 0 | 0 | 0 | 0 | 0 | 0.14224 | 0.12419
1996 | 106.6667 | 0 | 0 | 0 | 0 | 0 | 0 | 0.10932 | 0.10816
1996 | 106.6771 | 0 | 0 | 0 | 0 | 0 | 0 | 0.14021 | 0.14021
1996 | 106.6875 | 0 | 0 | 0 | 0 | 0 | 0 | 0.10241 | 0.10416
1996 | 106.6979 | 0 | 0 | 0 | 0 | 0 | 0 | 0.088595 | 0.084126
1996 | 106.7083 | 0 | 0 | 0 | 0 | 0 | 0 | 0.10932 | 0.10015
1996 | 106.7188 | 0 | 0 | 0 | 0 | 0 | 0 | 0.084125 | 0.084126
1996 | 106.7292 | 0 | 0 | 0 | 0 | 0 | 0 | 0.076403 | 0.088132
1996 | 106.7396 | 0 | 0 | 0 | 0 | 0 | 0 | 0.071526 | 0.056084
1996 | 106.75 | 0 | 0 | 0 | 0 | 0 | 0 | 0.043891 | 0.04006
1996 | 106.7604 | 0 | 0 | 0 | 0 | 0 | 0 | 0.027635 | 0.04006
1996 | 106.7708 | 0 | 0 | 0 | 0 | 0 | 0 | 0.02479 | 0.032048
1996 | 106.7813 | 0 | 0 | 0 | 0 | 0 | 0 | 0.016256 | 0.008012
1996 | 106.7917 | 0 | 0 | 0 | 0 | 0 | 0 | 0.014224 | 0.02003
1996 | 106.8021 | 0 | 0 | 0 | 0 | 0 | 0 | 0.0016256 | 0.004006
1996 | 106.8125 | 0 | 0 | 0 | 0 | 0 | 0 | 0.0012192 | 0.004006
1996 | 106.8229 | 0 | 0 | 0 | 0 | 0 | 0 | -0.0016256 | -0.008012
1996 | 106.8333 | 0 | 0 | 0 | 0 | 0 | 0 | 0.0008128 | -0.008012
1996 | 106.8438 | 0 | 0 | 0 | 0 | 0 | 0 | 0.0016256 | 0.012018
1996 | 106.8542 | 0 | 0 | 0 | 0 | 0 | 0 | 0.0008128 | -1.4211e-14
1996 | 106.8646 | 0 | 0 | 0 | 0 | 0 | 0 | 0.006096 | 0.012018
1996 | 106.875 | 0 | 0 | 0 | 0 | 0 | 0 | 0.0077216 | 0.004006
1996 | 106.8854 | 0 | 0 | 0 | 0 | 0 | 0 | 0.01016 | 0.004006
1996 | 106.8958 | 0 | 0 | 0 | 0 | 0 | 0 | 0.013005 | 0.012018
1996 | 106.9063 | 0 | 0 | 0 | 0 | 0 | 0 | 0.0097536 | 0.008012
1996 | 106.9167 | 0 | 0 | 0 | 0 | 0 | 0 | 0.013411 | 0.012018
1996 | 106.9271 | 0 | 0 | 0 | 0 | 0 | 0 | 0.010566 | 0.008012
1996 | 106.9375 | 0 | 0 | 0 | 0 | 0 | 0 | 0.0085344 | 0.012018
1996 | 106.9479 | 0 | 0 | 0 | 0 | 0 | 0 | 0.006096 | 0.008012
1996 | 106.9583 | 0 | 0 | 0 | 0 | 0 | 0 | 0.010973 | 0.008012
1996 | 106.9688 | 0 | 0 | 0 | 0 | 0 | 0 | 0.0093472 | 0.008012
1996 | 106.9792 | 0 | 0 | 0 | 0 | 0 | 0 | 0.0077216 | 0.004006
1996 | 106.9896 | 0 | 0 | 0 | 0 | 0 | 0 | 0.0097536 | 0.024036
1996 | 107 | 0 | 0 | 0 | 0 | 0 | 0 | 0.0097536 | 0.008012
1996 | 107.0104 | 0 | 0 | 0 | 0 | 0 | 0 | 0.01016 | 0
1996 | 107.0208 | 0 | 0 | 0 | 0 | 0 | 0 | 0.0097536 | 0.012018
1996 | 107.0313 | 0 | 0 | 0 | 0 | 0 | 0 | 0.012192 | 0.008012
1996 | 107.0417 | 0 | 0 | 0 | 0 | 0 | 0 | 0.015443 | 0.008012
1996 | 107.0521 | 0 | 0 | 0 | 0 | 0 | 0 | 0.010973 | 0.016024
1996 | 107.0625 | 0 | 0 | 0 | 0 | 0 | 0 | 0.01585 | 0.012018
1996 | 107.0729 | 0 | 0 | 0 | 0 | 0 | 0 | 0.014224 | 0.012018
1996 | 107.0833 | 0 | 0 | 0 | 0 | 0 | 0 | 0.015443 | 0.012018
1996 | 107.0938 | 0 | 0 | 0 | 0 | 0 | 0 | 0.013005 | 0.016024
1996 | 107.1042 | 0 | 0 | 0 | 0 | 0 | 0 | 0.014224 | 0.016024
1996 | 107.1146 | 0 | 0 | 0 | 0 | 0 | 0 | 0.012192 | 0.024036
1996 | 107.125 | 0 | 0 | 0 | 0 | 0 | 0 | 0.019507 | 0.008012
1996 | 107.1354 | 0 | 0 | 0 | 0 | 0 | 0 | 0.025197 | 0.02003
1996 | 107.1458 | 0 | 0 | 0 | 0 | 0 | 0 | 0.023571 | 0.016024
1996 | 107.1563 | 0 | 0 | 0 | 0 | 0 | 0 | 0.016662 | 0.016024
1996 | 107.1667 | 0 | 0 | 0 | 0 | 0 | 0 | 0.015443 | 0.012018
1996 | 107.1771 | 0 | 0 | 0 | 0 | 0 | 0 | 0.012598 | 0.02003
1996 | 107.1875 | 0 | 0 | 0 | 0 | 0 | 0 | 0.023978 | 0.016024
1996 | 107.1979 | 0 | 0 | 0 | 0 | 0 | 0 | 0.023978 | 0.024036
1996 | 107.2083 | 0 | 0 | 0 | 0 | 0 | 0 | 0.019101 | 0.012018
1996 | 107.2188 | 0 | 0 | 0 | 0 | 0 | 0 | 0.020726 | 0.028042
1996 | 107.2292 | 0 | 0 | 0 | 0 | 0 | 0 | 0.028448 | 0.024036
1996 | 107.2396 | 0 | 0 | 0 | 0 | 0 | 0 | 0.037389 | 0.028042
1996 | 107.25 | 0 | 0 | 0 | 0 | 0 | 0 | 0.02032 | 0.004006
1996 | 107.2604 | 0 | 0 | 0 | 0 | 0 | 0 | 0.029667 | 0.036054
1996 | 107.2708 | 0 | 0 | 0 | 0 | 0 | 0 | 0.02601 | 0.04006
1996 | 107.2813 | 0 | 0 | 0 | 0 | 0 | 0 | 0.044704 | 0.028042
1996 | 107.2917 | 0 | 0 | 0 | 0 | 0 | 0 | 0.039014 | 0.028042
1996 | 107.3021 | 0 | 0 | 0 | 0 | 0 | 0 | 0.047142 | 0.036054
1996 | 107.3125 | 0 | 0 | 0 | 0 | 0 | 0 | 0.02601 | 0.036054
1996 | 107.3229 | 0 | 0 | 0 | 0 | 0 | 0 | 0.043891 | 0.064096
1996 | 107.3333 | 0 | 0 | 0 | 0 | 0 | 0 | 0.056896 | 0
1996 | 107.3438 | 0 | 0 | 0 | 0 | 0 | 0 | 0.091034 | 0.056084
1996 | 107.3542 | 0 | 0 | 0 | 0 | 0 | 0 | 0.031699 | 0.096144
1996 | 107.3646 | 0 | 0 | 0 | 0 | 0 | 0 | 0.1081 | 0.056084
1996 | 107.375 | 0 | 0 | 0 | 0 | 0 | 0 | 0.080874 | 0.10416
1996 | 107.3854 | 0 | 0 | 0 | 0 | 0 | 0 | 0.049174 | 0.048072
1996 | 107.3958 | 0 | 0 | 0 | 0 | 0 | 0 | 0.15606 | 0.31647
1996 | 107.4063 | 0 | 0 | 0 | 0 | 0 | 0 | 0.11786 | -0.18428
1996 | 107.4167 | 0 | 0 | 0 | 0 | 0 | 0 | 0.18125 | 0.28843
1996 | 107.4271 | 0 | 0 | 0 | 0 | 0 | 0 | 0.14427 | 0.10015
1996 | 107.4375 | 0 | 0 | 0 | 0 | 0 | 0 | 0.15484 | 0.20431
1996 | 107.4479 | 0 | 0 | 0 | 0 | 0 | 0 | 0.21255 | 0.10816
1996 | 107.4583 | 0 | 0 | 0 | 0 | 0 | 0 | 0.17353 | 0.10015
1996 | 107.4688 | 0 | 0 | 0 | 0 | 0 | 0 | 0.1398 | 0.20431
1996 | 107.4792 | 0 | 0 | 0 | 0 | 0 | 0 | 0.22149 | 0.17226
1996 | 107.4896 | 0 | 0 | 0 | 0 | 0 | 0 | 0.20076 | 0.19629
1996 | 107.5 | 0 | 0 | 0 | 0 | 0 | 0 | 0.20889 | 0.19229
1996 | 107.5104 | 0 | 0 | 0 | 0 | 0 | 0 | 0.21336 | 0.19229
1996 | 107.5208 | 0 | 0 | 0 | 0 | 0 | 0 | 0.1902 | 0.22033
1996 | 107.5313 | 0 | 0 | 0 | 0 | 0 | 0 | 0.19629 | 0.12419
1996 | 107.5417 | 0 | 0 | 0 | 0 | 0 | 0 | 0.20523 | 0.28843
1996 | 107.5521 | 0 | 0 | 0 | 0 | 0 | 0 | 0.22271 | 0.1362
1996 | 107.5625 | 0 | 0 | 0 | 0 | 0 | 0 | 0.23449 | 0.21632
1996 | 107.5729 | 0 | 0 | 0 | 0 | 0 | 0 | 0.20117 | 0.14422
1996 | 107.5833 | 0 | 0 | 0 | 0 | 0 | 0 | 0.20442 | 0.26039
1996 | 107.5938 | 0 | 0 | 0 | 0 | 0 | 0 | 0.18329 | 0.16825
1996 | 107.6042 | 0 | 0 | 0 | 0 | 0 | 0 | 0.17231 | 0.22434
1996 | 107.6146 | 0 | 0 | 0 | 0 | 0 | 0 | 0.17516 | 0.14422
1996 | 107.625 | 0 | 0 | 0 | 0 | 0 | 0 | 0.16175 | 0.16825
1996 | 107.6354 | 0 | 0 | 0 | 0 | 0 | 0 | 0.24303 | 0.1322
1996 | 107.6458 | 0 | 0 | 0 | 0 | 0 | 0 | 0.14387 | 0.25238
1996 | 107.6563 | 0 | 0 | 0 | 0 | 0 | 0 | 0.16053 | 0.15623
1996 | 107.6667 | 0 | 0 | 0 | 0 | 0 | 0 | 0.18369 | 0.10015
1996 | 107.6771 | 0 | 0 | 0 | 0 | 0 | 0 | 0.15768 | 0.10015
1996 | 107.6875 | 0 | 0 | 0 | 0 | 0 | 0 | 0.17638 | 0.15223
1996 | 107.6979 | 0 | 0 | 0 | 0 | 0 | 0 | 0.15606 | 0.3325
1996 | 107.7083 | 0 | 0 | 0 | 0 | 0 | 0 | 0.17435 | -0.012018
1996 | 107.7188 | 0 | 0 | 0 | 0 | 0 | 0 | 0.1394 | -0.024036
1996 | 107.7292 | 0 | 0 | 0 | 0 | 0 | 0 | 0.12802 | 0.2644
1996 | 107.7396 | 0 | 0 | 0 | 0 | 0 | 0 | 0.13574 | 0.1322
1996 | 107.75 | 0 | 0 | 0 | 0 | 0 | 0 | 0.10485 | 0.12018
1996 | 107.7604 | 0 | 0 | 0 | 0 | 0 | 0 | 0.080874 | 0.088132
1996 | 107.7708 | 0 | 0 | 0 | 0 | 0 | 0 | 0.095098 | 0.012018
1996 | 107.7813 | 0 | 0 | 0 | 0 | 0 | 0 | 0.086563 | 0.15223
1996 | 107.7917 | 0 | 0 | 0 | 0 | 0 | 0 | 0.073152 | 0.076114
1996 | 107.8021 | 0 | 0 | 0 | 0 | 0 | 0 | 0.051206 | -0.036054
1996 | 107.8125 | 0 | 0 | 0 | 0 | 0 | 0 | 0.0508 | 0.068102
1996 | 107.8229 | 0 | 0 | 0 | 0 | 0 | 0 | 0.056896 | 0.088132
1996 | 107.8333 | 0 | 0 | 0 | 0 | 0 | 0 | 0.043891 | 0.024036
1996 | 107.8438 | 0 | 0 | 0 | 0 | 0 | 0 | 0.033325 | 0.052078
1996 | 107.8542 | 0 | 0 | 0 | 0 | 0 | 0 | 0.037795 | -2.8422e-14
1996 | 107.8646 | 0 | 0 | 0 | 0 | 0 | 0 | 0.034138 | 0.02003
1996 | 107.875 | 0 | 0 | 0 | 0 | 0 | 0 | 0.026822 | 0.06009
1996 | 107.8854 | 0 | 0 | 0 | 0 | 0 | 0 | 0.02479 | 0.02003
1996 | 107.8958 | 0 | 0 | 0 | 0 | 0 | 0 | 0.021539 | 0.028042
1996 | 107.9063 | 0 | 0 | 0 | 0 | 0 | 0 | 0.02032 | 0.032048
1996 | 107.9167 | 0 | 0 | 0 | 0 | 0 | 0 | 0.016256 | 0.016024
1996 | 107.9271 | 0 | 0 | 0 | 0 | 0 | 0 | 0.016662 | 0.068102
1996 | 107.9375 | 0 | 0 | 0 | 0.072108 | 0 | 0 | 0.025603 | 0.048072
1996 | 107.9479 | 0 | 0 | 0 | 0 | 0 | 0 | 0.025603 | 0.024036
1996 | 107.9583 | 0 | 0 | 0 | 0 | 0 | 0 | 0.025197 | 0.024036
1996 | 107.9688 | 0 | 0 | 0 | 0 | 0 | 0 | 0.032918 | 0.028042
1996 | 107.9792 | 0 | 0 | 0 | 0 | 0 | 0 | 0.023571 | 0.02003
1996 | 107.9896 | 0 | 0 | 0 | 0 | 0 | 0 | 0.02601 | -0.012018
1996 | 108 | 0 | 0 | 0 | 0 | 0 | 0 | 0.022758 | 0.044066
1996 | 108.0104 | 0 | 0 | 0 | 0 | 0 | 0 | 0.031699 | 0.028042
1996 | 108.0208 | 0 | 0 | 0 | 0 | 0 | 0 | 0.029667 | 0.004006
1996 | 108.0313 | 0 | 0 | 0 | 0 | 0 | 0 | 0.027635 | 0.056084
1996 | 108.0417 | 0 | 0 | 0 | 0 | 0 | 0 | 0.01463 | -0.008012
1996 | 108.0521 | 0 | 0 | 0 | 0 | 0 | 0 | 0.023978 | 0.02003
1996 | 108.0625 | 0 | 0 | 0 | 0 | 0 | 0 | 0.024384 | 0.008012
1996 | 108.0729 | 0 | 0 | 0 | 0 | 0 | 0 | 0.018694 | 0.032048
1996 | 108.0833 | 0 | 0 | 0 | 0 | 0 | 0 | 0.021539 | 0.048072
1996 | 108.0938 | 0 | 0 | 0 | 0 | 0 | 0 | 0.019507 | 0
1996 | 108.1042 | 0 | 0 | 0 | 0 | 0 | 0 | 0.017069 | 0.024036
1996 | 108.1146 | 0 | 0 | 0 | 0 | 0 | 0 | 0.013818 | -0.008012
1996 | 108.125 | 0 | 0 | 0 | 0 | 0 | 0 | 0.018288 | 0.032048
1996 | 108.1354 | 0 | 0 | 0 | 0 | 0 | 0 | 0.013005 | 0.024036
1996 | 108.1458 | 0 | 0 | 0 | 0 | 0 | 0 | 0.016256 | 0.012018
1996 | 108.1563 | 0 | 0 | 0 | 0 | 0 | 0 | 0.0056896 | 0.016024
1996 | 108.1667 | 0 | 0 | 0 | 0 | 0 | 0 | 0.012598 | -0.008012
1996 | 108.1771 | 0 | 0 | 0 | 0 | 0 | 0 | 0.032918 | 0.036054
1996 | 108.1875 | 0 | 0 | 0 | 0 | 0 | 0 | 0.011379 | 0.024036
1996 | 108.1979 | 0 | 0 | 0 | 0 | 0 | 0 | 0.026822 | -0.004006
1996 | 108.2083 | 0 | 0 | 0 | 0 | 0 | 0 | 0.011379 | 0.012018
1996 | 108.2188 | 0 | 0 | 0 | 0 | 0 | 0 | 0.015037 | 0.048072
1996 | 108.2292 | 0 | 0 | 0 | 0 | 0 | 0 | 0.021539 | 0.012018
1996 | 108.2396 | 0 | 0 | 0 | 0 | 0 | 0 | 0.019101 | 0.004006
1996 | 108.25 | 0 | 0 | 0 | 0 | 0 | 0 | 0.016256 | 0.052078
1996 | 108.2604 | 0 | 0.024036 | 0 | 0 | 0 | 0 | 0.01463 | 0.024036
1996 | 108.2708 | 0 | 0 | 0 | 0 | 0 | 0 | 0.0089408 | 0.028042
1996 | 108.2813 | 0 | 0.032048 | 0 | 0 | 0 | 0 | 0.029667 | -0.004006
1996 | 108.2917 | 0 | 0 | 0 | 0 | 0 | 0 | 0.018694 | 0.068102
1996 | 108.3021 | 0 | 0 | 0 | 0 | 0 | 0 | 0.026416 | -0.012018
1996 | 108.3125 | 0 | 0 | 0 | 0 | 0 | 0 | 0.032918 | 0.056084
1996 | 108.3229 | 0 | 0 | 0 | 0 | 0 | 0 | 0.031293 | 0.057686
1996 | 108.3333 | 0 | 0 | 0 | 0 | 0 | 0 | 0.053645 | 0.011217
1996 | 108.3438 | 0 | 0 | 0 | 0 | 0 | 0 | 0.077216 | 0.043665
1996 | 108.3542 | 0 | 0 | 0 | 0 | 0 | 0 | 0.083718 | 0.094141
1996 | 108.3646 | 0 | 0 | 0 | 0 | 0 | 0 | 0.10282 | 0.043265
1996 | 108.375 | 0 | 0 | 0 | 0 | 0 | 0 | 0.11867 | 0.081722
1996 | 108.3854 | 0 | 0 | 0 | 0 | 0 | 0 | 0.12883 | 0.14582
1996 | 108.3958 | 0 | 0 | 0 | 0 | 0 | 0 | 0.13127 | 0.14101
1996 | 108.4063 | 0 | 0 | 0 | 0 | 0 | 0 | 0.14183 | 0.12058
1996 | 108.4167 | 0 | 0 | 0 | 0 | 0 | 0 | 0.19832 | 0.12138
1996 | 108.4271 | 0 | 0 | 0 | 0 | 0 | 0 | 0.19263 | 0.15704
1996 | 108.4375 | 0 | 0 | 0 | 0 | 0 | 0 | 0.18044 | 0.21072
1996 | 108.4479 | 0 | 0 | 0 | 0 | 0 | 0 | 0.20604 | 0.18668
1996 | 108.4583 | 0 | 0 | 0 | 0 | 0 | 0 | 0.20848 | 0.16144
1996 | 108.4688 | 0 | 0 | 0 | 0 | 0 | 0 | 0.18247 | 0.17346
1996 | 108.4792 | 0 | 0 | 0 | 0 | 0 | 0 | 0.20279 | 0.22994
1996 | 108.4896 | 0 | 0 | 0 | 0 | 0.11704 | 0 | -0.016662 | 0.017626
1996 | 108.5 | 0 | 0 | 0 | 0 | 5.54 | 4.9378 | -5.6843e-14 | 0
1996 | 108.5104 | 0 | 0 | 0 | 0 | 10.8696 | 11.1367 | 0 | 2.8422e-14
1996 | 108.5208 | 0 | 0 | 0 | 0 | 6.73 | 5.7686 | 0.069088 | 0.06009
1996 | 108.5313 | 0 | 0 | 0 | 0 | 0 | 0 | 0.47955 | 0.42864
1996 | 108.5417 | 0 | 0 | 0 | 0 | 0 | 0 | 0.35763 | 0.29244
1996 | 108.5521 | 0 | 0 | 0 | 0 | 0 | 0 | 0.32106 | 0.20431
1996 | 108.5625 | 0 | 0 | 0 | 0 | 0 | 0 | 0.26822 | 0.25238
1996 | 108.5729 | 0 | 0 | 0 | 0 | 0 | 0 | 0.29261 | 0.24837
1996 | 108.5833 | 0 | 0 | 0 | 0 | 0 | 0 | 0.30886 | 0.27241
1996 | 108.5938 | 0 | 0 | 0 | 0 | 0 | 0 | 0.34138 | 0.31247
1996 | 108.6042 | 0 | 0 | 0 | 0 | 0 | 0 | 0.27635 | 0.24837
1996 | 108.6146 | 0 | 0 | 0 | 0 | 0 | 0 | 0.26416 | 0.22033
1996 | 108.625 | 0 | 0 | 0 | 0 | 0 | 0 | 0.28854 | 0.28042
1996 | 108.6354 | 0 | 0 | 0 | 0 | 0 | 0 | 0.21133 | 0.21232
1996 | 108.6458 | 0 | 0 | 0 | 0 | 0 | 0 | 0.28854 | 0.25238
1996 | 108.6563 | 0 | 0 | 0 | 0 | 0 | 0 | 0.23165 | 0.24437
1996 | 108.6667 | 0 | 0 | 0 | 0 | 0 | 0 | 0.26416 | 0.2003
1996 | 108.6771 | 0 | 0 | 0 | 0 | 0 | 0 | 0.22758 | 0.21632
1996 | 108.6875 | 0 | 0 | 0 | 0 | 0 | 0 | 0.16256 | 0.068102
1996 | 108.6979 | 0 | 0 | 0 | 0 | 0 | 0 | 0.22352 | 0.25238
1996 | 108.7083 | 0 | 0 | 0 | 0 | 0 | 0 | 0.19507 | 0.21232
1996 | 108.7188 | 0 | 0 | 0 | 0 | 0 | 0 | 0.16662 | 0.10015
1996 | 108.7292 | 0 | 0 | 0 | 0 | 0 | 0 | 0.21133 | 0.18428
1996 | 108.7396 | 0 | 0 | 0 | 0 | 0 | 0 | 0.17069 | 0.15623
1996 | 108.75 | 0 | 0 | 0 | 0 | 0 | 0 | 0.16256 | 0.16024
1996 | 108.7604 | 0 | 0 | 0 | 0 | 0 | 0 | 0.12192 | 0.11217
1996 | 108.7708 | 0 | 0 | 0 | 0 | 0 | 0 | 0.13411 | 0.10816
1996 | 108.7813 | 0 | 0 | 0 | 0 | 0 | 0 | 0.10566 | 0.12819
1996 | 108.7917 | 0 | 0 | 0 | 0 | 0 | 0 | 0.08128 | 0.084126
1996 | 108.8021 | 0 | 0 | 0 | 0 | 0 | 0 | 0.056896 | 0.072108
1996 | 108.8125 | 0 | 0 | 0 | 0 | 0 | 0 | 0.036576 | 0.036054
1996 | 108.8229 | 0 | 0 | 0 | 0 | 0 | 0 | 0.008128 | 0.024036
1996 | 108.8333 | 0 | 0 | 0 | 0 | 0 | 0 | 0.008128 | 0.016024
1996 | 108.8438 | 0 | 0 | 0 | 0 | 0 | 0 | 0.008128 | 0.012018
1996 | 108.8542 | 0 | 0 | 0 | 0 | 0 | 0 | 0.004064 | 0.016024
1996 | 108.8646 | 0 | 0 | 0 | 0 | 0 | 0 | 0.004064 | 0.004006
1996 | 108.875 | 0 | 0 | 0 | 0 | 0 | 0 | 0.012192 | 0.004006
1996 | 108.8854 | 0 | 0 | 0 | 0 | 0 | 0 | 0.008128 | 0
1996 | 108.8958 | 0 | 0 | 0 | 0 | 0 | 0 | 0.012192 | 0.012018
1996 | 108.9063 | 0 | 0 | 0 | 0 | 0 | 0 | -0.004064 | 0.012018
1996 | 108.9167 | 0 | 0 | 0 | 0 | 0 | 0 | 0.012192 | 0.008012
1996 | 108.9271 | 0 | 0 | 0 | 0 | 0 | 0 | 0.008128 | 0.012018
1996 | 108.9375 | 0 | 0 | 0 | 0 | 0 | 0 | 0.016256 | 0.008012
1996 | 108.9479 | 0 | 0 | 0 | 0 | 0 | 0 | 0.024384 | 0.004006
1996 | 108.9583 | 0 | 0 | 0 | 0 | 0 | 0 | 0.016256 | 0.016024
1996 | 108.9688 | 0 | 0 | 0 | 0 | 0 | 0 | 0.024384 | 0.012018
1996 | 108.9792 | 0 | 0 | 0 | 0 | 0 | 0 | 0.016256 | 0.02003
1996 | 108.9896 | 0 | 0 | 0 | 0 | 0 | 0 | 0.016256 | 0.016024
1996 | 109 | 0 | 0 | 0 | 0 | 0 | 0 | 0.012192 | 0.012018
1996 | 109.0104 | 0 | 0 | 0 | 0 | 0 | 0 | 0.016256 | 0.02003
1996 | 109.0208 | 0 | 0 | 0 | 0 | 0 | 0 | 0.016256 | 0.02003
1996 | 109.0313 | 0 | 0 | 0 | 0 | 0 | 0 | 0.016256 | 0.016024
1996 | 109.0417 | 0 | 0 | 0 | 0 | 0 | 0 | 0.02032 | 0.004006
1996 | 109.0521 | 0 | 0 | 0 | 0 | 0 | 0 | 0.02032 | 0.024036
1996 | 109.0625 | 0 | 0 | 0 | 0 | 0 | 0 | 0.02032 | 0.016024
1996 | 109.0729 | 0 | 0 | 0 | 0 | 0 | 0 | 0.016256 | 0.016024
1996 | 109.0833 | 0 | 0 | 0 | 0 | 0 | 0 | 0.016256 | 0.008012
1996 | 109.0938 | 0 | 0 | 0 | 0 | 0 | 0 | 0.016256 | 0.016024
1996 | 109.1042 | 0 | 0 | 0 | 0 | 0 | 0 | 0.016256 | 0.012018
1996 | 109.1146 | 0 | 0 | 0 | 0 | 0 | 0 | 0.016256 | 0.02003
1996 | 109.125 | 0 | 0 | 0 | 0 | 0 | 0 | 0.024384 | 0.008012
1996 | 109.1354 | 0 | 0 | 0 | 0 | 0 | 0 | 0.012192 | 0.02003
1996 | 109.1458 | 0 | 0 | 0 | 0 | 0 | 0 | 0.02032 | 0.02003
1996 | 109.1563 | 0 | 0 | 0 | 0 | 0 | 0 | 0.016256 | 0.02003
1996 | 109.1667 | 0 | 0 | 0 | 0 | 0 | 0 | 0.02032 | 0.024036
1996 | 109.1771 | 0 | 0 | 0 | 0 | 0 | 0 | 0.016256 | 0.012018
1996 | 109.1875 | 0 | 0 | 0 | 0 | 0 | 0 | 0.016256 | 0.016024
1996 | 109.1979 | 0 | 0 | 0 | 0 | 0 | 0 | 0.02032 | 0.016024
1996 | 109.2083 | 0 | 0 | 0 | 0 | 0 | 0 | 0.016256 | 0.028042
1996 | 109.2188 | 0 | 0 | 0 | 0 | 0 | 0 | 0.012192 | 0.012018
1996 | 109.2292 | 0 | 0 | 0 | 0 | 0 | 0 | 0.02032 | 0.012018
1996 | 109.2396 | 0 | 0 | 0 | 0 | 0 | 0 | 0.016256 | 0
1996 | 109.25 | 0 | 0 | 0 | 0 | 0 | 0 | 0.02032 | 0.02003
1996 | 109.2604 | 0 | 0 | 0 | 0 | 0 | 0 | 0.032512 | 0.02003
1996 | 109.2708 | 0 | 0 | 0 | 0 | 0 | 0 | 0.012192 | 0.016024
1996 | 109.2813 | 0 | 0 | 0 | 0 | 0 | 0 | 0.016256 | 0.02003
1996 | 109.2917 | 0 | 0 | 0 | 0 | 0 | 0 | 0.016256 | 0.008012
1996 | 109.3021 | 0 | 0 | 0 | 0 | 0 | 0 | 0.008128 | 0.004006
1996 | 109.3125 | 0 | 0 | 0 | 0 | 0 | 0 | 0.016256 | 0.028042
1996 | 109.3229 | 0 | 0 | 0 | 0 | 0 | 0 | 0.024384 | 0.008012
1996 | 109.3333 | 0 | 0 | 0 | 0 | 0 | 0 | 0.04064 | 0.04006
1996 | 109.3438 | 0 | 0 | 0 | 0 | 0 | 0 | 0.044704 | 0.036054
1996 | 109.3542 | 0 | 0 | 0 | 0 | 0 | 0 | 0.073152 | 0.04006
1996 | 109.3646 | 0 | 0 | 0 | 0 | 0 | 0 | 0.085344 | 0.06009
1996 | 109.375 | 0 | 0 | 0 | 0 | 0 | 0 | 0.073152 | 0.084126
1996 | 109.3854 | 0 | 0 | 0 | 0 | 0 | 0 | 0.08128 | 0.068102
1996 | 109.3958 | 0 | 0 | 0 | 0 | 0 | 0 | 0.097536 | 0.092138
1996 | 109.4063 | 0 | 0 | 0 | 0 | 0 | 0 | 0.10566 | 0.092138
1996 | 109.4167 | 0 | 0 | 0 | 0 | 0 | 0 | 0.10973 | 0.092138
1996 | 109.4271 | 0 | 0 | 0 | 0 | 0 | 0 | 0.12192 | 0.12419
1996 | 109.4375 | 0 | 0 | 0 | 0 | 0 | 0 | 0.10566 | 0.12819
1996 | 109.4479 | 0 | 0 | 0 | 0 | 0 | 0 | 0.097536 | 0.06009
1996 | 109.4583 | 0 | 0 | 0 | 0 | 0 | 0 | 0.13411 | 0.12819
1996 | 109.4688 | 0 | 0 | 0 | 0 | 0 | 0 | 0.13005 | 0.14021
1996 | 109.4792 | 0 | 0 | 0 | 0 | 0 | 0 | 0.15443 | 0.12819
1996 | 109.4896 | 0 | 0 | 0 | 0 | 0 | 0 | 0.16662 | 0.15223
1996 | 109.5 | 0 | 0 | 0 | 0 | 0 | 0 | 0.15037 | 0.14021
1996 | 109.5104 | 0 | 0 | 0 | 0 | 0 | 0 | 0.15443 | 0.12018
1996 | 109.5208 | 0 | 0 | 0 | 0 | 0 | 0 | 0.17882 | 0.18428
1996 | 109.5313 | 0 | 0 | 0 | 0 | 0 | 0 | 0.2479 | 0.20831
1996 | 109.5417 | 0 | 0 | 0 | 0 | 0 | 0 | 0.16662 | 0.18828
1996 | 109.5521 | 0 | 0 | 0 | 0 | 0 | 0 | 0.22352 | 0.23235
1996 | 109.5625 | 0 | 0 | 0 | 0 | 0 | 0 | 0.18694 | 0.15223
1996 | 109.5729 | 0 | 0 | 0 | 0 | 0 | 0 | 0.2032 | 0.20431
1996 | 109.5833 | 0 | 0 | 0 | 0 | 0 | 0 | 0.19101 | 0.19229
1996 | 109.5938 | 0 | 0 | 0 | 0 | 0 | 0 | 0.11786 | 0.14822
1996 | 109.6042 | 0 | 0 | 0 | 0 | 0 | 0 | 0.23165 | 0.19229
1996 | 109.6146 | 0 | 0 | 0 | 0 | 0 | 0 | 0.20361 | 0.19629
1996 | 109.625 | 0 | 0 | 0 | 0 | 0 | 0 | 0.22474 | 0.19629
1996 | 109.6354 | 0 | 0 | 0 | 0 | 0 | 0 | 0.24506 | 0.22033
1996 | 109.6458 | 0 | 0 | 0 | 0 | 0 | 0 | 0.2032 | 0.18428
1996 | 109.6563 | 0 | 0 | 0 | 0 | 0 | 0 | 0.19385 | 0.18027
1996 | 109.6667 | 0 | 0 | 0 | 0 | 0 | 0 | 0.18491 | 0.14822
1996 | 109.6771 | 0 | 0 | 0 | 0 | 0 | 0 | 0.1967 | 0.24036
1996 | 109.6875 | 0 | 0 | 0 | 0 | 0 | 0 | 0.21499 | 0.15223
1996 | 109.6979 | 0 | 0 | 0 | 0 | 0 | 0 | 0.178 | 0.16425
1996 | 109.7083 | 0 | 0 | 0 | 0 | 0 | 0 | 0.17516 | 0.16825
1996 | 109.7188 | 0 | 0 | 0 | 0 | 0 | 0 | 0.13858 | 0.1322
1996 | 109.7292 | 0 | 0 | 0 | 0 | 0 | 0 | 0.17272 | 0.18828
1996 | 109.7396 | 0 | 0 | 0 | 0 | 0 | 0 | 0.12395 | 0.10816
1996 | 109.75 | 0 | 0 | 0 | 0 | 0 | 0 | 0.13005 | 0.1322
1996 | 109.7604 | 0 | 0 | 0 | 0 | 0 | 0 | 0.11664 | 0.092138
1996 | 109.7708 | 0 | 0 | 0 | 0 | 0 | 0 | 0.11379 | 0.068102
1996 | 109.7813 | 0 | 0 | 0 | 0 | 0 | 0 | 0.10119 | 0.10015
1996 | 109.7917 | 0 | 0 | 0 | 0 | 0 | 0 | 0.079654 | 0.076114
1996 | 109.8021 | 0 | 0 | 0 | 0 | 0 | 0 | 0.064211 | 0.04006
1996 | 109.8125 | 0 | 0 | 0 | 0 | 0 | 0 | 0.047142 | 0.04006
1996 | 109.8229 | 0 | 0 | 0 | 0 | 0 | 0 | 0.038608 | 0.044066
1996 | 109.8333 | 0 | 0 | 0 | 0 | 0 | 0 | 0.03048 | 0.024036
1996 | 109.8438 | 0 | 0 | 0 | 0 | 0 | 0 | 0.023165 | 0.052078
1996 | 109.8542 | 0 | 0 | 0 | 0 | 0 | 0 | 0.024384 | 0.02003
1996 | 109.8646 | 0 | 0 | 0 | 0 | 0 | 0 | 0.025197 | -0.004006
1996 | 109.875 | 0 | 0 | 0 | 0 | 0 | 0 | 0.018288 | 0.032048
1996 | 109.8854 | 0 | 0 | 0 | 0 | 0 | 0 | 0.019914 | 0.012018
1996 | 109.8958 | 0 | 0 | 0 | 0 | 0 | 0 | 0.026822 | 0.032048
1996 | 109.9063 | 0 | 0 | 0 | 0 | 0 | 0 | 0.02032 | 0.008012
1996 | 109.9167 | 0 | 0 | 0 | 0 | 0 | 0 | 0.018288 | 0.028042
1996 | 109.9271 | 0 | 0 | 0 | 0 | 0 | 0 | 0.017069 | 0.02003
1996 | 109.9375 | 0 | 0 | 0 | 0 | 0 | 0 | 0.02032 | 0.016024
1996 | 109.9479 | 0 | 0 | 0 | 0 | 0 | 0 | 0.013411 | 0.008012
1996 | 109.9583 | 0 | 0 | 0 | 0 | 0 | 0 | 0.008128 | 0.028042
1996 | 109.9688 | 0 | 0 | 0 | 0 | 0 | 0 | 0.021133 | -0.016024
1996 | 109.9792 | 0 | 0 | 0 | 0 | 0 | 0 | 0.034138 | 0.024036
1996 | 109.9896 | 0 | 0 | 0 | 0 | 0 | 0 | 0.045923 | 0.052078
1996 | 110 | 0 | 0 | 0 | 0 | 0 | 0 | 0.047549 | 0.044066
1996 | 110.0104 | 0 | 0 | 0 | 0 | 0 | 0 | 0.038202 | 0.036054
1996 | 110.0208 | 0 | 0 | 0 | 0 | 0 | 0 | 0.034544 | 0.032048
1996 | 110.0313 | 0 | 0 | 0 | 0 | 0 | 0 | 0.02601 | 0.024036
1996 | 110.0417 | 0 | 0 | 0 | 0 | 0 | 0 | 0.021539 | 0.016024
1996 | 110.0521 | 0 | 0 | 0 | 0 | 0 | 0 | 0.02479 | 0.016024
1996 | 110.0625 | 0 | 0 | 0 | 0 | 0 | 0 | 0.024384 | 0.02003
1996 | 110.0729 | 0 | 0 | 0 | 0 | 0 | 0 | 0.023978 | 0.024036
1996 | 110.0833 | 0 | 0 | 0 | 0 | 0 | 0 | 0.019914 | 0.024036
1996 | 110.0938 | 0 | 0 | 0 | 0 | 0 | 0 | 0.023165 | 0.016024
1996 | 110.1042 | 0 | 0 | 0 | 0 | 0 | 0 | 0.019507 | 0.02003
1996 | 110.1146 | 0 | 0 | 0 | 0 | 0 | 0 | 0.011786 | 0.012018
1996 | 110.125 | 0 | 0 | 0 | 0 | 0 | 0 | 0.010973 | 0.016024
1996 | 110.1354 | 0 | 0 | 0 | 0 | 0 | 0 | 0.0089408 | 0.008012
1996 | 110.1458 | 0 | 0 | 0 | 0 | 0 | 0 | 0.018288 | 0.02003
1996 | 110.1563 | 0 | 0 | 0 | 0 | 0 | 0 | 0.017069 | -0.004006
1996 | 110.1667 | 0 | 0 | 0 | 0 | 0 | 0 | 0.014224 | 0.024036
1996 | 110.1771 | 0 | 0 | 0 | 0 | 0 | 0 | 0.028042 | 0.028042
1996 | 110.1875 | 0 | 0 | 0 | 0 | 0 | 0 | 0.017882 | 0.02003
1996 | 110.1979 | 0 | 0 | 0 | 0 | 0 | 0 | 0.027635 | 0.028042
1996 | 110.2083 | 0 | 0 | 0 | 0 | 0 | 0 | 0.020726 | 0.016024
1996 | 110.2188 | 0 | 0 | 0 | 0 | 0 | 0 | 0.01585 | 0.02003
1996 | 110.2292 | 0 | 0 | 0 | 0 | 0 | 0 | 0.012598 | 0.02003
1996 | 110.2396 | 0 | 0 | 0 | 0 | 0 | 0 | 0.015037 | 0
1996 | 110.25 | 0 | 0 | 0 | 0 | 0 | 0 | 0.025197 | 0.024036
1996 | 110.2604 | 0 | 0 | 0 | 0 | 0 | 0 | 0.02601 | 0.012018
1996 | 110.2708 | 0 | 0 | 0 | 0 | 0 | 0 | 0.034544 | 0.036054
1996 | 110.2813 | 0 | 0 | 0 | 0 | 0 | 0 | 0.056896 | 0.048072
1996 | 110.2917 | 0 | 0 | 0 | 0 | 0 | 0 | 0.0508 | 0.044066
1996 | 110.3021 | 0 | 0 | 0 | 0 | 0 | 0 | 0.053238 | 0.06009
1996 | 110.3125 | 0 | 0 | 0 | 0 | 0 | 0 | 0.056896 | 0.048072
1996 | 110.3229 | 0 | 0 | 0 | 0 | 0 | 0 | 0.068682 | 0.08012
1996 | 110.3333 | 0 | 0 | 0 | 0 | 0 | 0 | 0.08128 | 0.056084
1996 | 110.3438 | 0 | 0 | 0 | 0 | 0 | 0 | 0.095098 | 0.06009
1996 | 110.3542 | 0 | 0 | 0 | 0 | 0 | 0 | 0.10729 | 0.11217
1996 | 110.3646 | 0 | 0 | 0 | 0 | 0 | 0 | 0.10851 | 0.084126
1996 | 110.375 | 0 | 0 | 0 | 0 | 0 | 0 | 0.11095 | 0.076114
1996 | 110.3854 | 0 | 0 | 0 | 0 | 0 | 0 | 0.1268 | 0.12419
1996 | 110.3958 | 0 | 0 | 0 | 0 | 0 | 0 | 0.12395 | 0.10816
1996 | 110.4063 | 0 | 0 | 0 | 0 | 0 | 0 | 0.14021 | 0.14422
1996 | 110.4167 | 0 | 0 | 0 | 0 | 0 | 0 | 0.14021 | 0.1362
1996 | 110.4271 | 0 | 0 | 0 | 0 | 0.20157 | 0 | 0.088189 | 0.088132
1996 | 110.4375 | 0 | 0 | 0 | 0 | 8.8205 | 7.5473 | 0 | 0
1996 | 110.4479 | 0 | 0 | 0 | 0 | 8.6157 | 8.669 | -5.6843e-14 | 0
1996 | 110.4583 | 0 | 0 | 0 | 0 | 0.18694 | 0.27241 | 0.11786 | 0.088132
1996 | 110.4688 | 0 | 0 | 0 | 0 | 0 | 0 | 0.24384 | 0.22033
1996 | 110.4792 | 0 | 0 | 0 | 0 | 0 | 0 | 0.23571 | 0.21232
1996 | 110.4896 | 0 | 0 | 0 | 0 | 0 | 0 | 0.23165 | 0.19229
1996 | 110.5 | 0 | 0 | 0 | 0 | 0 | 0 | 0.27635 | 0.25238
1996 | 110.5104 | 0 | 0 | 0 | 0 | 0 | 0 | 0.22352 | 0.20831
1996 | 110.5208 | 0 | 0 | 0 | 0 | 0 | 0 | 0.25603 | 0.23635
1996 | 110.5313 | 0 | 0 | 0 | 0 | 0 | 0 | 0.25603 | 0.22033
1996 | 110.5417 | 0 | 0 | 0 | 0 | 0 | 0 | 0.25197 | 0.22834
1996 | 110.5521 | 0 | 0 | 0 | 0 | 0 | 0 | 0.27229 | 0.26039
1996 | 110.5625 | 0 | 0 | 0 | 0 | 0 | 0 | 0.30074 | 0.23235
1996 | 110.5729 | 0 | 0 | 0 | 0 | 0 | 0 | 0.26416 | 0.25638
1996 | 110.5833 | 0 | 0 | 0 | 0 | 0 | 0 | 0.24384 | 0.2644
1996 | 110.5938 | 0 | 0 | 0 | 0 | 0 | 0 | 0.29667 | 0.23235
1996 | 110.6042 | 0 | 0 | 0 | 0 | 0 | 0 | 0.23978 | 0.21232
1996 | 110.6146 | 0 | 0 | 0 | 0 | 0 | 0 | 0.23165 | 0.25638
1996 | 110.625 | 0 | 0 | 0 | 0 | 0 | 0 | 0.23978 | 0.22834
1996 | 110.6354 | 0 | 0 | 0 | 0 | 0 | 0 | 0.24384 | 0.18828
1996 | 110.6458 | 0 | 0 | 0 | 0 | 0 | 0 | 0.2601 | 0.25238
1996 | 110.6563 | 0 | 0 | 0 | 0 | 0 | 0 | 0.2032 | 0.22434
1996 | 110.6667 | 0 | 0 | 0 | 0 | 0 | 0 | 0.23571 | 0.17226
1996 | 110.6771 | 0 | 0 | 0 | 0 | 0 | 0 | 0.21946 | 0.23635
1996 | 110.6875 | 0 | 0 | 0 | 0 | 0 | 0 | 0.18288 | 0.18027
1996 | 110.6979 | 0 | 0 | 0 | 0 | 0 | 0 | 0.20726 | 0.2003
1996 | 110.7083 | 0 | 0 | 0 | 0 | 0 | 0 | 0.18694 | 0.18428
1996 | 110.7188 | 0 | 0 | 0 | 0 | 0 | 0 | 0.15037 | 0.14822
1996 | 110.7292 | 0 | 0 | 0 | 0 | 0 | 0 | 0.16256 | 0.14822
1996 | 110.7396 | 0 | 0 | 0 | 0 | 0 | 0 | 0.15443 | 0.18027
1996 | 110.75 | 0 | 0 | 0 | 0 | 0 | 0 | 0.11786 | 0.096144
1996 | 110.7604 | 0 | 0 | 0 | 0 | 0 | 0 | 0.13005 | 0.084126
1996 | 110.7708 | 0 | 0 | 0 | 0 | 0 | 0 | 0.069088 | 0.084126
1996 | 110.7813 | 0 | 0 | 0 | 0 | 0 | 0 | 0.089408 | 0.068102
1996 | 110.7917 | 0 | 0 | 0 | 0 | 0 | 0 | 0.06096 | 0.052078
1996 | 110.8021 | 0 | 0 | 0 | 0 | 0 | 0 | 0.052832 | 0.052078
1996 | 110.8125 | 0 | 0 | 0 | 0 | 0 | 0 | 0.10973 | 0.016024
1996 | 110.8229 | 0 | 0 | 0 | 0 | 0 | 0 | 0.032512 | 0.048072
1996 | 110.8333 | 0 | 0 | 0 | 0 | 0 | 0 | 0.032512 | 0.036054
1996 | 110.8438 | 0 | 0 | 0 | 0 | 0 | 0 | 0.10973 | 0.028042
1996 | 110.8542 | 0 | 0 | 0 | 0 | 0 | 0 | 0.032512 | 0.024036
1996 | 110.8646 | 0 | 0 | 0 | 0 | 0 | 0 | 0.04064 | 0.048072
1996 | 110.875 | 0 | 0 | 0 | 0 | 0 | 0 | 0.028448 | 0.056084
1996 | 110.8854 | 0 | 0 | 0 | 0 | 0 | 0 | 0.004064 | 0.032048
1996 | 110.8958 | 0 | 0 | 0 | 0 | 0 | 0 | 0.04064 | 0.024036
1996 | 110.9063 | 0 | 0 | 0 | 0 | 0 | 0 | 0.028448 | 0.024036
1996 | 110.9167 | 0 | 0 | 0 | 0 | 0 | 0 | 0 | 0.024036
1996 | 110.9271 | 0 | 0 | 0 | 0 | 0 | 0 | 0.036576 | 0.024036
1996 | 110.9375 | 0 | 0 | 0 | 0 | 0 | 0 | 0 | 0.04006
1996 | 110.9479 | 0 | 0 | 0 | 0 | 0 | 0 | 0.02032 | 0.024036
1996 | 110.9583 | 0 | 0 | 0 | 0 | 0 | 0 | 0.024384 | 0.004006
1996 | 110.9688 | 0 | 0 | 0 | 0 | 0 | 0 | 0.012192 | 0.02003
1996 | 110.9792 | 0 | 0 | 0 | 0 | 0 | 0 | 0.02032 | 0.024036
1996 | 110.9896 | 0 | 0 | 0 | 0 | 0 | 0 | 0.008128 | 0.008012
1996 | 111 | 0 | 0 | 0 | 0 | 0 | 0 | 0.016256 | 0.016024
1996 | 111.0104 | 0 | 0 | 0 | 0 | 0 | 0 | 0.02032 | 0.016024
1996 | 111.0208 | 0 | 0 | 0 | 0 | 0 | 0 | 0.008128 | 0.012018
1996 | 111.0313 | 0 | 0 | 0 | 0 | 0 | 0 | 0.016256 | 0.016024
1996 | 111.0417 | 0 | 0 | 0 | 0 | 0 | 0 | 0.02032 | 0.004006
1996 | 111.0521 | 0 | 0 | 0 | 0 | 0 | 0 | 0.016256 | 0.02003
1996 | 111.0625 | 0 | 0 | 0 | 0 | 0 | 0 | 0.008128 | 0.008012
1996 | 111.0729 | 0 | 0 | 0 | 0 | 0 | 0 | 0.02032 | 0.024036
1996 | 111.0833 | 0 | 0 | 0 | 0 | 0 | 0 | 0.008128 | 0.012018
1996 | 111.0938 | 0 | 0 | 0 | 0 | 0 | 0 | 0.016256 | 0.012018
1996 | 111.1042 | 0 | 0 | 0 | 0 | 0 | 0 | 0.012192 | 0.02003
1996 | 111.1146 | 0 | 0 | 0 | 0 | 0 | 0 | 0.012192 | 0.008012
1996 | 111.125 | 0 | 0 | 0 | 0 | 0 | 0 | 0.016256 | 0.012018
1996 | 111.1354 | 0 | 0 | 0 | 0 | 0 | 0 | 0.008128 | 0.016024
1996 | 111.1458 | 0 | 0 | 0 | 0 | 0 | 0 | 0.004064 | 0
1996 | 111.1563 | 0 | 0 | 0 | 0 | 0 | 0 | 0.012192 | 0.02003
1996 | 111.1667 | 0 | 0 | 0 | 0 | 0 | 0 | 0.008128 | 0.016024
1996 | 111.1771 | 0 | 0 | 0 | 0 | 0 | 0 | 0.016256 | 0.004006
1996 | 111.1875 | 0 | 0 | 0 | 0 | 0 | 0 | 0.012192 | 0.004006
1996 | 111.1979 | 0 | 0 | 0 | 0 | 0 | 0 | 0 | 0.016024
1996 | 111.2083 | 0 | 0 | 0 | 0 | 0 | 0 | 0.004064 | 0.004006
1996 | 111.2188 | 0 | 0 | 0 | 0 | 0 | 0 | 0.008128 | 0.004006
1996 | 111.2292 | 0 | 0 | 0 | 0 | 0 | 0 | 0.008128 | 0.004006
1996 | 111.2396 | 0 | 0 | 0 | 0 | 0 | 0 | 0 | 0.004006
1996 | 111.25 | 0 | 0 | 0 | 0 | 0 | 0 | 0.008128 | 0.004006
1996 | 111.2604 | 0 | 0 | 0 | 0 | 0 | 0 | 0 | 0.008012
1996 | 111.2708 | 0 | 0 | 0 | 0 | 0 | 0 | -0.004064 | -0.004006
1996 | 111.2813 | 0 | 0 | 0 | 0 | 0 | 0 | 0.004064 | 0.004006
1996 | 111.2917 | 0 | 0 | 0 | 0 | 0 | 0 | 0.004064 | -0.004006
1996 | 111.3021 | 0 | 0 | 0 | 0 | 0 | 0 | 0.012192 | 0.012018
1996 | 111.3125 | 0 | 0 | 0 | 0 | 0 | 0 | 0.02032 | 0.012018
1996 | 111.3229 | 0 | 0 | 0 | 0 | 0 | 0 | 0.024384 | 0.036054
1996 | 111.3333 | 0 | 0 | 0 | 0 | 0 | 0 | 0.036576 | 0.02003
1996 | 111.3438 | 0 | 0 | 0 | 0 | 0 | 0 | 0.036576 | 0.044066
1996 | 111.3542 | 0 | 0 | 0 | 0 | 0 | 0 | 0.052832 | 0.028042
1996 | 111.3646 | 0 | 0 | 0 | 0 | 0 | 0 | 0.052832 | 0.04006
1996 | 111.375 | 0 | 0 | 0 | 0 | 0 | 0 | 0.044704 | 0.04006
1996 | 111.3854 | 0 | 0 | 0 | 0 | 0 | 0 | 0.073152 | 0.056084
1996 | 111.3958 | 0 | 0 | 0 | 0 | 0 | 0 | 0.044704 | 0.048072
1996 | 111.4063 | 0 | 0 | 0 | 0 | 0 | 0 | 0.093472 | 0.076114
1996 | 111.4167 | 0 | 0 | 0 | 0 | 0 | 0 | 0.077216 | 0.076114
1996 | 111.4271 | 0 | 0 | 0 | 0 | 0 | 0 | 0.097536 | 0.084126
1996 | 111.4375 | 0 | 0 | 0 | 0 | 0 | 0 | 0.10973 | 0.12419
1996 | 111.4479 | 0 | 0 | 0 | 0 | 0 | 0 | 0.11786 | 0.10015
1996 | 111.4583 | 0 | 0 | 0 | 0 | 0 | 0 | 0.12192 | 0.12419
1996 | 111.4688 | 0 | 0 | 0 | 0 | 0 | 0 | 0.11786 | 0.10416
1996 | 111.4792 | 0 | 0 | 0 | 0 | 0 | 0 | 0.14224 | 0.14021
1996 | 111.4896 | 0 | 0 | 0 | 0 | 0 | 0 | 0.13005 | 0.12819
1996 | 111.5 | 0 | 0 | 0 | 0 | 0 | 0 | 0.15443 | 0.14422
1996 | 111.5104 | 0 | 0 | 0 | 0 | 0 | 0 | 0.1463 | 0.14021
1996 | 111.5208 | 0 | 0 | 0 | 0 | 0 | 0 | 0.1463 | 0.14822
1996 | 111.5313 | 0 | 0 | 0 | 0 | 0 | 0 | 0.16662 | 0.15623
1996 | 111.5417 | 0 | 0 | 0 | 0 | 0 | 0 | 0.17475 | 0.16425
1996 | 111.5521 | 0 | 0 | 0 | 0 | 0 | 0 | 0.16662 | 0.18428
1996 | 111.5625 | 0 | 0 | 0 | 0 | 0 | 0 | 0.20726 | 0.16425
1996 | 111.5729 | 0 | 0 | 0 | 0 | 0 | 0 | 0.19101 | 0.19229
1996 | 111.5833 | 0 | 0 | 0 | 0 | 0 | 0 | 0.19101 | 0.18828
1996 | 111.5938 | 0 | 0 | 0 | 0 | 0 | 0 | 0.17069 | 0.18428
1996 | 111.6042 | 0 | 0 | 0 | 0 | 0 | 0 | 0.20726 | 0.2003
1996 | 111.6146 | 0 | 0 | 0 | 0 | 0 | 0 | 0.18288 | 0.18828
1996 | 111.625 | 0 | 0 | 0 | 0 | 0 | 0 | 0.19914 | 0.15223
1996 | 111.6354 | 0 | 0 | 0 | 0 | 0 | 0 | 0.17475 | 0.18027
1996 | 111.6458 | 0 | 0 | 0 | 0 | 0 | 0 | 0.18288 | 0.22834
1996 | 111.6563 | 0 | 0 | 0 | 0 | 0 | 0 | 0.17475 | 0.16825
1996 | 111.6667 | 0 | 0 | 0 | 0 | 0 | 0 | 0.15037 | 0.16024
1996 | 111.6771 | 0 | 0 | 0 | 0 | 0 | 0 | 0.17475 | 0.14822
1996 | 111.6875 | 0 | 0 | 0 | 0 | 0 | 0 | 0.15972 | 0.14822
1996 | 111.6979 | 0 | 0 | 0 | 0 | 0 | 0 | 0.1398 | 0.12819
1996 | 111.7083 | 0 | 0 | 0 | 0 | 0 | 0 | 0.15077 | 0.18428
1996 | 111.7188 | 0 | 0 | 0 | 0 | 0 | 0 | 0.13411 | 0.084126
1996 | 111.7292 | 0 | 0 | 0 | 0 | 0 | 0 | 0.11704 | 0.14422
1996 | 111.7396 | 0 | 0 | 0 | 0 | 0 | 0 | 0.1272 | 0.096144
1996 | 111.75 | 0 | 0 | 0 | 0 | 0 | 0 | 0.10566 | 0.11617
1996 | 111.7604 | 0 | 0 | 0 | 0 | 0 | 0 | 0.092253 | 0.084126
1996 | 111.7708 | 0 | 0 | 0 | 0 | 0 | 0 | 0.085344 | 0.036054
1996 | 111.7813 | 0 | 0 | 0 | 0 | 0 | 0 | 0.090627 | 0.11617
1996 | 111.7917 | 0 | 0 | 0 | 0 | 0 | 0 | 0.069088 | 0.048072
1996 | 111.8021 | 0 | 0 | 0 | 0 | 0 | 0 | 0.069088 | 0.052078
1996 | 111.8125 | 0 | 0 | 0 | 0 | 0 | 0 | 0.047549 | 0.04006
1996 | 111.8229 | 0 | 0 | 0 | 0 | 0 | 0 | 0.054051 | 0.048072
1996 | 111.8333 | 0 | 0 | 0 | 0 | 0 | 0 | 0.035763 | 0.004006
1996 | 111.8438 | 0 | 0 | 0 | 0 | 0 | 0 | 0.035763 | 0.044066
1996 | 111.8542 | 0 | 0 | 0 | 0 | 0 | 0 | 0.03617 | 0.032048
1996 | 111.8646 | 0 | 0 | 0 | 0 | 0 | 0 | 0.045923 | 0.024036
1996 | 111.875 | 0 | 0 | 0 | 0 | 0 | 0 | 0.04064 | 0.04006
1996 | 111.8854 | 0 | 0 | 0 | 0 | 0 | 0 | 0.032918 | 0.032048
1996 | 111.8958 | 0 | 0 | 0 | 0 | 0 | 0 | 0.036576 | 0.052078
1996 | 111.9063 | 0 | 0 | 0 | 0 | 0 | 0 | 0.042266 | 0.032048
1996 | 111.9167 | 0 | 0 | 0 | 0 | 0 | 0 | 0.032106 | 0.02003
1996 | 111.9271 | 0 | 0 | 0 | 0 | 0 | 0 | 0.026416 | 0.044066
1996 | 111.9375 | 0 | 0 | 0 | 0 | 0 | 0 | 0.063805 | 0.06009
1996 | 111.9479 | 0 | 0 | 0 | 0 | 0 | 0 | 0.025197 | 0.012018
1996 | 111.9583 | 0 | 0 | 0 | 0 | 0 | 0 | 0.042672 | 0.016024
1996 | 111.9688 | 0 | 0 | 0 | 0 | 0 | 0 | 0.038608 | 0.032048
1996 | 111.9792 | 0 | 0 | 0 | 0 | 0 | 0 | 0.035357 | 0.056084
1996 | 111.9896 | 0 | 0 | 0 | 0 | 0 | 0 | 0.025197 | 0.016024
1996 | 112 | 0 | 0 | 0 | 0 | 0 | 0 | 0.019914 | 0.032048
1996 | 112.0104 | 0 | 0 | 0 | 0 | 0 | 0 | 0.018694 | 0.008012
1996 | 112.0208 | 0 | 0 | 0 | 0 | 0 | 0 | 0.01463 | 0.02003
1996 | 112.0313 | 0 | 0 | 0 | 0 | 0 | 0 | 0.017882 | 0.016024
1996 | 112.0417 | 0 | 0 | 0 | 0 | 0 | 0 | 0.013411 | 0.008012
1996 | 112.0521 | 0 | 0 | 0 | 0 | 0 | 0 | 0.013411 | 0.016024
1996 | 112.0625 | 0 | 0 | 0 | 0 | 0 | 0 | 0.01463 | 0.016024
1996 | 112.0729 | 0 | 0 | 0 | 0 | 0 | 0 | 0.0032512 | 0.008012
1996 | 112.0833 | 0 | 0 | 0 | 0 | 0 | 0 | 0.0085344 | 0.012018
1996 | 112.0938 | 0 | 0 | 0 | 0 | 0 | 0 | 0.01016 | 0.012018
1996 | 112.1042 | 0 | 0 | 0 | 0 | 0 | 0 | 0.0069088 | -0.004006
1996 | 112.1146 | 0 | 0 | 0 | 0 | 0 | 0 | 0.010973 | 0.024036
1996 | 112.125 | 0 | 0 | 0 | 0 | 0 | 0 | 0.0044704 | 0
1996 | 112.1354 | 0 | 0 | 0 | 0 | 0 | 0 | 0.0032512 | 0.008012
1996 | 112.1458 | 0 | 0 | 0 | 0 | 0 | 0 | 0.0085344 | -0.004006
1996 | 112.1563 | 0 | 0 | 0 | 0 | 0 | 0 | 0.0069088 | 0.012018
1996 | 112.1667 | 0 | 0 | 0 | 0 | 0 | 0 | 0.0044704 | 0.02003
1996 | 112.1771 | 0 | 0 | 0 | 0 | 0 | 0 | 0.0085344 | 0.008012
1996 | 112.1875 | 0 | 0 | 0 | 0 | 0 | 0 | 0.0073152 | 0
1996 | 112.1979 | 0 | 0 | 0 | 0 | 0 | 0 | 0.0097536 | 0.008012
1996 | 112.2083 | 0 | 0 | 0 | 0 | 0 | 0 | 0.0077216 | 0.02003
1996 | 112.2188 | 0 | 0 | 0 | 0 | 0 | 0 | 0.0048768 | -0.008012
1996 | 112.2292 | 0 | 0 | 0 | 0 | 0 | 0 | 0.006096 | 0.008012
1996 | 112.2396 | 0 | 0 | 0 | 0 | 0 | 0 | 0.0036576 | 0.012018
1996 | 112.25 | 0 | 0 | 0 | 0 | 0 | 0 | 0.0073152 | 0
1996 | 112.2604 | 0 | 0 | 0 | 0 | 0 | 0 | 0.0052832 | 0.02003
1996 | 112.2708 | 0 | 0 | 0 | 0 | 0 | 0 | 0.016256 | 0.008012
1996 | 112.2813 | 0 | 0 | 0 | 0 | 0 | 0 | 0.010566 | 0.016024
1996 | 112.2917 | 0 | 0 | 0 | 0 | 0 | 0 | 0.012598 | 0.004006
1996 | 112.3021 | 0 | 0 | 0 | 0 | 0 | 0 | 0.023978 | 0.036054
1996 | 112.3125 | 0 | 0 | 0 | 0 | 0 | 0 | 0.03048 | 0.012018
1996 | 112.3229 | 0 | 0 | 0 | 0 | 0 | 0 | 0.049581 | 0.044066
1996 | 112.3333 | 0 | 0 | 0 | 0 | 0 | 0 | 0.054864 | 0.044066
1996 | 112.3438 | 0 | 0 | 0 | 0 | 0 | 0 | 0.071526 | 0.06009
1996 | 112.3542 | 0 | 0 | 0 | 0 | 0 | 0 | 0.075997 | 0.064096
1996 | 112.3646 | 0 | 0 | 0 | 0 | 0 | 0 | 0.079654 | 0.068102
1996 | 112.375 | 0 | 0 | 0 | 0 | 0 | 0 | 0.073965 | 0.088132
1996 | 112.3854 | 0 | 0 | 0 | 0 | 0 | 0 | 0.064618 | 0.04006
1996 | 112.3958 | 0 | 0 | 0 | 0 | 0 | 0 | 0.077622 | 0.068102
1996 | 112.4063 | 0 | 0 | 0 | 0 | 0 | 0 | 0.089408 | 0.084126
1996 | 112.4167 | 0 | 0 | 0 | 0 | 0 | 0 | 0.10404 | 0.072108
1996 | 112.4271 | 0 | 0 | 0 | 0 | 0 | 0 | 0.099974 | 0.096144
1996 | 112.4375 | 0 | 0 | 0 | 0 | 0 | 0 | 0.12598 | 0.10416
1996 | 112.4479 | 0 | 0 | 0 | 0 | 0 | 0 | 0.13533 | 0.11217
1996 | 112.4583 | 0 | 0 | 0 | 0 | 0 | 0 | 0.13249 | 0.1362
1996 | 112.4688 | 0 | 0 | 0 | 0 | 0 | 0 | 0.17841 | 0.1322
1996 | 112.4792 | 0 | 0 | 0 | 0 | 0 | 0 | 0.19304 | 0.16425
1996 | 112.4896 | 0 | 0 | 0 | 0 | 0 | 0 | 0.21173 | 0.18428
1996 | 112.5 | 0 | 0 | 0 | 0 | 0 | 0 | 0.2158 | 0.21232
1996 | 112.5104 | 0 | 0 | 0 | 0 | 0 | 0 | 0.17272 | 0.16825
1996 | 112.5208 | 0 | 0 | 0 | 0 | 0 | 0 | 0.15199 | 0.14021
1996 | 112.5313 | 0 | 0 | 0 | 0 | 0 | 0 | 0.15484 | 0.12819
1996 | 112.5417 | 0 | 0 | 0 | 0 | 0 | 0 | 0.16947 | 0.16024
1996 | 112.5521 | 0 | 0 | 0 | 0 | 0 | 0 | 0.23124 | 0.19629
1996 | 112.5625 | 0 | 0 | 0 | 0 | 0 | 0 | 0.21824 | 0.21632
1996 | 112.5729 | 0 | 0 | 0 | 0 | 0 | 0 | 0.18288 | 0.18428
1996 | 112.5833 | 0 | 0 | 0 | 0 | 0 | 0 | 0.19629 | 0.16825
1996 | 112.5938 | 0 | 0 | 0 | 0 | 0 | 0 | 0.17638 | 0.17626
1996 | 112.6042 | 0 | 0 | 0 | 0 | 0 | 0 | 0.16297 | 0.15623
1996 | 112.6146 | 0 | 0 | 0 | 0 | 0 | 0 | 0.16947 | 0.18428
1996 | 112.625 | 0 | 0 | 0 | 0 | 0 | 0 | 0.16337 | 0.17626
1996 | 112.6354 | 0 | 0 | 0 | 0 | 0 | 0 | 0.17028 | 0.16425
1996 | 112.6458 | 0 | 0 | 0 | 0 | 0 | 0 | 0.15728 | 0.15623
1996 | 112.6563 | 0 | 0 | 0 | 0 | 0 | 0 | 0.18694 | 0.18027
1996 | 112.6667 | 0 | 0 | 0 | 0 | 0 | 0 | 0.14956 | 0.15223
1996 | 112.6771 | 0 | 0 | 0 | 0 | 0 | 0 | 0.13777 | 0.14021
1996 | 112.6875 | 0 | 0 | 0 | 0 | 0 | 0 | 0.11664 | 0.10416
1996 | 112.6979 | 0 | 0 | 0 | 0 | 0 | 0 | 0.16093 | 0.16425
1996 | 112.7083 | 0 | 0 | 0 | 0 | 0 | 0 | 0.19873 | 0.18428
1996 | 112.7188 | 0 | 0 | 0 | 0 | 0 | 0 | 0.16337 | 0.1362
1996 | 112.7292 | 0 | 0 | 0 | 0 | 0 | 0 | 0.16337 | 0.12819
1996 | 112.7396 | 0 | 0 | 0 | 0 | 0 | 0 | 0.12233 | 0.12819
1996 | 112.75 | 0 | 0 | 0 | 0 | 0 | 0 | 0.1398 | 0.11217
1996 | 112.7604 | 0 | 0 | 0 | 0 | 0 | 0 | 0.11948 | 0.056084
1996 | 112.7708 | 0 | 0 | 0 | 0 | 0 | 0 | 0.089814 | 0.11617
1996 | 112.7813 | 0 | 0 | 0 | 0 | 0 | 0 | 0.060554 | 0.06009
1996 | 112.7917 | 0 | 0 | 0 | 0 | 0 | 0 | 0.03617 | 0.012018
1996 | 112.8021 | 0 | 0 | 0 | 0 | 0 | 0 | 0.052426 | 0.052078
1996 | 112.8125 | 0 | 0 | 0 | 0 | 0 | 0 | 0.045517 | 0.012018
1996 | 112.8229 | 0 | 0 | 0 | 0 | 0 | 0 | 0.039827 | 0.052078
1996 | 112.8333 | 0 | 0 | 0 | 0 | 0 | 0 | 0.03495 | 0.04006
1996 | 112.8438 | 0 | 0 | 0 | 0 | 0 | 0 | 0.025197 | 0.012018
1996 | 112.8542 | 0 | 0 | 0 | 0 | 0 | 0 | 0.10323 | 0.02003
1996 | 112.8646 | 0 | 0 | 0 | 0 | 0 | 0 | 0.10729 | -0.096144
1996 | 112.875 | 0 | 0 | 0 | 0 | 0 | 0 | 0.0085344 | 0.14021
1996 | 112.8854 | 0 | 0 | 0 | 0 | 0 | 0 | 0.039421 | 0.008012
1996 | 112.8958 | 0 | 0 | 0 | 0 | 0 | 0 | 0.041453 | 0.036054
1996 | 112.9063 | 0 | 0 | 0 | 0 | 0 | 0 | 0.04633 | 0.072108
1996 | 112.9167 | 0 | 0 | 0 | 0 | 0 | 0 | 0.018694 | 0.008012
1996 | 112.9271 | 0 | 0 | 0 | 0 | 0 | 0 | 0.013411 | 0.02003
1996 | 112.9375 | 0 | 0 | 0 | 0 | 0 | 0 | 0.054051 | 0.028042
1996 | 112.9479 | 0 | 0 | 0 | 0 | 0 | 0 | 0.035763 | 0.048072
1996 | 112.9583 | 0 | 0 | 0 | 0 | 0 | 0 | 0.043891 | 0.02003
1996 | 112.9688 | 0 | 0 | 0 | 0 | 0 | 0 | 0.01585 | 0.048072
1996 | 112.9792 | 0 | 0 | 0 | 0 | 0 | 0 | 0.02032 | 0
1996 | 112.9896 | 0 | 0 | 0 | 0 | 0 | 0 | 0.01016 | 0.072108
1996 | 113 | 0 | 0 | 0 | 0 | 0 | 0 | 0.026822 | 0.016024
1996 | 113.0104 | 0 | 0 | 0 | 0 | 0 | 0 | 0.035763 | 0.012018
1996 | 113.0208 | 0 | 0 | 0 | 0 | 0 | 0 | 0.030886 | 0.028042
1996 | 113.0313 | 0 | 0 | 0 | 0 | 0 | 0 | 0.019507 | 0.02003
1996 | 113.0417 | 0 | 0 | 0 | 0 | 0 | 0 | 0.036982 | 0.032048
1996 | 113.0521 | 0 | 0 | 0 | 0 | 0 | 0 | 0.016662 | -0.012018
1996 | 113.0625 | 0 | 0 | 0 | 0 | 0 | 0 | 0.041453 | -0.008012
1996 | 113.0729 | 0 | 0 | 0 | 0 | 0 | 0 | 0.015443 | 0.10816
1996 | 113.0833 | 0 | 0 | 0 | 0 | 0 | 0 | 0.023978 | 0.028042
1996 | 113.0938 | 0 | 0 | 0 | 0 | 0 | 0 | 0.036576 | 0.004006
1996 | 113.1042 | 0 | 0 | 0 | 0 | 0 | 0 | 0.015443 | -0.04006
1996 | 113.1146 | 0 | 0 | 0 | 0 | 0 | 0 | -0.0012192 | 0.052078
1996 | 113.125 | 0 | 0 | 0 | 0 | 0 | 0 | 0.023165 | 0.06009
1996 | 113.1354 | 0 | 0.032048 | 0 | 0 | 0 | 0 | 0.0052832 | -0.024036
1996 | 113.1458 | 0 | 0 | 0 | 0 | 0 | 0 | 0.011379 | 0.032048
1996 | 113.1563 | 0 | 0 | 0 | 0 | 0 | 0 | 0.025603 | 0.052078
1996 | 113.1667 | 0 | 0 | 0 | 0 | 0 | 0 | 0.0065024 | -0.004006
1996 | 113.1771 | 0 | 0 | 0 | 0 | 0 | 0 | 0.019507 | -0.008012
1996 | 113.1875 | 0 | 0 | 0 | 0 | 0 | 0 | 0.0085344 | 0.028042
1996 | 113.1979 | 0 | 0 | 0 | 0 | 0 | 0 | 0.021133 | -0.048072
1996 | 113.2083 | 0 | 0 | 0 | 0 | 0 | 0 | 0.012192 | 0.024036
1996 | 113.2188 | 0 | 0 | 0 | 0 | 0 | 0 | 0.0056896 | 0.028042
1996 | 113.2292 | 0 | 0 | 0 | 0 | 0 | 0 | 0.020726 | 0.012018
1996 | 113.2396 | 0 | 0 | 0 | 0 | 0 | 0 | 0.010973 | 0.024036
1996 | 113.25 | 0 | 0 | 0 | 0 | 0 | 0 | 0.0036576 | 0.072108
1996 | 113.2604 | 0 | 0 | 0 | 0 | 0 | 0 | 0.019914 | -0.016024
1996 | 113.2708 | 0 | 0 | 0 | 0 | 0 | 0 | 0.013818 | 0.04006
1996 | 113.2813 | 0 | 0 | 0 | 0 | 0 | 0 | 0.018694 | 0.016024
1996 | 113.2917 | 0 | 0 | 0 | 0 | 0 | 0 | 0.027635 | 0.052078
1996 | 113.3021 | 0 | 0 | 0 | 0 | 0 | 0 | 0.018288 | 0.004006
1996 | 113.3125 | 0 | 0 | 0 | 0 | 0 | 0 | 0.025603 | -0.008012
1996 | 113.3229 | 0 | 0 | 0 | 0 | 0 | 0 | 0.057709 | 0.14021
1996 | 113.3333 | 0 | 0 | 0 | 0 | 0 | 0 | 0.0508 | -0.092138
1996 | 113.3438 | 0 | 0 | 0 | 0 | 0 | 0 | 0.043891 | 0.052078
1996 | 113.3542 | 0 | 0 | 0 | 0 | 0 | 0 | 0.059741 | 0.1322
1996 | 113.3646 | 0 | 0 | 0 | 0 | 0 | 0 | 0.043485 | 2.8422e-14
1996 | 113.375 | 0 | 0 | 0 | 0 | 0 | 0 | 0.06096 | 0.088132
1996 | 113.3854 | 0 | 0 | 0 | 0 | 0 | 0 | 0.056896 | -0.012018
1996 | 113.3958 | 0 | 0 | 0 | 0 | 0 | 0 | 0.082906 | 0.08012
1996 | 113.4063 | 0 | 0 | 0 | 0 | 0 | 0 | 0.092253 | 0.06009
1996 | 113.4167 | 0 | 0 | 0 | 0 | 0 | 0 | 0.086157 | 0.088132
1996 | 113.4271 | 0 | 0 | 0 | 0 | 0 | 0 | 0.11542 | 0.052078
1996 | 113.4375 | 0 | 0 | 0 | 0 | 0 | 0 | 0.11664 | 0.16825
1996 | 113.4479 | 0 | 0 | 0 | 0 | 0 | 0 | 0.1272 | 0.15543
1996 | 113.4583 | 0 | 0 | 0 | 0 | 0 | 0 | 0.11989 | -0.059289
1996 | 113.4688 | 0 | 0 | 0 | 0 | 0 | 0 | 0.12924 | 0.15824
1996 | 113.4792 | 0 | 0 | 0 | 0 | 0 | 0 | 0.1398 | 0.18748
1996 | 113.4896 | 0 | 0 | 0 | 0 | 0 | 0 | 0.13696 | 0.078518
1996 | 113.5 | 0 | 0 | 0 | 0 | 0 | 0 | 0.13818 | 0.080921
1996 | 113.5104 | 0 | 0 | 0 | 0 | 0.10566 | 0.77716 | 0.06665 | 0.11577
1996 | 113.5208 | 0 | 0 | 0 | 0 | 6.7885 | 9.4942 | 5.6843e-14 | -2.8422e-14
1996 | 113.5313 | 0 | 0 | 0 | 0 | 11.8742 | 10.9364 | 0 | -2.8422e-14
1996 | 113.5417 | 0 | 0 | 0 | 0 | 6.0716 | 1.0656 | 0.016256 | 0.096144
1996 | 113.5521 | 0 | 0 | 0 | 0 | 0 | 0 | 0.18694 | 0.16024
1996 | 113.5625 | 0 | 0 | 0 | 0 | 0 | 0 | 0.17069 | 0.15623
1996 | 113.5729 | 0 | 0 | 0 | 0 | 0 | 0 | 0.16256 | 0.15623
1996 | 113.5833 | 0 | 0 | 0 | 0 | 0 | 0 | 0.17475 | 0.15223
1996 | 113.5938 | 0 | 0 | 0 | 0 | 0 | 0 | 0.15443 | 0.14822
1996 | 113.6042 | 0 | 0 | 0 | 0 | 0 | 0 | 0.1585 | 0.12819
1996 | 113.6146 | 0 | 0 | 0 | 0 | 0 | 0 | 0.14224 | 0.14422
1996 | 113.625 | 0 | 0 | 0 | 0 | 0 | 0 | 0.16256 | 0.14021
1996 | 113.6354 | 0 | 0 | 0 | 0 | 0 | 0 | 0.1463 | 0.12819
1996 | 113.6458 | 0 | 0 | 0 | 0 | 0 | 0 | 0.12192 | 0.1322
1996 | 113.6563 | 0 | 0 | 0 | 0 | 0 | 0 | 0.14224 | 0.10015
1996 | 113.6667 | 0 | 0 | 0 | 0 | 0 | 0 | 0.12192 | 0.14422
1996 | 113.6771 | 0 | 0 | 0 | 0 | 0 | 0 | 0.12192 | 0.12018
1996 | 113.6875 | 0 | 0 | 0 | 0 | 0 | 0 | 0.11786 | 0.10416
1996 | 113.6979 | 0 | 0 | 0 | 0 | 0 | 0 | 0.093472 | 0.092138
1996 | 113.7083 | 0 | 0 | 0 | 0 | 0 | 0 | 0.093472 | 0.088132
1996 | 113.7188 | 0 | 0 | 0 | 0 | 0 | 0 | 0.089408 | 0.076114
1996 | 113.7292 | 0 | 0 | 0 | 0 | 0 | 0 | 0.073152 | 0.072108
1996 | 113.7396 | 0 | 0 | 0 | 0 | 0 | 0 | 0.069088 | 0.088132
1996 | 113.75 | 0 | 0 | 0 | 0 | 0 | 0 | 0.06096 | 0.04006
1996 | 113.7604 | 0 | 0 | 0 | 0 | 0 | 0 | 0.069088 | 0.056084
1996 | 113.7708 | 0 | 0 | 0 | 0 | 0 | 0 | 0.052832 | 0.048072
1996 | 113.7813 | 0 | 0 | 0 | 0 | 0 | 0 | 0.052832 | 0.036054
1996 | 113.7917 | 0 | 0 | 0 | 0 | 0 | 0 | 0.036576 | 0.04006
1996 | 113.8021 | 0 | 0 | 0 | 0 | 0 | 0 | 0.024384 | 0.032048
1996 | 113.8125 | 0 | 0 | 0 | 0 | 0 | 0 | 0.02032 | 0.016024
1996 | 113.8229 | 0 | 0 | 0 | 0 | 0 | 0 | 0.012192 | 0.008012
1996 | 113.8333 | 0 | 0 | 0 | 0 | 0 | 0 | 0.016256 | 0.012018
1996 | 113.8438 | 0 | 0 | 0 | 0 | 0 | 0 | 0.016256 | 0.012018
1996 | 113.8542 | 0 | 0 | 0 | 0 | 0 | 0 | 0.016256 | 0.016024
1996 | 113.8646 | 0 | 0 | 0 | 0 | 0 | 0 | 0.012192 | 0.016024
1996 | 113.875 | 0 | 0 | 0 | 0 | 0 | 0 | 0.008128 | 0.02003
1996 | 113.8854 | 0 | 0 | 0 | 0 | 0 | 0 | 0.02032 | 0.012018
1996 | 113.8958 | 0 | 0 | 0 | 0 | 0 | 0 | 0.016256 | 0.012018
1996 | 113.9063 | 0 | 0 | 0 | 0 | 0 | 0 | 0.012192 | 0.016024
1996 | 113.9167 | 0 | 0 | 0 | 0 | 0 | 0 | 0.016256 | 0.008012
1996 | 113.9271 | 0 | 0 | 0 | 0 | 0 | 0 | 0.016256 | 0.016024
1996 | 113.9375 | 0 | 0 | 0 | 0 | 0 | 0 | 0.008128 | 0.016024
1996 | 113.9479 | 0 | 0 | 0 | 0 | 0 | 0 | 0.016256 | 0.004006
1996 | 113.9583 | 0 | 0 | 0 | 0 | 0 | 0 | 0.016256 | 0.008012
1996 | 113.9688 | 0 | 0 | 0 | 0 | 0 | 0 | 0.012192 | 0.004006
1996 | 113.9792 | 0 | 0 | 0 | 0 | 0 | 0 | 0.008128 | 0.012018
1996 | 113.9896 | 0 | 0 | 0 | 0 | 0 | 0 | 0.004064 | 0.004006
1996 | 114 | 0 | 0 | 0 | 0 | 0 | 0 | 0.004064 | 0.008012
1996 | 114.0104 | 0 | 0 | 0 | 0 | 0 | 0 | 0.004064 | 0.008012
1996 | 114.0208 | 0 | 0 | 0 | 0 | 0 | 0 | 0 | 0
1996 | 114.0313 | 0 | 0 | 0 | 0 | 0 | 0 | 0.008128 | 0.004006
1996 | 114.0417 | 0 | 0 | 0 | 0 | 0 | 0 | 0 | -0.004006
1996 | 114.0521 | 0 | 0 | 0 | 0 | 0 | 0 | 0 | 0.008012
1996 | 114.0625 | 0 | 0 | 0 | 0 | 0 | 0 | -0.004064 | 0
1996 | 114.0729 | 0 | 0 | 0 | 0 | 0 | 0 | 0.004064 | 0
1996 | 114.0833 | 0 | 0 | 0 | 0 | 0 | 0 | 0 | 0
1996 | 114.0938 | 0 | 0 | 0 | 0 | 0 | 0 | 0 | 0.004006
1996 | 114.1042 | 0 | 0 | 0 | 0 | 0 | 0 | 0.004064 | 0.004006
1996 | 114.1146 | 0 | 0 | 0 | 0 | 0 | 0 | 0.004064 | 0.004006
1996 | 114.125 | 0 | 0 | 0 | 0 | 0 | 0 | 0 | 0.004006
1996 | 114.1354 | 0 | 0 | 0 | 0 | 0 | 0 | 0.004064 | 0.008012
1996 | 114.1458 | 0 | 0 | 0 | 0 | 0 | 0 | 0.004064 | 0.004006
1996 | 114.1563 | 0 | 0 | 0 | 0 | 0 | 0 | 0.008128 | 0
1996 | 114.1667 | 0 | 0 | 0 | 0 | 0 | 0 | 0.008128 | 0.008012
1996 | 114.1771 | 0 | 0 | 0 | 0 | 0 | 0 | 0.004064 | 0.012018
1996 | 114.1875 | 0 | 0 | 0 | 0 | 0 | 0 | 0.012192 | 0.016024
1996 | 114.1979 | 0 | 0 | 0 | 0 | 0 | 0 | 0.004064 | 0.004006
1996 | 114.2083 | 0 | 0 | 0 | 0 | 0 | 0 | 0.008128 | 0.008012
1996 | 114.2188 | 0 | 0 | 0 | 0 | 0 | 0 | 0.012192 | 0.012018
1996 | 114.2292 | 0 | 0 | 0 | 0 | 0 | 0 | 0.004064 | 0.012018
1996 | 114.2396 | 0 | 0 | 0 | 0 | 0 | 0 | 0.004064 | 0
1996 | 114.25 | 0 | 0 | 0 | 0 | 0 | 0 | 0.008128 | 0.012018
1996 | 114.2604 | 0 | 0 | 0 | 0 | 0 | 0 | 0.004064 | 0.004006
1996 | 114.2708 | 0 | 0 | 0 | 0 | 0 | 0 | 0.008128 | 0.004006
1996 | 114.2813 | 0 | 0 | 0 | 0 | 0 | 0 | 0 | 0.016024
1996 | 114.2917 | 0 | 0 | 0 | 0 | 0 | 0 | 0.016256 | 0.02003
1996 | 114.3021 | 0 | 0 | 0 | 0 | 0 | 0 | 0.004064 | 0.008012
1996 | 114.3125 | 0 | 0 | 0 | 0 | 0 | 0 | 0.028448 | 0.024036
1996 | 114.3229 | 0 | 0 | 0 | 0 | 0 | 0 | 0.028448 | 0.032048
1996 | 114.3333 | 0 | 0 | 0 | 0 | 0 | 0 | 0.04064 | 0.056084
1996 | 114.3438 | 0 | 0 | 0 | 0 | 0 | 0 | 0.056896 | 0.04006
1996 | 114.3542 | 0 | 0 | 0 | 0 | 0 | 0 | 0.069088 | 0.064096
1996 | 114.3646 | 0 | 0 | 0 | 0 | 0 | 0 | 0.077216 | 0.08012
1996 | 114.375 | 0 | 0 | 0 | 0 | 0 | 0 | 0.093472 | 0.084126
1996 | 114.3854 | 0 | 0 | 0 | 0 | 0 | 0 | 0.10566 | 0.08012
1996 | 114.3958 | 0 | 0 | 0 | 0 | 0 | 0 | 0.097536 | 0.096144
1996 | 114.4063 | 0 | 0 | 0 | 0 | 0 | 0 | 0.12192 | 0.10416
1996 | 114.4167 | 0 | 0 | 0 | 0 | 0 | 0 | 0.12192 | 0.12419
1996 | 114.4271 | 0 | 0 | 0 | 0 | 0 | 0 | 0.1463 | 0.12419
1996 | 114.4375 | 0 | 0 | 0 | 0 | 0 | 0 | 0.13411 | 0.14422
1996 | 114.4479 | 0 | 0 | 0 | 0 | 0 | 0 | 0.16256 | 0.15623
1996 | 114.4583 | 0 | 0 | 0 | 0 | 0 | 0 | 0.1585 | 0.15223
1996 | 114.4688 | 0 | 0 | 0 | 0 | 0 | 0 | 0.19914 | 0.17626
1996 | 114.4792 | 0 | 0 | 0 | 0 | 0 | 0 | 0.17475 | 0.16024
1996 | 114.4896 | 0 | 0 | 0 | 0 | 0 | 0 | 0.19914 | 0.17226
1996 | 114.5 | 0 | 0 | 0 | 0 | 0 | 0 | 0.18288 | 0.21632
1996 | 114.5104 | 0 | 0 | 0 | 0 | 0 | 0 | 0.22758 | 0.17626
1996 | 114.5208 | 0 | 0 | 0 | 0 | 0 | 0 | 0.19507 | 0.18828
1996 | 114.5313 | 0 | 0 | 0 | 0 | 0 | 0 | 0.21133 | 0.19629
1996 | 114.5417 | 0 | 0 | 0 | 0 | 0 | 0 | 0.19507 | 0.18828
1996 | 114.5521 | 0 | 0 | 0 | 0 | 0 | 0 | 0.21946 | 0.2003
1996 | 114.5625 | 0 | 0 | 0 | 0 | 0 | 0 | 0.21539 | 0.20831
1996 | 114.5729 | 0 | 0 | 0 | 0 | 0 | 0 | 0.21133 | 0.19229
1996 | 114.5833 | 0 | 0 | 0 | 0 | 0 | 0 | 0.20726 | 0.22834
1996 | 114.5938 | 0 | 0 | 0 | 0 | 0 | 0 | 0.20726 | 0.19229
1996 | 114.6042 | 0 | 0 | 0 | 0 | 0 | 0 | 0.21133 | 0.19229
1996 | 114.6146 | 0 | 0 | 0 | 0 | 0 | 0 | 0.19507 | 0.19629
1996 | 114.625 | 0 | 0 | 0 | 0 | 0 | 0 | 0.19507 | 0.2003
1996 | 114.6354 | 0 | 0 | 0 | 0 | 0 | 0 | 0.17882 | 0.17626
1996 | 114.6458 | 0 | 0 | 0 | 0 | 0 | 0 | 0.18288 | 0.18027
1996 | 114.6563 | 0 | 0 | 0 | 0 | 0 | 0 | 0.17475 | 0.19229
1996 | 114.6667 | 0 | 0 | 0 | 0 | 0 | 0 | 0.19101 | 0.16425
1996 | 114.6771 | 0 | 0 | 0 | 0 | 0 | 0 | 0.1585 | 0.17626
1996 | 114.6875 | 0 | 0 | 0 | 0 | 0 | 0 | 0.17882 | 0.15623
1996 | 114.6979 | 0 | 0 | 0 | 0 | 0 | 0 | 0.13818 | 0.1362
1996 | 114.7083 | 0 | 0 | 0 | 0 | 0 | 0 | 0.17069 | 0.14822
1996 | 114.7188 | 0 | 0 | 0 | 0 | 0 | 0 | 0.12192 | 0.12819
1996 | 114.7292 | 0 | 0 | 0 | 0 | 0 | 0 | 0.13411 | 0.10816
1996 | 114.7396 | 0 | 0 | 0 | 0 | 0 | 0 | 0.12598 | 0.10416
1996 | 114.75 | 0 | 0 | 0 | 0 | 0 | 0 | 0.10973 | 0.11617
1996 | 114.7604 | 0 | 0 | 0 | 0 | 0 | 0 | 0.10566 | 0.092138
1996 | 114.7708 | 0 | 0 | 0 | 0 | 0 | 0 | 0.093472 | 0.076114
1996 | 114.7813 | 0 | 0 | 0 | 0 | 0 | 0 | 0.077216 | 0.084126
1996 | 114.7917 | 0 | 0 | 0 | 0 | 0 | 0 | 0.069088 | 0.048072
1996 | 114.8021 | 0 | 0 | 0 | 0 | 0 | 0 | 0.048768 | 0.044066
1996 | 114.8125 | 0 | 0 | 0 | 0 | 0 | 0 | 0.04064 | 0.036054
1996 | 114.8229 | 0 | 0 | 0 | 0 | 0 | 0 | 0.02032 | 0.008012
1996 | 114.8333 | 0 | 0 | 0 | 0 | 0 | 0 | 0.02032 | 0.024036
1996 | 114.8438 | 0 | 0 | 0 | 0 | 0 | 0 | 0.032512 | 0.028042
1996 | 114.8542 | 0 | 0 | 0 | 0 | 0 | 0 | 0.028448 | 0.028042
1996 | 114.8646 | 0 | 0 | 0 | 0 | 0 | 0 | 0.032512 | 0.028042
1996 | 114.875 | 0 | 0 | 0 | 0 | 0 | 0 | 0.032512 | 0.032048
1996 | 114.8854 | 0 | 0 | 0 | 0 | 0 | 0 | 0.024384 | 0.004006
1996 | 114.8958 | 0 | 0 | 0 | 0 | 0 | 0 | 0.028448 | 0.044066
1996 | 114.9063 | 0 | 0 | 0 | 0 | 0 | 0 | 0.02032 | 0.024036
1996 | 114.9167 | 0 | 0 | 0 | 0 | 0 | 0 | 0.024384 | 0.02003
1996 | 114.9271 | 0 | 0 | 0 | 0 | 0 | 0 | 0.024384 | 0.016024
1996 | 114.9375 | 0 | 0 | 0 | 0 | 0 | 0 | 0.032512 | 0.036054
1996 | 114.9479 | 0 | 0 | 0 | 0 | 0 | 0 | 0.024384 | 0.032048
1996 | 114.9583 | 0 | 0 | 0 | 0 | 0 | 0 | 0.032512 | 0.024036
1996 | 114.9688 | 0 | 0 | 0 | 0 | 0 | 0 | 0.016256 | 0.008012
1996 | 114.9792 | 0 | 0 | 0 | 0 | 0 | 0 | 0.02032 | 0.024036
1996 | 114.9896 | 0 | 0 | 0 | 0 | 0 | 0 | 0.024384 | 0.012018
1996 | 115 | 0 | 0 | 0 | 0 | 0 | 0 | 0.016256 | 0.016024
1996 | 115.0104 | 0 | 0 | 0 | 0 | 0 | 0 | 0.02032 | 0.02003
1996 | 115.0208 | 0 | 0 | 0 | 0 | 0 | 0 | 0.02032 | 0.02003
1996 | 115.0313 | 0 | 0 | 0 | 0 | 0 | 0 | 0.02032 | 0.02003
1996 | 115.0417 | 0 | 0 | 0 | 0 | 0 | 0 | 0.02032 | 0.02003
1996 | 115.0521 | 0 | 0 | 0 | 0 | 0 | 0 | 0.02032 | 0.02003
1996 | 115.0625 | 0 | 0 | 0 | 0 | 0 | 0 | 0.024384 | 0.016024
1996 | 115.0729 | 0 | 0 | 0 | 0 | 0 | 0 | 0.02032 | 0.016024
1996 | 115.0833 | 0 | 0 | 0 | 0 | 0 | 0 | 0.012192 | 0.024036
1996 | 115.0938 | 0 | 0 | 0 | 0 | 0 | 0 | 0.024384 | 0.02003
1996 | 115.1042 | 0 | 0 | 0 | 0 | 0 | 0 | 0.016256 | 0.02003
1996 | 115.1146 | 0 | 0 | 0 | 0 | 0 | 0 | 0.024384 | 0.02003
1996 | 115.125 | 0 | 0 | 0 | 0 | 0 | 0 | 0.024384 | 0.012018
1996 | 115.1354 | 0 | 0 | 0 | 0 | 0 | 0 | 0.016256 | 0.024036
1996 | 115.1458 | 0 | 0 | 0 | 0 | 0 | 0 | 0.024384 | 0.028042
1996 | 115.1563 | 0 | 0 | 0 | 0 | 0 | 0 | 0.028448 | 0.028042
1996 | 115.1667 | 0 | 0 | 0 | 0 | 0 | 0 | 0.024384 | 0.028042
1996 | 115.1771 | 0 | 0 | 0 | 0 | 0 | 0 | 0.028448 | 0.016024
1996 | 115.1875 | 0 | 0 | 0 | 0 | 0 | 0 | 0.016256 | 0.036054
1996 | 115.1979 | 0 | 0 | 0 | 0 | 0 | 0 | 0.032512 | 0.02003
1996 | 115.2083 | 0 | 0 | 0 | 0 | 0 | 0 | 0.028448 | 0.028042
1996 | 115.2188 | 0 | 0 | 0 | 0 | 0 | 0 | 0.032512 | 0.032048
1996 | 115.2292 | 0 | 0 | 0 | 0 | 0 | 0 | 0.02032 | 0.012018
1996 | 115.2396 | 0 | 0 | 0 | 0 | 0 | 0 | 0.028448 | 0.04006
1996 | 115.25 | 0 | 0 | 0 | 0 | 0 | 0 | 0.044704 | 0.016024
1996 | 115.2604 | 0 | 0 | 0 | 0 | 0 | 0 | 0.024384 | 0.044066
1996 | 115.2708 | 0 | 0 | 0 | 0 | 0 | 0 | 0.04064 | 0.04006
1996 | 115.2813 | 0 | 0 | 0 | 0 | 0 | 0 | 0.032512 | 0.036054
1996 | 115.2917 | 0 | 0 | 0 | 0 | 0 | 0 | 0.028448 | 0.048072
1996 | 115.3021 | 0 | 0 | 0 | 0 | 0 | 0 | 0.08128 | 0.048072
1996 | 115.3125 | 0 | 0 | 0 | 0 | 0 | 0 | 0.077216 | 0.084126
1996 | 115.3229 | 0 | 0 | 0 | 0 | 0 | 0 | 0.093472 | 0.08012
1996 | 115.3333 | 0 | 0 | 0 | 0 | 0 | 0 | 0.08128 | 0.092138
1996 | 115.3438 | 0 | 0 | 0 | 0 | 0 | 0 | 0.1016 | 0.084126
1996 | 115.3542 | 0 | 0 | 0 | 0 | 0 | 0 | 0.11786 | 0.11217
1996 | 115.3646 | 0 | 0 | 0 | 0 | 0 | 0 | 0.13818 | 0.12419
1996 | 115.375 | 0 | 0 | 0 | 0 | 0 | 0 | 0.1585 | 0.15623
1996 | 115.3854 | 0 | 0 | 0 | 0 | 0 | 0 | 0.1585 | 0.12419
1996 | 115.3958 | 0 | 0 | 0 | 0 | 0 | 0 | 0.16256 | 0.17626
1996 | 115.4063 | 0 | 0 | 0 | 0 | 0 | 0 | 0.19914 | 0.17226
1996 | 115.4167 | 0 | 0 | 0 | 0 | 0 | 0 | 0.21946 | 0.16425
1996 | 115.4271 | 0 | 0 | 0 | 0 | 0 | 0 | 0.22068 | 0.21232
1996 | 115.4375 | 0 | 0 | 0 | 0 | 0 | 0 | 0.20523 | 0.20831
1996 | 115.4479 | 0 | 0 | 0 | 0 | 0 | 0 | 0.24506 | 0.23635
1996 | 115.4583 | 0 | 0 | 0 | 0 | 0 | 0 | 0.25481 | 0.22033
1996 | 115.4688 | 0 | 0 | 0 | 0 | 0 | 0 | 0.19101 | 0.17226
1996 | 115.4792 | 0 | 0 | 0 | 0 | 6.9811 | 3.1327 | 2.8422e-14 | 0
1996 | 115.4896 | 0 | 0 | 0 | 0 | 10.6639 | 10.7201 | -5.6843e-14 | -5.6843e-14
1996 | 115.5 | 0 | 0 | 0 | 0 | 8.9652 | 9.3981 | -2.8422e-14 | 5.6843e-14
1996 | 115.5104 | 0 | 0 | 0 | 0 | 0.27635 | 0.59289 | 0.12192 | 0.068102
1996 | 115.5208 | 0 | 0 | 0 | 0 | 0 | 0 | 0.31293 | 0.28042
1996 | 115.5313 | 0 | 0 | 0 | 0 | 0 | 0 | 0.35763 | 0.30045
1996 | 115.5417 | 0 | 0 | 0 | 0 | 0 | 0 | 0.31293 | 0.2684
1996 | 115.5521 | 0 | 0 | 0 | 0 | 0 | 0 | 0.28448 | 0.30446
1996 | 115.5625 | 0 | 0 | 0 | 0 | 0 | 0 | 0.32106 | 0.30446
1996 | 115.5729 | 0 | 0 | 0 | 0 | 0 | 0 | 0.30886 | 0.28042
1996 | 115.5833 | 0 | 0 | 0 | 0 | 0 | 0 | 0.32512 | 0.32449
1996 | 115.5938 | 0 | 0 | 0 | 0 | 0 | 0 | 0.30074 | 0.29244
1996 | 115.6042 | 0 | 0 | 0 | 0 | 0 | 0 | 0.36982 | 0.32048
1996 | 115.6146 | 0 | 0 | 0 | 0 | 0 | 0 | 0.32512 | 0.32849
1996 | 115.625 | 0 | 0 | 0 | 0 | 0 | 0 | 0.34544 | 0.29644
1996 | 115.6354 | 0 | 0 | 0 | 0 | 0 | 0 | 0.2601 | 0.28443
1996 | 115.6458 | 0 | 0 | 0 | 0 | 0 | 0 | 0.3495 | 0.27241
1996 | 115.6563 | 0 | 0 | 0 | 0 | 0 | 0 | 0.25603 | 0.28042
1996 | 115.6667 | 0 | 0 | 0 | 0 | 0 | 0 | 0.28854 | 0.2684
1996 | 115.6771 | 0 | 0 | 0 | 0 | 0 | 0 | 0.23165 | 0.24837
1996 | 115.6875 | 0 | 0 | 0 | 0 | 0 | 0 | 0.18288 | 0.16825
1996 | 115.6979 | 0 | 0 | 0 | 0 | 0 | 0 | 0.30074 | 0.24837
1996 | 115.7083 | 0 | 0 | 0 | 0 | 0 | 0 | 0.20726 | 0.17626
1996 | 115.7188 | 0 | 0 | 0 | 0 | 0 | 0 | 0.15443 | 0.16024
1996 | 115.7292 | 0 | 0 | 0 | 0 | 0 | 0 | 0.15037 | 0.14822
1996 | 115.7396 | 0 | 0 | 0 | 0 | 0 | 0 | 0.15037 | 0.12819
1996 | 115.75 | 0 | 0 | 0 | 0 | 0 | 0 | 0.12598 | 0.11617
1996 | 115.7604 | 0 | 0 | 0 | 0 | 0 | 0 | 0.17475 | 0.15223
1996 | 115.7708 | 0 | 0 | 0 | 0 | 0 | 0 | 0.093472 | 0.088132
1996 | 115.7813 | 0 | 0 | 0 | 0 | 0 | 0 | 0.097536 | 0.096144
1996 | 115.7917 | 0 | 0 | 0 | 0 | 0 | 0 | 0.089408 | 0.06009
1996 | 115.8021 | 0 | 0 | 0 | 0 | 0 | 0 | 0.08128 | 0.084126
1996 | 115.8125 | 0 | 0 | 0 | 0 | 0 | 0 | 0.06096 | 0.064096
1996 | 115.8229 | 0 | 0 | 0 | 0 | 0 | 0 | 0.028448 | 0.036054
1996 | 115.8333 | 0 | 0 | 0 | 0 | 0 | 0 | 0.052832 | 0.032048
1996 | 115.8438 | 0 | 0 | 0 | 0 | 0 | 0 | 0.048768 | 0.028042
1996 | 115.8542 | 0 | 0 | 0 | 0 | 0 | 0 | 0.044704 | 0.048072
1996 | 115.8646 | 0 | 0 | 0 | 0 | 0 | 0 | 0.065024 | 0.048072
1996 | 115.875 | 0 | 0 | 0 | 0 | 0 | 0 | 0.052832 | 0.044066
1996 | 115.8854 | 0 | 0 | 0 | 0 | 0 | 0 | 0.052832 | 0.044066
1996 | 115.8958 | 0 | 0 | 0 | 0 | 0 | 0 | 0.048768 | 0.044066
1996 | 115.9063 | 0 | 0 | 0 | 0 | 0 | 0 | 0.06096 | 0.048072
1996 | 115.9167 | 0 | 0 | 0 | 0 | 0 | 0 | 0.048768 | 0.044066
1996 | 115.9271 | 0 | 0 | 0 | 0 | 0 | 0 | 0.052832 | 0.036054
1996 | 115.9375 | 0 | 0 | 0 | 0 | 0 | 0 | 0.024384 | 0.044066
1996 | 115.9479 | 0 | 0 | 0 | 0 | 0 | 0 | 0.036576 | 0.012018
1996 | 115.9583 | 0 | 0 | 0 | 0 | 0 | 0 | 0.032512 | 0.032048
1996 | 115.9688 | 0 | 0 | 0 | 0 | 0 | 0 | 0.056896 | 0.032048
1996 | 115.9792 | 0 | 0 | 0 | 0 | 0 | 0 | 0.044704 | 0.036054
1996 | 115.9896 | 0 | 0 | 0 | 0 | 0 | 0 | 0.04064 | 0.048072
1996 | 116 | 0 | 0 | 0 | 0 | 0 | 0 | 0.065024 | 0.036054
1996 | 116.0104 | 0 | 0 | 0 | 0 | 0 | 0 | 0.028448 | 0.044066
1996 | 116.0208 | 0 | 0 | 0 | 0 | 0 | 0 | 0.056896 | 0.028042
1996 | 116.0313 | 0 | 0 | 0 | 0 | 0 | 0 | 0.032512 | 0.032048
1996 | 116.0417 | 0 | 0 | 0 | 0 | 0 | 0 | 0.052832 | 0.048072
1996 | 116.0521 | 0 | 0 | 0 | 0 | 0 | 0 | 0.04064 | 0.024036
1996 | 116.0625 | 0 | 0 | 0 | 0 | 0 | 0 | 0.048768 | 0.028042
1996 | 116.0729 | 0 | 0 | 0 | 0 | 0 | 0 | 0.048768 | 0.044066
1996 | 116.0833 | 0 | 0 | 0 | 0 | 0 | 0 | 0.036576 | 0.044066
1996 | 116.0938 | 0 | 0 | 0 | 0 | 0 | 0 | 0.052832 | 0.048072
1996 | 116.1042 | 0 | 0 | 0 | 0 | 0 | 0 | 0.024384 | 0.024036
1996 | 116.1146 | 0 | 0 | 0 | 0 | 0 | 0 | 0.016256 | 0.024036
1996 | 116.125 | 0 | 0 | 0 | 0 | 0 | 0 | 0.02032 | 0.016024
1996 | 116.1354 | 0 | 0 | 0 | 0 | 0 | 0 | 0.032512 | 0.016024
1996 | 116.1458 | 0 | 0 | 0 | 0 | 0 | 0 | 0.04064 | 0.028042
1996 | 116.1563 | 0 | 0 | 0 | 0 | 0 | 0 | 0.032512 | 0.008012
1996 | 116.1667 | 0 | 0 | 0 | 0 | 0 | 0 | 0.048768 | 0.04006
1996 | 116.1771 | 0 | 0 | 0 | 0 | 0 | 0 | 0.044704 | 0.04006
1996 | 116.1875 | 0 | 0 | 0 | 0 | 0 | 0 | 0.04064 | 0.044066
1996 | 116.1979 | 0 | 0 | 0 | 0 | 0 | 0 | 0.04064 | 0.044066
1996 | 116.2083 | 0 | 0 | 0 | 0 | 0 | 0 | 0.032512 | 0.028042
1996 | 116.2188 | 0 | 0 | 0 | 0 | 0 | 0 | 0.02032 | 0.028042
1996 | 116.2292 | 0 | 0 | 0 | 0 | 0 | 0 | 0.012192 | 0.024036
1996 | 116.2396 | 0 | 0 | 0 | 0 | 0 | 0 | 0.044704 | 0.028042
1996 | 116.25 | 0 | 0 | 0 | 0 | 0 | 0 | 0.032512 | 0.024036
1996 | 116.2604 | 0 | 0 | 0 | 0 | 0 | 0 | 0.02032 | 0.04006
1996 | 116.2708 | 0 | 0 | 0 | 0 | 0 | 0 | 0.02032 | 0.032048
1996 | 116.2813 | 0 | 0 | 0 | 0 | 0 | 0 | 0.13005 | 0.052078
1996 | 116.2917 | 0 | 0 | 0 | 0 | 0 | 0 | 0.1016 | 0.04006
1996 | 116.3021 | 0 | 0 | 0 | 0 | 0 | 0 | 0.056896 | 0.072108
1996 | 116.3125 | 0 | 0 | 0 | 0 | 0 | 0 | 0.069088 | 0.076114
1996 | 116.3229 | 0 | 0 | 0 | 0 | 0 | 0 | 0.077216 | 0.068102
1996 | 116.3333 | 0 | 0 | 0 | 0 | 0 | 0 | 0.097536 | 0.092138
1996 | 116.3438 | 0 | 0 | 0 | 0 | 0 | 0 | 0.10566 | 0.088132
1996 | 116.3542 | 0 | 0 | 0 | 0 | 0 | 0 | 0.093472 | 0.092138
1996 | 116.3646 | 0 | 0 | 0 | 0 | 0 | 0 | 0.13005 | 0.11617
1996 | 116.375 | 0 | 0 | 0 | 0 | 0 | 0 | 0.10973 | 0.096144
1996 | 116.3854 | 0 | 0 | 0 | 0 | 0 | 0 | 0.12598 | 0.1362
1996 | 116.3958 | 0 | 0 | 0 | 0 | 0 | 0 | 0.12598 | 0.10416
1996 | 116.4063 | 0 | 0 | 0 | 0 | 0 | 0 | 0.13005 | 0.11217
1996 | 116.4167 | 0 | 0 | 0 | 0 | 0 | 0 | 0.14224 | 0.1322
1996 | 116.4271 | 0 | 0 | 0 | 0 | 0 | 0 | 0.15443 | 0.12419
1996 | 116.4375 | 0 | 0 | 0 | 0 | 0 | 0 | 0.14224 | 0.14422
1996 | 116.4479 | 0 | 0 | 0 | 0 | 0 | 0 | 0.1585 | 0.16024
1996 | 116.4583 | 0 | 0 | 0 | 0 | 0 | 0 | 0.17069 | 0.12819
1996 | 116.4688 | 0 | 0 | 0 | 0 | 0 | 0 | 0.1585 | 0.15223
1996 | 116.4792 | 0 | 0 | 0 | 0 | 0 | 0 | 0.1463 | 0.15223
1996 | 116.4896 | 0 | 0 | 0 | 0 | 0 | 0 | 0.18288 | 0.15223
1996 | 116.5 | 0 | 0 | 0 | 0 | 0 | 0 | 0.17069 | 0.15623
1996 | 116.5104 | 0 | 0 | 0 | 0 | 0 | 0 | 0.1463 | 0.14422
1996 | 116.5208 | 0 | 0 | 0 | 0 | 0 | 0 | 0.17882 | 0.15223
1996 | 116.5313 | 0 | 0 | 0 | 0 | 0 | 0 | 0.17882 | 0.19008
1996 | 116.5417 | 0 | 0 | 0 | 0 | 0 | 0 | 0.18694 | 0.17907
1996 | 116.5521 | 0 | 0 | 0 | 0 | 0 | 0 | 0.18694 | 0.17366
1996 | 116.5625 | 0 | 0 | 0 | 0 | 0 | 0 | 0.18694 | 0.18027
1996 | 116.5729 | 0 | 0 | 0 | 0 | 0 | 0 | 0.18999 | 0.18027
1996 | 116.5833 | 0 | 0 | 0 | 0 | 0 | 0 | 0.16459 | 0.17226
1996 | 116.5938 | 0 | 0 | 0 | 0 | 0 | 0 | 0.17577 | 0.17226
1996 | 116.6042 | 0 | 0 | 0 | 0 | 0 | 0 | 0.1463 | 0.14422
1996 | 116.6146 | 0 | 0 | 0 | 0 | 0 | 0 | 0.1463 | 0.16024
1996 | 116.625 | 0 | 0 | 0 | 0 | 0 | 0 | 0.13411 | 0.1362
1996 | 116.6354 | 0 | 0 | 0 | 0 | 0 | 0 | 0.15443 | 0.15223
1996 | 116.6458 | 0 | 0 | 0 | 0 | 0 | 0 | 0.14224 | 0.14021
1996 | 116.6563 | 0 | 0 | 0 | 0 | 0 | 0 | 0.1463 | 0.14422
1996 | 116.6667 | 0 | 0 | 0 | 0 | 0 | 0 | 0.14224 | 0.1322
1996 | 116.6771 | 0 | 0 | 0 | 0 | 0 | 0 | 0.12192 | 0.12018
1996 | 116.6875 | 0 | 0 | 0 | 0 | 0 | 0 | 0.08128 | 0.10416
1996 | 116.6979 | 0 | 0 | 0 | 0 | 0 | 0 | 0.12598 | 0.12819
1996 | 116.7083 | 0 | 0 | 0 | 0 | 0 | 0 | 0.1016 | 0.096144
1996 | 116.7188 | 0 | 0 | 0 | 0 | 0 | 0 | 0.097536 | 0.096144
1996 | 116.7292 | 0 | 0 | 0 | 0 | 0 | 0 | 0.085344 | 0.084126
1996 | 116.7396 | 0 | 0 | 0 | 0 | 0 | 0 | 0.08128 | 0.08012
1996 | 116.75 | 0 | 0 | 0 | 0 | 0 | 0 | 0.089408 | 0.072108
1996 | 116.7604 | 0 | 0 | 0 | 0 | 0 | 0 | 0.069088 | 0.064096
1996 | 116.7708 | 0 | 0 | 0 | 0 | 0 | 0 | 0.056896 | 0.064096
1996 | 116.7813 | 0 | 0 | 0 | 0 | 0 | 0 | 0.065024 | 0.052078
1996 | 116.7917 | 0 | 0 | 0 | 0 | 0 | 0 | 0.056896 | 0.048072
1996 | 116.8021 | 0 | 0 | 0 | 0 | 0 | 0 | 0.032512 | 0.04006
1996 | 116.8125 | 0 | 0 | 0 | 0 | 0 | 0 | 0.032512 | 0.036054
1996 | 116.8229 | 0 | 0 | 0 | 0 | 0 | 0 | 0.02032 | 0.024036
1996 | 116.8333 | 0 | 0 | 0 | 0 | 0 | 0 | 0.016256 | 0.016024
1996 | 116.8438 | 0 | 0 | 0 | 0 | 0 | 0 | 0.012192 | 0.02003
1996 | 116.8542 | 0 | 0 | 0 | 0 | 0 | 0 | 0.008128 | 0.008012
1996 | 116.8646 | 0 | 0 | 0 | 0 | 0 | 0 | 0.004064 | 0.012018
1996 | 116.875 | 0 | 0 | 0 | 0 | 0 | 0 | 0.004064 | 0.016024
1996 | 116.8854 | 0 | 0 | 0 | 0 | 0 | 0 | 0.004064 | 0.008012
1996 | 116.8958 | 0 | 0 | 0 | 0 | 0 | 0 | 0 | 0.004006
1996 | 116.9063 | 0 | 0 | 0 | 0 | 0 | 0 | 0 | -0.004006
1996 | 116.9167 | 0 | 0 | 0 | 0 | 0 | 0 | 0 | -0.004006
1996 | 116.9271 | 0 | 0 | 0 | 0 | 0 | 0 | -0.004064 | 0.004006
1996 | 116.9375 | 0 | 0 | 0 | 0 | 0 | 0 | 0.012192 | 0.004006
1996 | 116.9479 | 0 | 0 | 0 | 0 | 0 | 0 | -0.004064 | -0.004006
1996 | 116.9583 | 0 | 0 | 0 | 0 | 0 | 0 | 0 | 0.004006
1996 | 116.9688 | 0 | 0 | 0 | 0 | 0 | 0 | 0.004064 | -0.004006
1996 | 116.9792 | 0 | 0 | 0 | 0 | 0 | 0 | -0.004064 | 0.008012
1996 | 116.9896 | 0 | 0 | 0 | 0 | 0 | 0 | 0.004064 | 0
1996 | 117 | 0 | 0 | 0 | 0 | 0 | 0 | -0.004064 | 0
1996 | 117.0104 | 0 | 0 | 0 | 0 | 0 | 0 | 0 | 0
1996 | 117.0208 | 0 | 0 | 0 | 0 | 0 | 0 | 0.004064 | -0.004006
1996 | 117.0313 | 0 | 0 | 0 | 0 | 0 | 0 | 0.004064 | 0.004006
1996 | 117.0417 | 0 | 0 | 0 | 0 | 0 | 0 | 0.008128 | 0.004006
1996 | 117.0521 | 0 | 0 | 0 | 0 | 0 | 0 | 0.004064 | 0.004006
1996 | 117.0625 | 0 | 0 | 0 | 0 | 0 | 0 | 0.004064 | 0.004006
1996 | 117.0729 | 0 | 0 | 0 | 0 | 0 | 0 | 0 | 0
1996 | 117.0833 | 0 | 0 | 0 | 0 | 0 | 0 | 0.008128 | 0.004006
1996 | 117.0938 | 0 | 0 | 0 | 0 | 0 | 0 | 0 | 0.004006
1996 | 117.1042 | 0 | 0 | 0 | 0 | 0 | 0 | 0 | 0
1996 | 117.1146 | 0 | 0 | 0 | 0 | 0 | 0 | -0.004064 | 0.004006
1996 | 117.125 | 0 | 0 | 0 | 0 | 0 | 0 | 0.008128 | 0.004006
1996 | 117.1354 | 0 | 0 | 0 | 0 | 0 | 0 | 0 | 0
1996 | 117.1458 | 0 | 0 | 0 | 0 | 0 | 0 | 0.004064 | 0.004006
1996 | 117.1563 | 0 | 0 | 0 | 0 | 0 | 0 | 0 | -0.004006
1996 | 117.1667 | 0 | 0 | 0 | 0 | 0 | 0 | 0 | 0.004006
1996 | 117.1771 | 0 | 0 | 0 | 0 | 0 | 0 | 0.008128 | 0.008012
1996 | 117.1875 | 0 | 0 | 0 | 0 | 0 | 0 | -0.004064 | 0
1996 | 117.1979 | 0 | 0 | 0 | 0 | 0 | 0 | 0.004064 | 0
1996 | 117.2083 | 0 | 0 | 0 | 0 | 0 | 0 | 0.004064 | 0
1996 | 117.2188 | 0 | 0 | 0 | 0 | 0 | 0 | -0.004064 | 0
1996 | 117.2292 | 0 | 0 | 0 | 0 | 0 | 0 | 0.008128 | 0.008012
1996 | 117.2396 | 0 | 0 | 0 | 0 | 0 | 0 | 0.008128 | 0
1996 | 117.25 | 0 | 0 | 0 | 0 | 0 | 0 | 0.004064 | 0.008012
1996 | 117.2604 | 0 | 0 | 0 | 0 | 0 | 0 | 0.004064 | 0.012018
1996 | 117.2708 | 0 | 0 | 0 | 0 | 0 | 0 | 0 | 0
1996 | 117.2813 | 0 | 0 | 0 | 0 | 0 | 0 | 0.012192 | 0.012018
1996 | 117.2917 | 0 | 0 | 0 | 0 | 0 | 0 | 0.008128 | 0.012018
1996 | 117.3021 | 0 | 0 | 0 | 0 | 0 | 0 | 0.02032 | 0.016024
1996 | 117.3125 | 0 | 0 | 0 | 0 | 0 | 0 | 0.032512 | 0.048072
1996 | 117.3229 | 0 | 0 | 0 | 0 | 0 | 0 | 0.036576 | 0.032048
1996 | 117.3333 | 0 | 0 | 0 | 0 | 0 | 0 | 0.052832 | 0.036054
1996 | 117.3438 | 0 | 0 | 0 | 0 | 0 | 0 | 0.04064 | 0.048072
1996 | 117.3542 | 0 | 0 | 0 | 0 | 0 | 0 | 0.06096 | 0.056084
1996 | 117.3646 | 0 | 0 | 0 | 0 | 0 | 0 | 0.073152 | 0.06009
1996 | 117.375 | 0 | 0 | 0 | 0 | 0 | 0 | 0.089408 | 0.092138
1996 | 117.3854 | 0 | 0 | 0 | 0 | 0 | 0 | 0.1016 | 0.10416
1996 | 117.3958 | 0 | 0 | 0 | 0 | 0 | 0 | 0.097536 | 0.10416
1996 | 117.4063 | 0 | 0 | 0 | 0 | 4.1859 | 3.5734 | 0.016256 | 0.016024
1996 | 117.4167 | 0 | 0 | 0 | 0 | 9.7373 | 9.5263 | 0 | -2.8422e-14
1996 | 117.4271 | 0 | 0 | 0 | 0 | 0.30886 | 0.18428 | 0.19507 | 0.15223
1996 | 117.4375 | 0 | 0 | 0 | 0 | 0 | 0 | 0.1463 | 0.17226
1996 | 117.4479 | 0 | 0 | 0 | 0 | 0 | 0 | 0.22352 | 0.2003
1996 | 117.4583 | 0 | 0 | 0 | 0 | 0 | 0 | 0.17882 | 0.21232
1996 | 117.4688 | 0 | 0 | 0 | 0 | 0 | 0 | 0.21539 | 0.20831
1996 | 117.4792 | 0 | 0 | 0 | 0 | 0 | 0 | 0.22758 | 0.21632
1996 | 117.4896 | 0 | 0 | 0 | 0 | 0 | 0 | 0.23978 | 0.24036
1996 | 117.5 | 0 | 0 | 0 | 0 | 0 | 0 | 0.22758 | 0.22834
1996 | 117.5104 | 0 | 0 | 0 | 0 | 0 | 0 | 0.20726 | 0.23635
1996 | 117.5208 | 0 | 0 | 0 | 0 | 0 | 0 | 0.25197 | 0.22834
1996 | 117.5313 | 0 | 0 | 0 | 0 | 0 | 0 | 0.2479 | 0.21632
1996 | 117.5417 | 0 | 0 | 0 | 0 | 0 | 0 | 0.25197 | 0.24036
1996 | 117.5521 | 0 | 0 | 0 | 0 | 0 | 0 | 0.24384 | 0.24837
1996 | 117.5625 | 0 | 0 | 0 | 0 | 0 | 0 | 0.2479 | 0.25238
1996 | 117.5729 | 0 | 0 | 0 | 0 | 0 | 0 | 0.2479 | 0.25638
1996 | 117.5833 | 0 | 0 | 0 | 0 | 0 | 0 | 0.24384 | 0.24437
1996 | 117.5938 | 0 | 0 | 0 | 0 | 0 | 0 | 0.25197 | 0.23635
1996 | 117.6042 | 0 | 0 | 0 | 0 | 0 | 0 | 0.25197 | 0.24837
1996 | 117.6146 | 0 | 0 | 0 | 0 | 0 | 0 | 0.21946 | 0.23635
1996 | 117.625 | 0 | 0 | 0 | 0 | 0 | 0 | 0.23978 | 0.22434
1996 | 117.6354 | 0 | 0 | 0 | 0 | 0 | 0 | 0.22758 | 0.21632
1996 | 117.6458 | 0 | 0 | 0 | 0 | 0 | 0 | 0.21539 | 0.22033
1996 | 117.6563 | 0 | 0 | 0 | 0 | 0 | 0 | 0.22758 | 0.22033
1996 | 117.6667 | 0 | 0 | 0 | 0 | 0 | 0 | 0.19101 | 0.20431
1996 | 117.6771 | 0 | 0 | 0 | 0 | 0 | 0 | 0.21133 | 0.19229
1996 | 117.6875 | 0 | 0 | 0 | 0 | 0 | 0 | 0.20726 | 0.2003
1996 | 117.6979 | 0 | 0 | 0 | 0 | 0 | 0 | 0.17882 | 0.16425
1996 | 117.7083 | 0 | 0 | 0 | 0 | 0 | 0 | 0.17069 | 0.17626
1996 | 117.7188 | 0 | 0 | 0 | 0 | 0 | 0 | 0.16256 | 0.15623
1996 | 117.7292 | 0 | 0 | 0 | 0 | 0 | 0 | 0.15443 | 0.1362
1996 | 117.7396 | 0 | 0 | 0 | 0 | 0 | 0 | 0.1463 | 0.14021
1996 | 117.75 | 0 | 0 | 0 | 0 | 0 | 0 | 0.10973 | 0.1322
1996 | 117.7604 | 0 | 0 | 0 | 0 | 0 | 0 | 0.13005 | 0.11217
1996 | 117.7708 | 0 | 0 | 0 | 0 | 0 | 0 | 0.12192 | 0.10015
1996 | 117.7813 | 0 | 0 | 0 | 0 | 0 | 0 | 0.097536 | 0.088132
1996 | 117.7917 | 0 | 0 | 0 | 0 | 0 | 0 | 0.077216 | 0.068102
1996 | 117.8021 | 0 | 0 | 0 | 0 | 0 | 0 | 0.08128 | 0.06009
1996 | 117.8125 | 0 | 0 | 0 | 0 | 0 | 0 | 0.073152 | 0.052078
1996 | 117.8229 | 0 | 0 | 0 | 0 | 0 | 0 | 0.044704 | 0.04006
1996 | 117.8333 | 0 | 0 | 0 | 0 | 0 | 0 | 0.044704 | 0.032048
1996 | 117.8438 | 0 | 0 | 0 | 0 | 0 | 0 | 0.036576 | 0.036054
1996 | 117.8542 | 0 | 0 | 0 | 0 | 0 | 0 | 0.052832 | 0.036054
1996 | 117.8646 | 0 | 0 | 0 | 0 | 0 | 0 | 0.032512 | 0.04006
1996 | 117.875 | 0 | 0 | 0 | 0 | 0 | 0 | 0.02032 | 0.02003
1996 | 117.8854 | 0 | 0 | 0 | 0 | 0 | 0 | 0.044704 | 0.032048
1996 | 117.8958 | 0 | 0 | 0 | 0 | 0 | 0 | 0.048768 | 0.04006
1996 | 117.9063 | 0 | 0 | 0 | 0 | 0 | 0 | 0.052832 | 0.036054
1996 | 117.9167 | 0 | 0 | 0 | 0 | 0 | 0 | 0.04064 | 0.044066
1996 | 117.9271 | 0 | 0 | 0 | 0 | 0 | 0 | 0.04064 | 0.036054
1996 | 117.9375 | 0 | 0 | 0 | 0 | 0 | 0 | 0.056896 | 0.036054
1996 | 117.9479 | 0 | 0 | 0 | 0 | 0 | 0 | 0.052832 | 0.04006
1996 | 117.9583 | 0 | 0 | 0 | 0 | 0 | 0 | 0.052832 | 0.048072
1996 | 117.9688 | 0 | 0 | 0 | 0 | 0 | 0 | 0.028448 | 0.028042
1996 | 117.9792 | 0 | 0 | 0 | 0 | 0 | 0 | 0.036576 | 0.028042
1996 | 117.9896 | 0 | 0 | 0 | 0 | 0 | 0 | 0.036576 | 0.032048
1996 | 118 | 0 | 0 | 0 | 0 | 0 | 0 | 0.028448 | 0.028042
1996 | 118.0104 | 0 | 0 | 0 | 0 | 0 | 0 | 0.028448 | 0.02003
1996 | 118.0208 | 0 | 0 | 0 | 0 | 0 | 0 | 0.024384 | 0.044066
1996 | 118.0313 | 0 | 0 | 0 | 0 | 0 | 0 | 0.024384 | 0.012018
1996 | 118.0417 | 0 | 0 | 0 | 0 | 0 | 0 | 0.028448 | 0.02003
1996 | 118.0521 | 0 | 0 | 0 | 0 | 0 | 0 | 0.024384 | 0.032048
1996 | 118.0625 | 0 | 0 | 0 | 0 | 0 | 0 | 0.024384 | 0.028042
1996 | 118.0729 | 0 | 0 | 0 | 0 | 0 | 0 | 0.024384 | 0.016024
1996 | 118.0833 | 0 | 0 | 0 | 0 | 0 | 0 | 0.028448 | 0.036054
1996 | 118.0938 | 0 | 0 | 0 | 0 | 0 | 0 | 0.012192 | 0.016024
1996 | 118.1042 | 0 | 0 | 0 | 0 | 0 | 0 | 0.04064 | 0.032048
1996 | 118.1146 | 0 | 0 | 0 | 0 | 0 | 0 | 0.036576 | 0.024036
1996 | 118.125 | 0 | 0 | 0 | 0 | 0 | 0 | 0.024384 | 0.028042
1996 | 118.1354 | 0 | 0 | 0 | 0 | 0 | 0 | 0.028448 | 0.04006
1996 | 118.1458 | 0 | 0 | 0 | 0 | 0 | 0 | 0.032512 | 0.024036
1996 | 118.1563 | 0 | 0 | 0 | 0 | 0 | 0 | 0.032512 | 0.024036
1996 | 118.1667 | 0 | 0 | 0 | 0 | 0 | 0 | 0.028448 | 0.028042
1996 | 118.1771 | 0 | 0 | 0 | 0 | 0 | 0 | 0.02032 | 0.024036
1996 | 118.1875 | 0 | 0 | 0 | 0 | 0 | 0 | 0.032512 | 0.032048
1996 | 118.1979 | 0 | 0 | 0 | 0 | 0 | 0 | 0.024384 | 0.028042
1996 | 118.2083 | 0 | 0 | 0 | 0 | 0 | 0 | 0.028448 | 0.024036
1996 | 118.2188 | 0 | 0 | 0 | 0 | 0 | 0 | 0.028448 | 0.028042
1996 | 118.2292 | 0 | 0 | 0 | 0 | 0 | 0 | 0.028448 | 0.02003
1996 | 118.2396 | 0 | 0 | 0 | 0 | 0 | 0 | 0.02032 | 0.024036
1996 | 118.25 | 0 | 0 | 0 | 0 | 0 | 0 | 0.024384 | 0.024036
1996 | 118.2604 | 0 | 0 | 0 | 0 | 0 | 0 | 0.02032 | 0.016024
1996 | 118.2708 | 0 | 0 | 0 | 0 | 0 | 0 | 0.016256 | 0.024036
1996 | 118.2813 | 0 | 0 | 0 | 0 | 0 | 0 | 0.024384 | 0.02003
1996 | 118.2917 | 0 | 0 | 0 | 0 | 0 | 0 | 0.028448 | 0.036054
1996 | 118.3021 | 0 | 0 | 0 | 0 | 0 | 0 | 0.044704 | 0.06009
1996 | 118.3125 | 0 | 0 | 0 | 0 | 0 | 0 | 0.06096 | 0.064096
1996 | 118.3229 | 0 | 0 | 0 | 0 | 0 | 0 | 0.073152 | 0.088132
1996 | 118.3333 | 0 | 0 | 0 | 0 | 0 | 0 | 0.097536 | 0.072108
1996 | 118.3438 | 0 | 0 | 0 | 0 | 0 | 0 | 0.077216 | 0.088132
1996 | 118.3542 | 0 | 0 | 0 | 0 | 0 | 0 | 0.10973 | 0.10416
1996 | 118.3646 | 0 | 0 | 0 | 0 | 0 | 0 | 0.11379 | 0.10416
1996 | 118.375 | 0 | 0 | 0 | 0 | 0 | 0 | 0.13005 | 0.12819
1996 | 118.3854 | 0 | 0 | 0 | 0 | 0 | 0 | 0.1463 | 0.12819
1996 | 118.3958 | 0 | 0 | 0 | 0 | 0 | 0 | 0.1585 | 0.14021
1996 | 118.4063 | 0 | 0 | 0 | 0 | 0 | 0 | 0.1463 | 0.14422
1996 | 118.4167 | 0 | 0 | 0 | 0 | 0 | 0 | 0.16662 | 0.16024
1996 | 118.4271 | 0 | 0 | 0 | 0 | 0 | 0 | 0.17882 | 0.16825
1996 | 118.4375 | 0 | 0 | 0 | 0 | 0 | 0 | 0.17069 | 0.16825
1996 | 118.4479 | 0 | 0 | 0 | 0 | 0 | 0 | 0.17069 | 0.15623
1996 | 118.4583 | 0 | 0 | 0 | 0 | 0 | 0 | 0.17882 | 0.16425
1996 | 118.4688 | 0 | 0 | 0 | 0 | 0 | 0 | 0.19101 | 0.17626
1996 | 118.4792 | 0 | 0 | 0 | 0 | 0 | 0 | 0.18694 | 0.18428
1996 | 118.4896 | 0 | 0 | 0 | 0 | 0 | 0 | 0.19507 | 0.18428
1996 | 118.5 | 0 | 0 | 0 | 0 | 0 | 0 | 0.19914 | 0.18027
1996 | 118.5104 | 0 | 0 | 0 | 0 | 0 | 0 | 0.13005 | 0.1322
1996 | 118.5208 | 0 | 0 | 0 | 0 | 0 | 0 | 0.13005 | 0.11617
1996 | 118.5313 | 0 | 0 | 0 | 0 | 0 | 0 | 0.16256 | 0.1362
1996 | 118.5417 | 0 | 0 | 0 | 0 | 0 | 0 | 0.17882 | 0.16024
1996 | 118.5521 | 0 | 0 | 0 | 0 | 0 | 0 | 0.17882 | 0.17226
1996 | 118.5625 | 0 | 0 | 0 | 0 | 0 | 0 | 0.15443 | 0.14422
1996 | 118.5729 | 0 | 0 | 0 | 0 | 0 | 0 | 0.1585 | 0.12819
1996 | 118.5833 | 0 | 0 | 0 | 0 | 0 | 0 | 0.1463 | 0.12419
1996 | 118.5938 | 0 | 0 | 0 | 0 | 0 | 0 | 0.1585 | 0.1322
1996 | 118.6042 | 0 | 0 | 0 | 0 | 0 | 0 | 0.14224 | 0.12819
1996 | 118.6146 | 0 | 0 | 0 | 0 | 0 | 0 | 0.12598 | 0.10816
1996 | 118.625 | 0 | 0 | 0 | 0 | 0 | 0 | 0.1585 | 0.1322
1996 | 118.6354 | 0 | 0 | 0 | 0 | 0 | 0 | 0.18288 | 0.16425
1996 | 118.6458 | 0 | 0 | 0 | 0 | 0 | 0 | 0.15443 | 0.16024
1996 | 118.6563 | 0 | 0 | 0 | 0 | 0 | 0 | 0.16256 | 0.14422
1996 | 118.6667 | 0 | 0 | 0 | 0 | 0 | 0 | 0.17475 | 0.15223
1996 | 118.6771 | 0 | 0 | 0 | 0 | 0 | 0 | 0.1585 | 0.14422
1996 | 118.6875 | 0 | 0 | 0 | 0 | 0 | 0 | 0.16662 | 0.17226
1996 | 118.6979 | 0 | 0 | 0 | 0 | 0 | 0 | 0.12192 | 0.14021
1996 | 118.7083 | 0 | 0 | 0 | 0 | 0 | 0 | 0.13005 | 0.1362
1996 | 118.7188 | 0 | 0 | 0 | 0 | 0 | 0 | 0.097536 | 0.11217
1996 | 118.7292 | 0 | 0 | 0 | 0 | 0 | 0 | 0.093472 | 0.084126
1996 | 118.7396 | 0 | 0 | 0 | 0 | 0 | 0 | 0.085344 | 0.084126
1996 | 118.75 | 0 | 0 | 0 | 0 | 0 | 0 | 0.065024 | 0.064096
1996 | 118.7604 | 0 | 0 | 0 | 0 | 0 | 0 | 0.06096 | 0.076114
1996 | 118.7708 | 0 | 0 | 0 | 0 | 0 | 0 | 0.036576 | 0.052078
1996 | 118.7813 | 0 | 0 | 0 | 0 | 0 | 0 | 0.048768 | 0.032048
1996 | 118.7917 | 0 | 0 | 0 | 0 | 0 | 0 | 0.04064 | 0.036054
1996 | 118.8021 | 0 | 0 | 0 | 0 | 0 | 0 | 0.024384 | 0.024036
1996 | 118.8125 | 0 | 0 | 0 | 0 | 0 | 0 | 0.028448 | 0.032048
1996 | 118.8229 | 0 | 0 | 0 | 0 | 0 | 0 | 0.036576 | 0.028042
1996 | 118.8333 | 0 | 0 | 0 | 0 | 0 | 0 | 0.024384 | 0.024036
1996 | 118.8438 | 0 | 0 | 0 | 0 | 0 | 0 | 0.016256 | 0.024036
1996 | 118.8542 | 0 | 0 | 0 | 0 | 0 | 0 | 0.024384 | 0.012018
1996 | 118.8646 | 0 | 0 | 0 | 0 | 0 | 0 | 0.024384 | 0.032048
1996 | 118.875 | 0 | 0 | 0 | 0 | 0 | 0 | 0.012192 | 0.016024
1996 | 118.8854 | 0 | 0 | 0 | 0 | 0 | 0 | 0.016256 | 0.028042
1996 | 118.8958 | 0 | 0 | 0 | 0 | 0 | 0 | 0.008128 | 0.008012
1996 | 118.9063 | 0 | 0 | 0 | 0 | 0 | 0 | 0.004064 | 0.012018
1996 | 118.9167 | 0 | 0 | 0 | 0 | 0 | 0 | 0.016256 | 0.004006
1996 | 118.9271 | 0 | 0 | 0 | 0 | 0 | 0 | 0.004064 | 0.02003
1996 | 118.9375 | 0 | 0 | 0 | 0 | 0 | 0 | 0.028448 | 0.02003
1996 | 118.9479 | 0 | 0 | 0 | 0 | 0 | 0 | 0.036576 | 0.02003
1996 | 118.9583 | 0 | 0 | 0 | 0 | 0 | 0 | 0.02032 | 0.012018
1996 | 118.9688 | 0 | 0 | 0 | 0 | 0 | 0 | 0.012192 | 0.02003
1996 | 118.9792 | 0 | 0 | 0 | 0 | 0 | 0 | 0.032512 | 0.016024
1996 | 118.9896 | 0 | 0 | 0 | 0 | 0 | 0 | 0.032512 | 0.012018
1996 | 119 | 0 | 0 | 0 | 0 | 0 | 0 | 0.02032 | 0.024036
1996 | 119.0104 | 0 | 0 | 0 | 0 | 0 | 0 | 0.024384 | 0.02003
1996 | 119.0208 | 0 | 0 | 0 | 0 | 0 | 0 | 0.028448 | 0.024036
1996 | 119.0313 | 0 | 0 | 0 | 0 | 0 | 0 | 0.028448 | 0.016024
1996 | 119.0417 | 0 | 0 | 0 | 0 | 0 | 0 | 0.024384 | 0.024036
1996 | 119.0521 | 0 | 0 | 0 | 0 | 0 | 0 | 0.008128 | 0.012018
1996 | 119.0625 | 0 | 0 | 0 | 0 | 0 | 0 | 0.036576 | 0.024036
1996 | 119.0729 | 0 | 0 | 0 | 0 | 0 | 0 | 0.024384 | 0.012018
1996 | 119.0833 | 0 | 0 | 0 | 0 | 0 | 0 | 0.02032 | 0.024036
1996 | 119.0938 | 0 | 0 | 0 | 0 | 0 | 0 | 0.032512 | 0.032048
1996 | 119.1042 | 0 | 0 | 0 | 0 | 0 | 0 | 0.036576 | 0.024036
1996 | 119.1146 | 0 | 0 | 0 | 0 | 0 | 0 | 0.032512 | 0.008012
1996 | 119.125 | 0 | 0 | 0 | 0 | 0 | 0 | 0.028448 | 0.024036
1996 | 119.1354 | 0 | 0 | 0 | 0 | 0 | 0 | 0.02032 | 0.016024
1996 | 119.1458 | 0 | 0 | 0 | 0 | 0 | 0 | 0.036576 | 0.016024
1996 | 119.1563 | 0 | 0 | 0 | 0 | 0 | 0 | 0.032512 | 0.036054
1996 | 119.1667 | 0 | 0 | 0 | 0 | 0 | 0 | 0.024384 | 0.04006
1996 | 119.1771 | 0 | 0 | 0 | 0 | 0 | 0 | 0.032512 | 0.028042
1996 | 119.1875 | 0 | 0 | 0 | 0 | 0 | 0 | 0.04064 | -0.032048
1996 | 119.1979 | 0 | 0 | 0 | 0 | 0 | 0 | 0.012192 | 0.044066
1996 | 119.2083 | 0 | 0 | 0 | 0 | 0 | 0 | 0.012192 | 0.032048
1996 | 119.2188 | 0 | 0 | 0 | 0 | 0 | 0 | 0.028448 | 0.016024
1996 | 119.2292 | 0 | 0 | 0 | 0 | 0 | 0 | 0.069088 | 0.008012
1996 | 119.2396 | 0 | 0 | 0 | 0 | 0 | 0 | 0.008128 | 0.068102
1996 | 119.25 | 0 | 0 | 0 | 0 | 0 | 0 | 0.016256 | 0.032048
1996 | 119.2604 | 0 | 0 | 0 | 0 | 0 | 0 | 0.028448 | 0.012018
1996 | 119.2708 | 0 | 0 | 0 | 0 | 0 | 0 | 0.036576 | 0.036054
1996 | 119.2813 | 0 | 0 | 0 | 0 | 0 | 0 | 0.032512 | 0.064096
1996 | 119.2917 | 0 | 0 | 0 | 0 | 0 | 0 | 0.065024 | -0.004006
1996 | 119.3021 | 0 | 0 | 0 | 0 | 0 | 0 | 0.02032 | 0.052078
1996 | 119.3125 | 0 | 0 | 0 | 0 | 0 | 0 | 0.044704 | 0.036054
1996 | 119.3229 | 0 | 0 | 0 | 0 | 0 | 0 | 0.044704 | 0.044066
1996 | 119.3333 | 0 | 0 | 0 | 0 | 0 | 0 | 0.048768 | 0.052078
1996 | 119.3438 | 0 | 0 | 0 | 0 | 0 | 0 | 0.085344 | 0.06009
1996 | 119.3542 | 0 | 0 | 0 | 0 | 0 | 0 | 0.032512 | 0.056084
1996 | 119.3646 | 0 | 0 | 0 | 0 | 0 | 0 | 0.069088 | 0.056084
1996 | 119.375 | 0 | 0 | 0 | 0 | 0 | 0 | 0.065024 | 0.056084
1996 | 119.3854 | 0 | 0 | 0 | 0 | 0 | 0 | 0.069088 | 0.06009
1996 | 119.3958 | 0 | 0 | 0 | 0 | 0 | 0 | 0.085344 | 0.088132
1996 | 119.4063 | 0 | 0 | 0 | 0 | 0 | 0 | 0.085344 | 0.06009
1996 | 119.4167 | 0 | 0 | 0 | 0 | 0 | 0 | 0.097536 | 0.10816
1996 | 119.4271 | 0 | 0 | 0 | 0 | 0 | 0 | 0.13005 | 0.08012
1996 | 119.4375 | 0 | 0 | 0 | 0 | 0 | 0 | 0.13411 | 0.16024
1996 | 119.4479 | 0 | 0 | 0 | 0 | 0 | 0 | 0.13411 | 0.11617
1996 | 119.4583 | 0 | 0 | 0 | 0 | 0 | 0 | 0.14224 | 0.11217
1996 | 119.4688 | 0 | 0 | 0 | 0 | 0 | 0 | 0.10566 | 0.084126
1996 | 119.4792 | 0 | 0 | 0 | 0 | 0 | 0 | 0.12598 | 0.092138
1996 | 119.4896 | 0 | 0 | 0 | 0 | 0 | 0 | 0.14224 | 0.14422
1996 | 119.5 | 0 | 0 | 0 | 0 | 0 | 0 | 0.18694 | 0.14021
1996 | 119.5104 | 0 | 0 | 0 | 0 | 0 | 0 | 0.16256 | 0.16825
1996 | 119.5208 | 0 | 0 | 0 | 0 | 0 | 0 | 0.18288 | 0.17226
1996 | 119.5313 | 0 | 0 | 0 | 0 | 0 | 0 | 0.17069 | 0.14021
1996 | 119.5417 | 0 | 0 | 0 | 0 | 0 | 0 | 0.19101 | 0.1362
1996 | 119.5521 | 0 | 0 | 0 | 0 | 0 | 0 | 0.17882 | 0.20831
1996 | 119.5625 | 0 | 0 | 0 | 0 | 0 | 0 | 0.21133 | 0.14021
1996 | 119.5729 | 0 | 0 | 0 | 0 | 0 | 0 | 0.20726 | 0.15623
1996 | 119.5833 | 0 | 0 | 0 | 0 | 0 | 0 | 0.2032 | 0.21232
1996 | 119.5938 | 0 | 0 | 0 | 0 | 0 | 0 | 0.2479 | 0.19629
1996 | 119.6042 | 0 | 0 | 0 | 0 | 0 | 0 | 0.17069 | 0.14021
1996 | 119.6146 | 0 | 0 | 0 | 0 | 0 | 0 | 0.18694 | 0.19629
1996 | 119.625 | 0 | 0 | 0 | 0 | 0 | 0 | 0.18694 | 0.14422
1996 | 119.6354 | 0 | 0 | 0 | 0 | 0 | 0 | 0.1585 | 0.15623
1996 | 119.6458 | 0 | 0 | 0 | 0 | 0 | 0 | 0.19507 | 0.1362
1996 | 119.6563 | 0 | 0 | 0 | 0 | 0 | 0 | 0.17475 | 0.14422
1996 | 119.6667 | 0 | 0 | 0 | 0 | 0 | 0 | 0.16662 | 0.14021
1996 | 119.6771 | 0 | 0 | 0 | 0 | 0 | 0 | 0.16256 | 0.1362
1996 | 119.6875 | 0 | 0 | 0 | 0 | 0 | 0 | 0.10973 | 0.1362
1996 | 119.6979 | 0 | 0 | 0 | 0 | 0 | 0 | 0.12192 | 0.10416
1996 | 119.7083 | 0 | 0 | 0 | 0 | 0 | 0 | 0.12192 | 0.10416
1996 | 119.7188 | 0 | 0 | 0 | 0 | 0 | 0 | 0.11379 | 0.064096
1996 | 119.7292 | 0 | 0 | 0 | 0 | 0 | 0 | 0.069088 | 0.076114
1996 | 119.7396 | 0 | 0 | 0 | 0 | 0 | 0 | 0.11379 | 0.092138
1996 | 119.75 | 0 | 0 | 0 | 0 | 0 | 0 | 0.08128 | 0.06009
1996 | 119.7604 | 0 | 0 | 0 | 0 | 0 | 0 | 0.044704 | 0.064096
1996 | 119.7708 | 0 | 0 | 0 | 0 | 0 | 0 | 0.032512 | 0.032048
1996 | 119.7813 | 0 | 0 | 0 | 0 | 0 | 0 | 0.08128 | 0.08012
1996 | 119.7917 | 0 | 0 | 0 | 0 | 0 | 0 | 0.052832 | 0.028042
1996 | 119.8021 | 0 | 0 | 0 | 0 | 0 | 0 | 0.012192 | 0.048072
1996 | 119.8125 | 0 | 0 | 0 | 0 | 0 | 0 | 0.048768 | 0.028042
1996 | 119.8229 | 0 | 0 | 0 | 0 | 0 | 0 | 0.028448 | 0.044066
1996 | 119.8333 | 0 | 0 | 0 | 0 | 0 | 0 | 0.036576 | 0.016024
1996 | 119.8438 | 0 | 0 | 0 | 0 | 0 | 0 | 0.032512 | 0.028042
1996 | 119.8542 | 0 | 0 | 0 | 0 | 0 | 0 | 0.012192 | 0.032048
1996 | 119.8646 | 0 | 0 | 0 | 0 | 0 | 0 | 0.028448 | 0.024036
1996 | 119.875 | 0 | 0 | 0 | 0 | 0 | 0 | 0.024384 | 0.028042
1996 | 119.8854 | 0 | 0 | 0 | 0 | 0 | 0 | 0.016256 | 0.024036
1996 | 119.8958 | 0 | 0 | 0 | 0 | 0 | 0 | 0.028448 | 0.008012
1996 | 119.9063 | 0 | 0 | 0 | 0 | 0 | 0 | 0.012192 | 0.028042
1996 | 119.9167 | 0 | 0 | 0 | 0 | 0 | 0 | 0.024384 | 0.02003
1996 | 119.9271 | 0 | 0 | 0 | 0 | 0 | 0 | 0.012192 | 0.016024
1996 | 119.9375 | 0 | 0 | 0 | 0 | 0 | 0 | 0.02032 | 0.024036
1996 | 119.9479 | 0 | 0 | 0 | 0 | 0 | 0 | 0.004064 | 0.012018
1996 | 119.9583 | 0 | 0 | 0 | 0 | 0 | 0 | 0.024384 | 0.012018
1996 | 119.9688 | 0 | 0 | 0 | 0 | 0 | 0 | 0.012192 | 0.012018
1996 | 119.9792 | 0 | 0 | 0 | 0 | 0 | 0 | 0.012192 | 0.028042
1996 | 119.9896 | 0 | 0 | 0 | 0 | 0 | 0 | 0 | 0.008012
1996 | 120 | 0 | 0 | 0 | 0 | 0 | 0 | 0.016256 | 0.008012
1996 | 120.0104 | 0 | 0 | 0 | 0 | 0 | 0 | 0.012192 | 0.016024
1996 | 120.0208 | 0 | 0 | 0 | 0 | 0 | 0 | 0.008128 | 0.012018
1996 | 120.0313 | 0 | 0 | 0 | 0 | 0 | 0 | 0.016256 | 0.008012
1996 | 120.0417 | 0 | 0 | 0 | 0 | 0 | 0 | 0.008128 | 0.012018
1996 | 120.0521 | 0 | 0 | 0 | 0 | 0 | 0 | 0.004064 | 0.008012
1996 | 120.0625 | 0 | 0 | 0 | 0 | 0 | 0 | 0.008128 | 0.02003
1996 | 120.0729 | 0 | 0 | 0 | 0 | 0 | 0 | 0.024384 | 0.012018
1996 | 120.0833 | 0 | 0 | 0 | 0 | 0 | 0 | 0.008128 | 0.004006
1996 | 120.0938 | 0 | 0 | 0 | 0 | 0 | 0 | 0.012192 | 0.02003
1996 | 120.1042 | 0 | 0 | 0 | 0 | 0 | 0 | 0.02032 | 0.012018
1996 | 120.1146 | 0 | 0 | 0 | 0 | 0 | 0 | 0.024384 | 0.008012
1996 | 120.125 | 0 | 0 | 0 | 0 | 0 | 0 | 0.02032 | 0.02003
1996 | 120.1354 | 0 | 0 | 0 | 0 | 0 | 0 | 0.02032 | 0.024036
1996 | 120.1458 | 0 | 0 | 0 | 0 | 0 | 0 | 0.024384 | 0.016024
1996 | 120.1563 | 0 | 0 | 0 | 0 | 0 | 0 | 0.012192 | 0.012018
1996 | 120.1667 | 0 | 0 | 0 | 0 | 0 | 0 | 0.02032 | 0.024036
1996 | 120.1771 | 0 | 0 | 0 | 0 | 0 | 0 | 0.016256 | 0.016024
1996 | 120.1875 | 0 | 0 | 0 | 0 | 0 | 0 | 0.012192 | 0.024036
1996 | 120.1979 | 0 | 0 | 0 | 0 | 0 | 0 | 0.02032 | 0.008012
1996 | 120.2083 | 0 | 0 | 0 | 0 | 0 | 0 | 0.004064 | 0.024036
1996 | 120.2188 | 0 | 0 | 0 | 0 | 0 | 0 | 0.016256 | 0.008012
1996 | 120.2292 | 0 | 0 | 0 | 0 | 0 | 0 | 0.008128 | 0.02003
1996 | 120.2396 | 0 | 0 | 0 | 0 | 0 | 0 | 0.012192 | 0.004006
1996 | 120.25 | 0 | 0 | 0 | 0 | 0 | 0 | 0.012192 | 0.02003
1996 | 120.2604 | 0 | 0 | 0 | 0 | 0 | 0 | 0.012192 | 0.012018
1996 | 120.2708 | 0 | 0 | 0 | 0 | 0 | 0 | 0.016256 | 0.008012
1996 | 120.2813 | 0 | 0 | 0 | 0 | 0 | 0 | 0.02032 | 0.028042
1996 | 120.2917 | 0 | 0 | 0 | 0 | 0 | 0 | 0.02032 | 0.012018
1996 | 120.3021 | 0 | 0 | 0 | 0 | 0 | 0 | 0.036576 | 0.024036
1996 | 120.3125 | 0 | 0 | 0 | 0 | 0 | 0 | 0.032512 | 0.02003
1996 | 120.3229 | 0 | 0 | 0 | 0 | 0 | 0 | 0.044704 | 0.044066
1996 | 120.3333 | 0 | 0 | 0 | 0 | 0 | 0 | 0.052832 | 0.036054
1996 | 120.3438 | 0 | 0 | 0 | 0 | 0 | 0 | 0.06096 | 0.072108
1996 | 120.3542 | 0 | 0 | 0 | 0 | 0 | 0 | 0.077216 | 0.06009
1996 | 120.3646 | 0 | 0 | 0 | 0 | 0 | 0 | 0.085344 | 0.06009
1996 | 120.375 | 0 | 0 | 0 | 0 | 0 | 0 | 0.089408 | 0.084126
1996 | 120.3854 | 0 | 0 | 0 | 0 | 0 | 0 | 0.10973 | 0.076114
1996 | 120.3958 | 0 | 0 | 0 | 0 | 0 | 0 | 0.10973 | 0.096144
1996 | 120.4063 | 0 | 0 | 0 | 0 | 0 | 0 | 0.097536 | 0.096144
1996 | 120.4167 | 0 | 0 | 0 | 0 | 0 | 0 | 0.11339 | 0.092138
1996 | 120.4271 | 0 | 0 | 0 | 0 | 0 | 0 | 0.11379 | 0.084126
1996 | 120.4375 | 0 | 0 | 0 | 0 | 0 | 0 | 0.12314 | 0.10816
1996 | 120.4479 | 0 | 0 | 0 | 0 | 0 | 0 | 0.12395 | 0.088132
1996 | 120.4583 | 0 | 0 | 0 | 0 | 0 | 0 | 0.13045 | 0.12419
1996 | 120.4688 | 0 | 0 | 0 | 0 | 0 | 0 | 0.13818 | 0.10816
1996 | 120.4792 | 0 | 0 | 0 | 0 | 0.043078 | 0 | 0.047142 | 0.052078
1996 | 120.4896 | 0 | 0 | 0 | 0 | 9.7975 | 8.5007 | 5.6843e-14 | -2.8422e-14
1996 | 120.5 | 0 | 0 | 0 | 0 | 11.2329 | 12.1462 | -2.8422e-14 | -2.8422e-14
1996 | 120.5104 | 0 | 0 | 0 | 0 | 5.844 | 6.0971 | 0.012192 | 0.004006
1996 | 120.5208 | 0 | 0 | 0 | 0 | 0 | 0 | 0.17475 | 0.15223
1996 | 120.5313 | 0 | 0 | 0 | 0 | 0 | 0 | 0.19507 | 0.17626
1996 | 120.5417 | 0 | 0 | 0 | 0 | 0 | 0 | 0.19914 | 0.18027
1996 | 120.5521 | 0 | 0 | 0 | 0 | 0 | 0 | 0.19507 | 0.19229
1996 | 120.5625 | 0 | 0 | 0 | 0 | 0 | 0 | 0.19914 | 0.18428
1996 | 120.5729 | 0 | 0 | 0 | 0 | 0 | 0 | 0.19101 | 0.18027
1996 | 120.5833 | 0 | 0 | 0 | 0 | 0 | 0 | 0.19507 | 0.16024
1996 | 120.5938 | 0 | 0 | 0 | 0 | 0 | 0 | 0.14224 | 0.16825
1996 | 120.6042 | 0 | 0 | 0 | 0 | 0 | 0 | 0.17069 | 0.16825
1996 | 120.6146 | 0 | 0 | 0 | 0 | 0 | 0 | 0.16256 | 0.14021
1996 | 120.625 | 0 | 0 | 0 | 0 | 0 | 0 | 0.17475 | 0.15623
1996 | 120.6354 | 0 | 0 | 0 | 0 | 0 | 0 | 0.16662 | 0.14822
1996 | 120.6458 | 0 | 0 | 0 | 0 | 0 | 0 | 0.15037 | 0.1362
1996 | 120.6563 | 0 | 0 | 0 | 0 | 0 | 0 | 0.15443 | 0.1362
1996 | 120.6667 | 0 | 0 | 0 | 0 | 0 | 0 | 0.12192 | 0.1362
1996 | 120.6771 | 0 | 0 | 0 | 0 | 0 | 0 | 0.1585 | 0.14021
1996 | 120.6875 | 0 | 0 | 0 | 0 | 0 | 0 | 0.14224 | 0.10416
1996 | 120.6979 | 0 | 0 | 0 | 0 | 0 | 0 | 0.11786 | 0.11617
1996 | 120.7083 | 0 | 0 | 0 | 0 | 0 | 0 | 0.08128 | 0.10015
1996 | 120.7188 | 0 | 0 | 0 | 0 | 0 | 0 | 0.11786 | 0.10015
1996 | 120.7292 | 0 | 0 | 0 | 0 | 0 | 0 | 0.089408 | 0.084126
1996 | 120.7396 | 0 | 0 | 0 | 0 | 0 | 0 | 0.06096 | 0.056084
1996 | 120.75 | 0 | 0 | 0 | 0 | 0 | 0 | 0.04064 | 0.064096
1996 | 120.7604 | 0 | 0 | 0 | 0 | 0 | 0 | 0.056896 | 0.032048
1996 | 120.7708 | 0 | 0 | 0 | 0 | 0 | 0 | 0.016256 | 0.024036
1996 | 120.7813 | 0 | 0 | 0 | 0 | 0 | 0 | 0.004064 | 0.016024
1996 | 120.7917 | 0 | 0 | 0 | 0 | 0 | 0 | -0.004064 | 0.004006
1996 | 120.8021 | 0 | 0 | 0 | 0 | 0 | 0 | 0.008128 | 0
1996 | 120.8125 | 0 | 0 | 0 | 0 | 0 | 0 | 0.012192 | 0
1996 | 120.8229 | 0 | 0 | 0 | 0 | 0 | 0 | -0.004064 | 0
1996 | 120.8333 | 0 | 0 | 0 | 0 | 0 | 0 | 0.008128 | 0
1996 | 120.8438 | 0 | 0 | 0 | 0 | 0 | 0 | 0.008128 | 0.008012
1996 | 120.8542 | 0 | 0 | 0 | 0 | 0 | 0 | -0.008128 | 0
1996 | 120.8646 | 0 | 0 | 0 | 0 | 0 | 0 | 0.02032 | 0.008012
1996 | 120.875 | 0 | 0 | 0 | 0 | 0 | 0 | 0.004064 | 0.004006
1996 | 120.8854 | 0 | 0 | 0 | 0 | 0 | 0 | 0.008128 | 0.004006
1996 | 120.8958 | 0 | 0 | 0 | 0 | 0 | 0 | -0.004064 | 0
1996 | 120.9063 | 0 | 0 | 0 | 0 | 0 | 0 | 0.008128 | 0.012018
1996 | 120.9167 | 0 | 0 | 0 | 0 | 0 | 0 | 0.008128 | 0.024036
1996 | 120.9271 | 0 | 0 | 0 | 0 | 0 | 0 | 0.012192 | 0.024036
1996 | 120.9375 | 0 | 0 | 0 | 0 | 0 | 0 | 0.02032 | 0.024036
1996 | 120.9479 | 0 | 0 | 0 | 0 | 0 | 0 | 0.016256 | 0.016024
1996 | 120.9583 | 0 | 0 | 0 | 0 | 0 | 0 | 0.02032 | 0.024036
1996 | 120.9688 | 0 | 0 | 0 | 0 | 0 | 0 | 0.032512 | 0.02003
1996 | 120.9792 | 0 | 0 | 0 | 0 | 0 | 0 | 0.016256 | 0.016024
1996 | 120.9896 | 0 | 0 | 0 | 0 | 0 | 0 | 0.032512 | 0.028042
1996 | 121 | 0 | 0 | 0 | 0 | 0 | 0 | 0.012192 | 0.02003
1996 | 121.0104 | 0 | 0 | 0 | 0 | 0 | 0 | 0.032512 | 0.028042
1996 | 121.0208 | 0 | 0 | 0 | 0 | 0 | 0 | 0.016256 | 0.036054
1996 | 121.0313 | 0 | 0 | 0 | 0 | 0 | 0 | 0.052832 | 0.028042
1996 | 121.0417 | 0 | 0 | 0 | 0 | 0 | 0 | 0.012192 | 0.032048
1996 | 121.0521 | 0 | 0 | 0 | 0 | 0 | 0 | 0.036576 | 0.04006
1996 | 121.0625 | 0 | 0 | 0 | 0 | 0 | 0 | 0.024384 | 0.024036
1996 | 121.0729 | 0 | 0 | 0 | 0 | 0 | 0 | 0.032512 | 0.024036
1996 | 121.0833 | 0 | 0 | 0 | 0 | 0 | 0 | 0.012192 | 0.028042
1996 | 121.0938 | 0 | 0 | 0 | 0 | 0 | 0 | 0.036576 | 0.024036
1996 | 121.1042 | 0 | 0 | 0 | 0 | 0 | 0 | 0.012192 | 0.024036
1996 | 121.1146 | 0 | 0 | 0 | 0 | 0 | 0 | 0.028448 | 0.024036
1996 | 121.125 | 0 | 0 | 0 | 0 | 0 | 0 | 0.028448 | 0.02003
1996 | 121.1354 | 0 | 0 | 0 | 0 | 0 | 0 | 0.004064 | 0.024036
1996 | 121.1458 | 0 | 0 | 0 | 0 | 0 | 0 | 0.016256 | 0.016024
1996 | 121.1563 | 0 | 0 | 0 | 0 | 0 | 0 | 0.008128 | 0.02003
1996 | 121.1667 | 0 | 0 | 0 | 0 | 0 | 0 | 0.012192 | 0.02003
1996 | 121.1771 | 0 | 0 | 0 | 0 | 0 | 0 | 0.012192 | 0.016024
1996 | 121.1875 | 0 | 0 | 0 | 0 | 0 | 0 | 0.024384 | 0.02003
1996 | 121.1979 | 0 | 0 | 0 | 0 | 0 | 0 | 0.016256 | 0.02003
1996 | 121.2083 | 0 | 0 | 0 | 0 | 0 | 0 | 0.02032 | 0.012018
1996 | 121.2188 | 0 | 0 | 0 | 0 | 0 | 0 | 0.008128 | 0.02003
1996 | 121.2292 | 0 | 0 | 0 | 0 | 0 | 0 | 0.008128 | 0.02003
1996 | 121.2396 | 0 | 0 | 0 | 0 | 0 | 0 | 0.028448 | 0.016024
1996 | 121.25 | 0 | 0 | 0 | 0 | 0 | 0 | 0.02032 | 0.02003
1996 | 121.2604 | 0 | 0 | 0 | 0 | 0 | 0 | 0.004064 | 0.016024
1996 | 121.2708 | 0 | 0 | 0 | 0 | 0 | 0 | 0.02032 | 0.024036
1996 | 121.2813 | 0 | 0 | 0 | 0 | 0 | 0 | 0.012192 | 0.02003
1996 | 121.2917 | 0 | 0 | 0 | 0 | 0 | 0 | 0.02032 | 0.02003
1996 | 121.3021 | 0 | 0 | 0 | 0 | 0 | 0 | 0.016256 | 0.024036
1996 | 121.3125 | 0 | 0 | 0 | 0 | 0 | 0 | 0.032512 | 0.024036
1996 | 121.3229 | 0 | 0 | 0 | 0 | 0 | 0 | 0.044704 | 0.04006
1996 | 121.3333 | 0 | 0 | 0 | 0 | 0 | 0 | 0.032512 | 0.048072
1996 | 121.3438 | 0 | 0 | 0 | 0 | 0 | 0 | 0.06096 | 0.06009
1996 | 121.3542 | 0 | 0 | 0 | 0 | 0 | 0 | 0.08128 | 0.068102
1996 | 121.3646 | 0 | 0 | 0 | 0 | 0 | 0 | 0.085344 | 0.092138
1996 | 121.375 | 0 | 0 | 0 | 0 | 0 | 0 | 0.093472 | 0.096144
1996 | 121.3854 | 0 | 0 | 0 | 0 | 0 | 0 | 0.13411 | 0.11617
1996 | 121.3958 | 0 | 0 | 0 | 0 | 0 | 0 | 0.12192 | 0.1322
1996 | 121.4063 | 0 | 0 | 0 | 0 | 0 | 0 | 0.12192 | 0.12018
1996 | 121.4167 | 0 | 0 | 0 | 0 | 0 | 0 | 0.13818 | 0.1322
1996 | 121.4271 | 0 | 0 | 0 | 0 | 0 | 0 | 0.17069 | 0.14422
1996 | 121.4375 | 0 | 0 | 0 | 0 | 0 | 0 | 0.16662 | 0.15623
1996 | 121.4479 | 0 | 0 | 0 | 0 | 0 | 0 | 0.17475 | 0.16425
1996 | 121.4583 | 0 | 0 | 0 | 0 | 0 | 0 | 0.19914 | 0.16825
1996 | 121.4688 | 0 | 0 | 0 | 0 | 0 | 0 | 0.19914 | 0.18428
1996 | 121.4792 | 0 | 0 | 0 | 0 | 0 | 0 | 0.2032 | 0.19229
1996 | 121.4896 | 0 | 0 | 0 | 0 | 0 | 0 | 0.19101 | 0.17626
1996 | 121.5 | 0 | 0 | 0 | 0 | 0 | 0 | 0.19507 | 0.18027
1996 | 121.5104 | 0 | 0 | 0 | 0 | 0 | 0 | 0.19101 | 0.18428
1996 | 121.5208 | 0 | 0 | 0 | 0 | 0 | 0 | 0.19914 | 0.19229
1996 | 121.5313 | 0 | 0 | 0 | 0 | 0 | 0 | 0.18288 | 0.19629
1996 | 121.5417 | 0 | 0 | 0 | 0 | 0 | 0 | 0.2032 | 0.20431
1996 | 121.5521 | 0 | 0 | 0 | 0 | 0 | 0 | 0.23165 | 0.20431
1996 | 121.5625 | 0 | 0 | 0 | 0 | 0 | 0 | 0.2032 | 0.20431
1996 | 121.5729 | 0 | 0 | 0 | 0 | 0 | 0 | 0.2032 | 0.19629
1996 | 121.5833 | 0 | 0 | 0 | 0 | 0 | 0 | 0.19914 | 0.2003
1996 | 121.5938 | 0 | 0 | 0 | 0 | 0 | 0 | 0.17475 | 0.17626
1996 | 121.6042 | 0 | 0 | 0 | 0 | 0 | 0 | 0.19914 | 0.19629
1996 | 121.6146 | 0 | 0 | 0 | 0 | 0 | 0 | 0.18694 | 0.18828
1996 | 121.625 | 0 | 0 | 0 | 0 | 0 | 0 | 0.16256 | 0.16425
1996 | 121.6354 | 0 | 0 | 0 | 0 | 0 | 0 | 0.19914 | 0.20431
1996 | 121.6458 | 0 | 0 | 0 | 0 | 0 | 0 | 0.17069 | 0.18428
1996 | 121.6563 | 0 | 0 | 0 | 0 | 0 | 0 | 0.16662 | 0.17626
1996 | 121.6667 | 0 | 0 | 0 | 0 | 0 | 0 | 0.15037 | 0.14021
1996 | 121.6771 | 0 | 0 | 0 | 0 | 0 | 0 | 0.13818 | 0.16825
1996 | 121.6875 | 0 | 0 | 0 | 0 | 0 | 0 | 0.13411 | 0.14822
1996 | 121.6979 | 0 | 0 | 0 | 0 | 0 | 0 | 0.13005 | 0.11617
1996 | 121.7083 | 0 | 0 | 0 | 0 | 0 | 0 | 0.077216 | 0.10015
1996 | 121.7188 | 0 | 0 | 0 | 0 | 0 | 0 | 0.10973 | 0.10816
1996 | 121.7292 | 0 | 0 | 0 | 0 | 0 | 0 | 0.089408 | 0.092138
1996 | 121.7396 | 0 | 0 | 0 | 0 | 0 | 0 | 0.08128 | 0.092138
1996 | 121.75 | 0 | 0 | 0 | 0 | 0 | 0 | 0.089408 | 0.088132
1996 | 121.7604 | 0 | 0 | 0 | 0 | 0 | 0 | 0.073152 | 0.08012
1996 | 121.7708 | 0 | 0 | 0 | 0 | 0 | 0 | 0.052832 | 0.052078
1996 | 121.7813 | 0 | 0 | 0 | 0 | 0 | 0 | 0.04064 | 0.052078
1996 | 121.7917 | 0 | 0 | 0 | 0 | 0 | 0 | 0.028448 | 0.032048
1996 | 121.8021 | 0 | 0 | 0 | 0 | 0 | 0 | 0.024384 | 0.028042
1996 | 121.8125 | 0 | 0 | 0 | 0 | 0 | 0 | 0.024384 | 0.02003
1996 | 121.8229 | 0 | 0 | 0 | 0 | 0 | 0 | 0 | 0.012018
1996 | 121.8333 | 0 | 0 | 0 | 0 | 0 | 0 | 0.004064 | 0.004006
1996 | 121.8438 | 0 | 0 | 0 | 0 | 0 | 0 | -0.004064 | 0
1996 | 121.8542 | 0 | 0 | 0 | 0 | 0 | 0 | -0.008128 | 0.008012
1996 | 121.8646 | 0 | 0 | 0 | 0 | 0 | 0 | 0.02032 | 0
1996 | 121.875 | 0 | 0 | 0 | 0 | 0 | 0 | 0.004064 | 0
1996 | 121.8854 | 0 | 0 | 0 | 0 | 0 | 0 | 0.004064 | 0
1996 | 121.8958 | 0 | 0 | 0 | 0 | 0 | 0 | 0 | 0.004006
1996 | 121.9063 | 0 | 0 | 0 | 0 | 0 | 0 | 0 | 0.004006
1996 | 121.9167 | 0 | 0 | 0 | 0 | 0 | 0 | 0.004064 | -0.004006
1996 | 121.9271 | 0 | 0 | 0 | 0 | 0 | 0 | 0.008128 | 0.008012
1996 | 121.9375 | 0 | 0 | 0 | 0 | 0 | 0 | 0.016256 | 0.012018
1996 | 121.9479 | 0 | 0 | 0 | 0 | 0 | 0 | 0.036576 | 0.024036
1996 | 121.9583 | 0 | 0 | 0 | 0 | 0 | 0 | 0.032512 | 0.028042
1996 | 121.9688 | 0 | 0 | 0 | 0 | 0 | 0 | 0.032512 | 0.028042
1996 | 121.9792 | 0 | 0 | 0 | 0 | 0 | 0 | 0.036576 | 0.036054
1996 | 121.9896 | 0 | 0 | 0 | 0 | 0 | 0 | 0.04064 | 0.02003
1996 | 122 | 0 | 0 | 0 | 0 | 0 | 0 | 0.032512 | 0.036054
1996 | 122.0104 | 0 | 0 | 0 | 0 | 0 | 0 | 0.044704 | 0.024036
1996 | 122.0208 | 0 | 0 | 0 | 0 | 0 | 0 | 0.069088 | 0.024036
1996 | 122.0313 | 0 | 0 | 0 | 0 | 0 | 0 | 0.024384 | 0.032048
1996 | 122.0417 | 0 | 0 | 0 | 0 | 0 | 0 | 0.036576 | 0.052078
1996 | 122.0521 | 0 | 0 | 0 | 0 | 0 | 0 | 0.044704 | 0.028042
1996 | 122.0625 | 0 | 0 | 0 | 0 | 0 | 0 | 0.036576 | 0.028042
1996 | 122.0729 | 0 | 0 | 0 | 0 | 0 | 0 | 0.024384 | 0.048072
1996 | 122.0833 | 0 | 0 | 0 | 0 | 0 | 0 | 0.044704 | 0.036054
1996 | 122.0938 | 0 | 0 | 0 | 0 | 0 | 0 | 0.028448 | 0.032048
1996 | 122.1042 | 0 | 0 | 0 | 0 | 0 | 0 | 0.036576 | 0.02003
1996 | 122.1146 | 0 | 0 | 0 | 0 | 0 | 0 | 0.032512 | 0.036054
1996 | 122.125 | 0 | 0 | 0 | 0 | 0 | 0 | 0.024384 | 0.032048
1996 | 122.1354 | 0 | 0 | 0 | 0 | 0 | 0 | 0.036576 | 0.032048
1996 | 122.1458 | 0 | 0 | 0 | 0 | 0 | 0 | 0.024384 | 0.024036
1996 | 122.1563 | 0 | 0 | 0 | 0 | 0 | 0 | 0.028448 | 0.028042
1996 | 122.1667 | 0 | 0 | 0 | 0 | 0 | 0 | 0.024384 | 0.036054
1996 | 122.1771 | 0 | 0 | 0 | 0 | 0 | 0 | 0.032512 | 0.02003
1996 | 122.1875 | 0 | 0 | 0 | 0 | 0 | 0 | 0.02032 | 0.024036
1996 | 122.1979 | 0 | 0 | 0 | 0 | 0 | 0 | 0.016256 | 0.024036
1996 | 122.2083 | 0 | 0 | 0 | 0 | 0 | 0 | 0.012192 | 0.024036
1996 | 122.2188 | 0 | 0 | 0 | 0 | 0 | 0 | 0.028448 | 0.02003
1996 | 122.2292 | 0 | 0 | 0 | 0 | 0 | 0 | 0.016256 | 0.016024
1996 | 122.2396 | 0 | 0 | 0 | 0 | 0 | 0 | 0.008128 | 0.024036
1996 | 122.25 | 0 | 0 | 0 | 0 | 0 | 0 | 0.016256 | 0.016024
1996 | 122.2604 | 0 | 0 | 0 | 0 | 0 | 0 | 0.008128 | 0.008012
1996 | 122.2708 | 0 | 0 | 0 | 0 | 0 | 0 | 0.008128 | 0.016024
1996 | 122.2813 | 0 | 0 | 0 | 0 | 0 | 0 | 0.02032 | 0.016024
1996 | 122.2917 | 0 | 0 | 0 | 0 | 0 | 0 | 0.02032 | 0.016024
1996 | 122.3021 | 0 | 0 | 0 | 0 | 0 | 0 | 0.028448 | 0.028042
1996 | 122.3125 | 0 | 0 | 0 | 0 | 0 | 0 | 0.036576 | 0.032048
1996 | 122.3229 | 0 | 0 | 0 | 0 | 0 | 0 | 0.04064 | 0.04006
1996 | 122.3333 | 0 | 0 | 0 | 0 | 0 | 0 | 0.052832 | 0.052078
1996 | 122.3438 | 0 | 0 | 0 | 0 | 0 | 0 | 0.077216 | 0.064096
1996 | 122.3542 | 0 | 0 | 0 | 0 | 0 | 0 | 0.077216 | 0.064096
1996 | 122.3646 | 0 | 0 | 0 | 0 | 0 | 0 | 0.10566 | 0.092138
1996 | 122.375 | 0 | 0 | 0 | 0 | 0 | 0 | 0.08128 | 0.092138
1996 | 122.3854 | 0 | 0 | 0 | 0 | 0 | 0 | 0.10566 | 0.10816
1996 | 122.3958 | 0 | 0 | 0 | 0 | 0 | 0 | 0.093472 | 0.096144
1996 | 122.4063 | 0 | 0 | 0 | 0 | 0 | 0 | 0.11786 | 0.11617
1996 | 122.4167 | 0 | 0 | 0 | 0 | 0 | 0 | 0.13411 | 0.12018
1996 | 122.4271 | 0 | 0 | 0 | 0 | 0 | 0 | 0.14224 | 0.12819
1996 | 122.4375 | 0 | 0 | 0 | 0 | 0 | 0 | 0.1463 | 0.14422
1996 | 122.4479 | 0 | 0 | 0 | 0 | 0 | 0 | 0.1585 | 0.14822
1996 | 122.4583 | 0 | 0 | 0 | 0 | 0 | 0 | 0.16662 | 0.15223
1996 | 122.4688 | 0 | 0 | 0 | 0 | 0 | 0 | 0.1585 | 0.17226
1996 | 122.4792 | 0 | 0 | 0 | 0 | 0 | 0 | 0.17882 | 0.17226
1996 | 122.4896 | 0 | 0 | 0 | 0 | 0 | 0 | 0.18694 | 0.18027
1996 | 122.5 | 0 | 0 | 0 | 0 | 0 | 0 | 0.18694 | 0.18428
1996 | 122.5104 | 0 | 0 | 0 | 0 | 0 | 0 | 0.17882 | 0.18428
1996 | 122.5208 | 0 | 0 | 0 | 0 | 0 | 0 | 0.19101 | 0.18027
1996 | 122.5313 | 0 | 0 | 0 | 0 | 0.6665 | 0.064096 | 0.089408 | 0.088132
1996 | 122.5417 | 0 | 0 | 0 | 0 | 10.1437 | 8.3565 | 0 | 5.6843e-14
1996 | 122.5521 | 0 | 0 | 0 | 0 | 11.2573 | 11.9299 | 0 | -2.8422e-14
1996 | 122.5625 | 0 | 0 | 0 | 0 | 3.6901 | 3.1487 | 0.1016 | 0.096144
1996 | 122.5729 | 0 | 0 | 0 | 0 | 0 | 0 | 0.19101 | 0.18027
1996 | 122.5833 | 0 | 0 | 0 | 0 | 0 | 0 | 0.2032 | 0.19229
1996 | 122.5938 | 0 | 0 | 0 | 0 | 0 | 0 | 0.17069 | 0.18428
1996 | 122.6042 | 0 | 0 | 0 | 0 | 0 | 0 | 0.19507 | 0.18027
1996 | 122.6146 | 0 | 0 | 0 | 0 | 0 | 0 | 0.17882 | 0.18428
1996 | 122.625 | 0 | 0 | 0 | 0 | 0 | 0 | 0.18288 | 0.18027
1996 | 122.6354 | 0 | 0 | 0 | 0 | 0 | 0 | 0.1463 | 0.17626
1996 | 122.6458 | 0 | 0 | 0 | 0 | 0 | 0 | 0.17475 | 0.17626
1996 | 122.6563 | 0 | 0 | 0 | 0 | 0 | 0 | 0.14224 | 0.14422
1996 | 122.6667 | 0 | 0 | 0 | 0 | 0 | 0 | 0.15037 | 0.18428
1996 | 122.6771 | 0 | 0 | 0 | 0 | 0 | 0 | 0.1585 | 0.15623
1996 | 122.6875 | 0 | 0 | 0 | 0 | 0 | 0 | 0.14224 | 0.14822
1996 | 122.6979 | 0 | 0 | 0 | 0 | 0 | 0 | 0.13005 | 0.15623
1996 | 122.7083 | 0 | 0 | 0 | 0 | 0 | 0 | 0.11379 | 0.14422
1996 | 122.7188 | 0 | 0 | 0 | 0 | 0 | 0 | 0.13005 | 0.12419
1996 | 122.7292 | 0 | 0 | 0 | 0 | 0 | 0 | 0.10973 | 0.1322
1996 | 122.7396 | 0 | 0 | 0 | 0 | 0 | 0 | 0.10973 | 0.12018
1996 | 122.75 | 0 | 0 | 0 | 0 | 0 | 0 | 0.077216 | 0.10816
1996 | 122.7604 | 0 | 0 | 0 | 0 | 0 | 0 | 0.089408 | 0.10015
1996 | 122.7708 | 0 | 0 | 0 | 0 | 0 | 0 | 0.08128 | 0.096144
1996 | 122.7813 | 0 | 0 | 0 | 0 | 0 | 0 | 0.08128 | 0.088132
1996 | 122.7917 | 0 | 0 | 0 | 0 | 0 | 0 | 0.077216 | 0.08012
1996 | 122.8021 | 0 | 0 | 0 | 0 | 0 | 0 | 0.052832 | 0.072108
1996 | 122.8125 | 0 | 0 | 0 | 0 | 0 | 0 | 0.048768 | 0.056084
1996 | 122.8229 | 0 | 0 | 0 | 0 | 0 | 0 | 0.044704 | 0.044066
1996 | 122.8333 | 0 | 0 | 0 | 0 | 0 | 0 | 0.032512 | 0.04006
1996 | 122.8438 | 0 | 0 | 0 | 0 | 0 | 0 | 0.036576 | 0.04006
1996 | 122.8542 | 0 | 0 | 0 | 0 | 0 | 0 | 0.02032 | 0.02003
1996 | 122.8646 | 0 | 0 | 0 | 0 | 0 | 0 | 0.016256 | 0.02003
1996 | 122.875 | 0 | 0 | 0 | 0 | 0 | 0 | 0.036576 | 0.032048
1996 | 122.8854 | 0 | 0 | 0 | 0 | 0 | 0 | 0.04064 | 0.036054
1996 | 122.8958 | 0 | 0 | 0 | 0 | 0 | 0 | 0.044704 | 0.044066
1996 | 122.9063 | 0 | 0 | 0 | 0 | 0 | 0 | 0.04064 | 0.04006
1996 | 122.9167 | 0 | 0 | 0 | 0 | 0 | 0 | 0.036576 | 0.032048
1996 | 122.9271 | 0 | 0 | 0 | 0 | 0 | 0 | 0.032512 | 0.032048
1996 | 122.9375 | 0 | 0 | 0 | 0 | 0 | 0 | 0.044704 | 0.04006
1996 | 122.9479 | 0 | 0 | 0 | 0 | 0 | 0 | 0.06096 | 0.056084
1996 | 122.9583 | 0 | 0 | 0 | 0 | 0 | 0 | 0.04064 | 0.04006
1996 | 122.9688 | 0 | 0 | 0 | 0 | 0 | 0 | 0.032512 | 0.036054
1996 | 122.9792 | 0 | 0 | 0 | 0 | 0 | 0 | 0.052832 | 0.028042
1996 | 122.9896 | 0 | 0 | 0 | 0 | 0 | 0 | 0.052832 | 0.048072
1996 | 123 | 0 | 0 | 0 | 0 | 0 | 0 | 0.036576 | 0.04006
1996 | 123.0104 | 0 | 0 | 0 | 0 | 0 | 0 | 0.04064 | 0.04006
1996 | 123.0208 | 0 | 0 | 0 | 0 | 0 | 0 | 0.024384 | 0.016024
1996 | 123.0313 | 0 | 0 | 0 | 0 | 0 | 0 | 0.032512 | 0.032048
1996 | 123.0417 | 0 | 0 | 0 | 0 | 0 | 0 | 0.028448 | 0.036054
1996 | 123.0521 | 0 | 0 | 0 | 0 | 0 | 0 | 0.036576 | 0.028042
1996 | 123.0625 | 0 | 0 | 0 | 0 | 0 | 0 | 0.024384 | 0.024036
1996 | 123.0729 | 0 | 0 | 0 | 0 | 0 | 0 | 0.036576 | 0.028042
1996 | 123.0833 | 0 | 0 | 0 | 0 | 0 | 0 | 0.016256 | 0.024036
1996 | 123.0938 | 0 | 0 | 0 | 0 | 0 | 0 | 0.016256 | 0.012018
1996 | 123.1042 | 0 | 0 | 0 | 0 | 0 | 0 | 0.02032 | 0.028042
1996 | 123.1146 | 0 | 0 | 0 | 0 | 0 | 0 | 0.016256 | 0.016024
1996 | 123.125 | 0 | 0 | 0 | 0 | 0 | 0 | 0.024384 | 0.02003
1996 | 123.1354 | 0 | 0 | 0 | 0 | 0 | 0 | 0.012192 | 0.016024
1996 | 123.1458 | 0 | 0 | 0 | 0 | 0 | 0 | 0.016256 | 0.02003
1996 | 123.1563 | 0 | 0 | 0 | 0 | 0 | 0 | 0.016256 | 0.016024
1996 | 123.1667 | 0 | 0 | 0 | 0 | 0 | 0 | 0.012192 | 0.016024
1996 | 123.1771 | 0 | 0 | 0 | 0 | 0 | 0 | 0.012192 | 0.012018
1996 | 123.1875 | 0 | 0 | 0 | 0 | 0 | 0 | 0.02032 | 0.016024
1996 | 123.1979 | 0 | 0 | 0 | 0 | 0 | 0 | 0.004064 | 0.02003
1996 | 123.2083 | 0 | 0 | 0 | 0 | 0 | 0 | 0.008128 | 0.008012
1996 | 123.2188 | 0 | 0 | 0 | 0 | 0 | 0 | 0.012192 | 0.012018
1996 | 123.2292 | 0 | 0 | 0 | 0 | 0 | 0 | 0 | 0.008012
1996 | 123.2396 | 0 | 0 | 0 | 0 | 0 | 0 | 0.008128 | 0.008012
1996 | 123.25 | 0 | 0 | 0 | 0 | 0 | 0 | 0 | 0.008012
1996 | 123.2604 | 0 | 0 | 0 | 0 | 0 | 0 | 0.004064 | -0.008012
1996 | 123.2708 | 0 | 0 | 0 | 0 | 0 | 0 | 0.004064 | 0.016024
1996 | 123.2813 | 0 | 0 | 0 | 0 | 0 | 0 | 0.02032 | 0.016024
1996 | 123.2917 | 0 | 0 | 0 | 0 | 0 | 0 | 0.016256 | 0.016024
1996 | 123.3021 | 0 | 0 | 0 | 0 | 0 | 0 | 0.028448 | 0.036054
1996 | 123.3125 | 0 | 0 | 0 | 0 | 0 | 0 | 0.044704 | 0.044066
1996 | 123.3229 | 0 | 0 | 0 | 0 | 0 | 0 | 0.056896 | 0.068102
1996 | 123.3333 | 0 | 0 | 0 | 0 | 0 | 0 | 0.08128 | 0.076114
1996 | 123.3438 | 0 | 0 | 0 | 0 | 0 | 0 | 0.089408 | 0.092138
1996 | 123.3542 | 0 | 0 | 0 | 0 | 0 | 0 | 0.10566 | 0.10816
1996 | 123.3646 | 0 | 0 | 0 | 0 | 0 | 0 | 0.13818 | 0.12018
1996 | 123.375 | 0 | 0 | 0 | 0 | 0 | 0 | 0.14224 | 0.14021
1996 | 123.3854 | 0 | 0 | 0 | 0 | 0 | 0 | 0.1463 | 0.15623
1996 | 123.3958 | 0 | 0 | 0 | 0 | 0 | 0 | 0.15443 | 0.16024
1996 | 123.4063 | 0 | 0 | 0 | 0 | 0 | 0 | 0.17069 | 0.17226
1996 | 123.4167 | 0 | 0 | 0 | 0 | 0 | 0 | 0.19101 | 0.16825
1996 | 123.4271 | 0 | 0 | 0 | 0 | 0 | 0 | 0.19914 | 0.18027
1996 | 123.4375 | 0 | 0 | 0 | 0 | 0 | 0 | 0.2032 | 0.17626
1996 | 123.4479 | 0 | 0 | 0 | 0 | 0 | 0 | 0.21133 | 0.18828
1996 | 123.4583 | 0 | 0 | 0 | 0 | 0 | 0 | 0.21946 | 0.2003
1996 | 123.4688 | 0 | 0 | 0 | 0 | 0 | 0 | 0.21946 | 0.19629
1996 | 123.4792 | 0 | 0 | 0 | 0 | 0 | 0 | 0.22352 | 0.20431
1996 | 123.4896 | 0 | 0 | 0 | 0 | 0 | 0 | 0.22352 | 0.21232
1996 | 123.5 | 0 | 0 | 0 | 0 | 0 | 0 | 0.22352 | 0.21232
1996 | 123.5104 | 0 | 0 | 0 | 0 | 0 | 0 | 0.23571 | 0.22434
1996 | 123.5208 | 0 | 0 | 0 | 0 | 0 | 0 | 0.23571 | 0.22434
1996 | 123.5313 | 0 | 0 | 0 | 0 | 0 | 0 | 0.22758 | 0.20831
1996 | 123.5417 | 0 | 0 | 0 | 0 | 0 | 0 | 0.22758 | 0.22434
1996 | 123.5521 | 0 | 0 | 0 | 0 | 0 | 0 | 0.20726 | 0.21232
1996 | 123.5625 | 0 | 0 | 0 | 0 | 0 | 0 | 0.20726 | 0.21232
1996 | 123.5729 | 0 | 0 | 0 | 0 | 0 | 0 | 0.21946 | 0.21632
1996 | 123.5833 | 0 | 0 | 0 | 0 | 0 | 0 | 0.21946 | 0.22033
1996 | 123.5938 | 0 | 0 | 0 | 0 | 0 | 0 | 0.22352 | 0.22434
1996 | 123.6042 | 0 | 0 | 0 | 0 | 0 | 0 | 0.18694 | 0.22834
1996 | 123.6146 | 0 | 0 | 0 | 0 | 0 | 0 | 0.21539 | 0.20431
1996 | 123.625 | 0 | 0 | 0 | 0 | 0 | 0 | 0.2032 | 0.2003
1996 | 123.6354 | 0 | 0 | 0 | 0 | 0 | 0 | 0.17475 | 0.17626
1996 | 123.6458 | 0 | 0 | 0 | 0 | 0 | 0 | 0.1585 | 0.18428
1996 | 123.6563 | 0 | 0 | 0 | 0 | 0 | 0 | 0.21133 | 0.18027
1996 | 123.6667 | 0 | 0 | 0 | 0 | 0 | 0 | 0.2032 | 0.19629
1996 | 123.6771 | 0 | 0 | 0 | 0 | 0 | 0 | 0.15443 | 0.16024
1996 | 123.6875 | 0 | 0 | 0 | 0 | 0 | 0 | 0.17475 | 0.18828
1996 | 123.6979 | 0 | 0 | 0 | 0 | 0 | 0 | 0.13411 | 0.14021
1996 | 123.7083 | 0 | 0 | 0 | 0 | 0 | 0 | 0.13818 | 0.15223
1996 | 123.7188 | 0 | 0 | 0 | 0 | 0 | 0 | 0.16256 | 0.16024
1996 | 123.7292 | 0 | 0 | 0 | 0 | 0 | 0 | 0.085344 | 0.10015
1996 | 123.7396 | 0 | 0 | 0 | 0 | 0 | 0 | 0.085344 | 0.12419
1996 | 123.75 | 0 | 0 | 0 | 0 | 0 | 0 | 0.17069 | 0.14021
1996 | 123.7604 | 0 | 0 | 0 | 0 | 0 | 0 | 0.10973 | 0.12819
1996 | 123.7708 | 0 | 0 | 0 | 0 | 0 | 0 | 0.11786 | 0.12419
1996 | 123.7813 | 0 | 0 | 0 | 0 | 0 | 0 | 0.10566 | 0.088132
1996 | 123.7917 | 0 | 0 | 0 | 0 | 0 | 0 | 0.089408 | 0.11217
1996 | 123.8021 | 0 | 0 | 0 | 0 | 0 | 0 | 0.085344 | 0.076114
1996 | 123.8125 | 0 | 0 | 0 | 0 | 0 | 0 | 0.097536 | 0.08012
1996 | 123.8229 | 0 | 0 | 0 | 0 | 0 | 0 | 0.048768 | 0.048072
1996 | 123.8333 | 0 | 0 | 0 | 0 | 0 | 0 | 0.04064 | 0.048072
1996 | 123.8438 | 0 | 0 | 0 | 0 | 0 | 0 | 0.052832 | 0.044066
1996 | 123.8542 | 0 | 0 | 0 | 0 | 0 | 0 | 0.048768 | 0.052078
1996 | 123.8646 | 0 | 0 | 0 | 0 | 0 | 0 | 0.044704 | 0.036054
1996 | 123.875 | 0 | 0 | 0 | 0 | 0 | 0 | 0.036576 | 0.036054
1996 | 123.8854 | 0 | 0 | 0 | 0 | 0 | 0 | 0.016256 | 0.036054
1996 | 123.8958 | 0 | 0 | 0 | 0 | 0 | 0 | 0.048768 | 0.032048
1996 | 123.9063 | 0 | 0 | 0 | 0 | 0 | 0 | 0.02032 | 0.032048
1996 | 123.9167 | 0 | 0 | 0 | 0 | 0 | 0 | 0.036576 | 0.032048
1996 | 123.9271 | 0 | 0 | 0 | 0 | 0 | 0 | 0.024384 | 0.024036
1996 | 123.9375 | 0 | 0 | 0 | 0 | 0 | 0 | 0.028448 | 0.032048
1996 | 123.9479 | 0 | 0 | 0 | 0 | 0 | 0 | 0.016256 | 0.02003
1996 | 123.9583 | 0 | 0 | 0 | 0 | 0 | 0 | 0.036576 | 0.032048
1996 | 123.9688 | 0 | 0 | 0 | 0 | 0 | 0 | 0.032512 | 0.024036
1996 | 123.9792 | 0 | 0 | 0 | 0 | 0 | 0 | 0.004064 | 0.012018
1996 | 123.9896 | 0 | 0 | 0 | 0 | 0 | 0 | 0.04064 | 0.032048
1996 | 124 | 0 | 0 | 0 | 0 | 0 | 0 | 0.04064 | 0.04006
1996 | 124.0104 | 0 | 0 | 0 | 0 | 0 | 0 | 0.028448 | 0.032048
1996 | 124.0208 | 0 | 0 | 0 | 0 | 0 | 0 | 0.032512 | 0.028042
1996 | 124.0313 | 0 | 0 | 0 | 0 | 0 | 0 | 0.012192 | 0.02003
1996 | 124.0417 | 0 | 0 | 0 | 0 | 0 | 0 | 0.012192 | 0.02003
1996 | 124.0521 | 0 | 0 | 0 | 0 | 0 | 0 | 0.012192 | 0.012018
1996 | 124.0625 | 0 | 0 | 0 | 0 | 0 | 0 | 0.02032 | 0.024036
1996 | 124.0729 | 0 | 0 | 0 | 0 | 0 | 0 | 0.004064 | 0.012018
1996 | 124.0833 | 0 | 0 | 0 | 0 | 0 | 0 | 0.004064 | 0.008012
1996 | 124.0938 | 0 | 0 | 0 | 0 | 0 | 0 | 0.004064 | 0.008012
1996 | 124.1042 | 0 | 0 | 0 | 0 | 0 | 0 | -0.004064 | 0.008012
1996 | 124.1146 | 0 | 0 | 0 | 0 | 0 | 0 | 0.008128 | 0.008012
1996 | 124.125 | 0 | 0 | 0 | 0 | 0 | 0 | 0 | 0.008012
1996 | 124.1354 | 0 | 0 | 0 | 0 | 0 | 0 | -0.004064 | 0
1996 | 124.1458 | 0 | 0 | 0 | 0 | 0 | 0 | 0.008128 | 0
1996 | 124.1563 | 0 | 0 | 0 | 0 | 0 | 0 | -0.008128 | 0
1996 | 124.1667 | 0 | 0 | 0 | 0 | 0 | 0 | 0.012192 | 0
1996 | 124.1771 | 0 | 0 | 0 | 0 | 0 | 0 | -0.012192 | 0.008012
1996 | 124.1875 | 0 | 0 | 0 | 0 | 0 | 0 | 0.004064 | 0
1996 | 124.1979 | 0 | 0 | 0 | 0 | 0 | 0 | 0.008128 | 0.008012
1996 | 124.2083 | 0 | 0 | 0 | 0 | 0 | 0 | -0.008128 | 0
1996 | 124.2188 | 0 | 0 | 0 | 0 | 0 | 0 | 0.004064 | 0.004006
1996 | 124.2292 | 0 | 0 | 0 | 0 | 0 | 0 | 0.004064 | 0.004006
1996 | 124.2396 | 0 | 0 | 0 | 0 | 0 | 0 | 0 | -0.004006
1996 | 124.25 | 0 | 0 | 0 | 0 | 0 | 0 | -0.004064 | 0.004006
1996 | 124.2604 | 0 | 0 | 0 | 0 | 0 | 0 | 0.02032 | 0.012018
1996 | 124.2708 | 0 | 0 | 0 | 0 | 0 | 0 | 0.008128 | 0.008012
1996 | 124.2813 | 0 | 0 | 0 | 0 | 0 | 0 | 0.024384 | 0.02003
1996 | 124.2917 | 0 | 0 | 0 | 0 | 0 | 0 | 0.04064 | 0.032048
1996 | 124.3021 | 0 | 0 | 0 | 0 | 0 | 0 | 0.069088 | 0.048072
1996 | 124.3125 | 0 | 0 | 0 | 0 | 0 | 0 | 0.056896 | 0.076114
1996 | 124.3229 | 0 | 0 | 0 | 0 | 0 | 0 | 0.085344 | 0.08012
1996 | 124.3333 | 0 | 0 | 0 | 0 | 0 | 0 | 0.097536 | 0.10015
1996 | 124.3438 | 0 | 0 | 0 | 0 | 0 | 0 | 0.11379 | 0.12018
1996 | 124.3542 | 0 | 0 | 0 | 0 | 0 | 0 | 0.16256 | 0.14822
1996 | 124.3646 | 0 | 0 | 0 | 0 | 0 | 0 | 0.17882 | 0.16024
1996 | 124.375 | 0 | 0 | 0 | 0 | 0 | 0 | 0.17882 | 0.17226
1996 | 124.3854 | 0 | 0 | 0 | 0 | 0 | 0 | 0.19507 | 0.18428
1996 | 124.3958 | 0 | 0 | 0 | 0 | 0 | 0 | 0.21133 | 0.20831
1996 | 124.4063 | 0 | 0 | 0 | 0 | 0.36576 | 0.88933 | 0.085344 | 0.064096
1996 | 124.4167 | 0 | 0 | 0 | 0 | 10.7046 | 10.6319 | 0 | -5.6843e-14
1996 | 124.4271 | 0 | 0 | 0 | 0 | 5.7384 | 3.5012 | 0.06096 | 0.096144
1996 | 124.4375 | 0 | 0 | 0 | 0 | 0 | 0 | 0.23978 | 0.23235
1996 | 124.4479 | 0 | 0 | 0 | 0 | 0 | 0 | 0.23571 | 0.23235
1996 | 124.4583 | 0 | 0 | 0 | 0 | 0 | 0 | 0.22758 | 0.22033
1996 | 124.4688 | 0 | 0 | 0 | 0 | 0 | 0 | 0.23165 | 0.23635
1996 | 124.4792 | 0 | 0 | 0 | 0 | 0 | 0 | 0.23571 | 0.23235
1996 | 124.4896 | 0 | 0 | 0 | 0 | 0 | 0 | 0.21946 | 0.24036
1996 | 124.5 | 0 | 0 | 0 | 0 | 0 | 0 | 0.25197 | 0.25638
1996 | 124.5104 | 0 | 0 | 0 | 0 | 0 | 0 | 0.27635 | 0.27641
1996 | 124.5208 | 0 | 0 | 0 | 0 | 0 | 0 | 0.28448 | 0.29644
1996 | 124.5313 | 0 | 0 | 0 | 0 | 0 | 0 | 0.26822 | 0.28042
1996 | 124.5417 | 0 | 0 | 0 | 0 | 0 | 0 | 0.30074 | 0.32849
1996 | 124.5521 | 0 | 0 | 0 | 0 | 0 | 0 | 0.29667 | 0.32449
1996 | 124.5625 | 0 | 0 | 0 | 0 | 0 | 0 | 0.3048 | 0.32849
1996 | 124.5729 | 0 | 0 | 0 | 0 | 0 | 0 | 0.32106 | 0.32849
1996 | 124.5833 | 0 | 0 | 0 | 0 | 0 | 0 | 0.30886 | 0.30846
1996 | 124.5938 | 0 | 0 | 0 | 0 | 0 | 0 | 0.3048 | 0.30846
1996 | 124.6042 | 0 | 0 | 0 | 0 | 0 | 0 | 0.27229 | 0.29644
1996 | 124.6146 | 0 | 0 | 0 | 0 | 0 | 0 | 0.31699 | 0.32849
1996 | 124.625 | 0 | 0 | 0 | 0 | 0 | 0 | 0.30074 | 0.30846
1996 | 124.6354 | 0 | 0 | 0 | 0 | 0 | 0 | 0.29261 | 0.32048
1996 | 124.6458 | 0 | 0 | 0 | 0 | 0 | 0 | 0.31699 | 0.31247
1996 | 124.6563 | 0 | 0 | 0 | 0 | 0 | 0 | 0.28854 | 0.27641
1996 | 124.6667 | 0 | 0 | 0 | 0 | 0 | 0 | 0.2601 | 0.28843
1996 | 124.6771 | 0 | 0 | 0 | 0 | 0 | 0 | 0.27229 | 0.27641
1996 | 124.6875 | 0 | 0 | 0 | 0 | 0 | 0 | 0.22758 | 0.23235
1996 | 124.6979 | 0 | 0 | 0 | 0 | 0 | 0 | 0.25197 | 0.24437
1996 | 124.7083 | 0 | 0 | 0 | 0 | 0 | 0 | 0.20726 | 0.21632
1996 | 124.7188 | 0 | 0 | 0 | 0 | 0 | 0 | 0.23165 | 0.20831
1996 | 124.7292 | 0 | 0 | 0 | 0 | 0 | 0 | 0.18288 | 0.21232
1996 | 124.7396 | 0 | 0 | 0 | 0 | 0 | 0 | 0.19101 | 0.18828
1996 | 124.75 | 0 | 0 | 0 | 0 | 0 | 0 | 0.17882 | 0.18828
1996 | 124.7604 | 0 | 0 | 0 | 0 | 0 | 0 | 0.1585 | 0.16425
1996 | 124.7708 | 0 | 0 | 0 | 0 | 0 | 0 | 0.12192 | 0.12419
1996 | 124.7813 | 0 | 0 | 0 | 0 | 0 | 0 | 0.097536 | 0.10816
1996 | 124.7917 | 0 | 0 | 0 | 0 | 0 | 0 | 0.073152 | 0.08012
1996 | 124.8021 | 0 | 0 | 0 | 0 | 0 | 0 | 0.06096 | 0.056084
1996 | 124.8125 | 0 | 0 | 0 | 0 | 0 | 0 | 0.04064 | 0.052078
1996 | 124.8229 | 0 | 0 | 0 | 0 | 0 | 0 | 0.04064 | 0.04006
1996 | 124.8333 | 0 | 0 | 0 | 0 | 0 | 0 | 0.028448 | 0.036054
1996 | 124.8438 | 0 | 0 | 0 | 0 | 0 | 0 | 0.02032 | 0.024036
1996 | 124.8542 | 0 | 0 | 0 | 0 | 0 | 0 | 0.012192 | 0.016024
1996 | 124.8646 | 0 | 0 | 0 | 0 | 0 | 0 | 0.012192 | 0.02003
1996 | 124.875 | 0 | 0 | 0 | 0 | 0 | 0 | 0.016256 | 0.02003
1996 | 124.8854 | 0 | 0 | 0 | 0 | 0 | 0 | 0.02032 | 0.02003
1996 | 124.8958 | 0 | 0 | 0 | 0 | 0 | 0 | 0.02032 | 0.016024
1996 | 124.9063 | 0 | 0 | 0 | 0 | 0 | 0 | 0.016256 | 0.024036
1996 | 124.9167 | 0 | 0 | 0 | 0 | 0 | 0 | 0.02032 | 0.024036
1996 | 124.9271 | 0 | 0 | 0 | 0 | 0 | 0 | 0.02032 | 0.02003
1996 | 124.9375 | 0 | 0 | 0 | 0 | 0 | 0 | 0.032512 | 0.032048
1996 | 124.9479 | 0 | 0 | 0 | 0 | 0 | 0 | 0.036576 | 0.024036
1996 | 124.9583 | 0 | 0 | 0 | 0 | 0 | 0 | 0.032512 | 0.032048
1996 | 124.9688 | 0 | 0 | 0 | 0 | 0 | 0 | 0.028448 | 0.024036
1996 | 124.9792 | 0 | 0 | 0 | 0 | 0 | 0 | 0.028448 | 0.024036
1996 | 124.9896 | 0 | 0 | 0 | 0 | 0 | 0 | 0.02032 | 0.028042
1996 | 125 | 0 | 0 | 0 | 0 | 0 | 0 | 0.024384 | 0.02003
1996 | 125.0104 | 0 | 0 | 0 | 0 | 0 | 0 | 0.028448 | 0.024036
1996 | 125.0208 | 0 | 0 | 0 | 0 | 0 | 0 | 0.04064 | 0.032048
1996 | 125.0313 | 0 | 0 | 0 | 0 | 0 | 0 | 0.04064 | 0.048072
1996 | 125.0417 | 0 | 0 | 0 | 0 | 0 | 0 | 0.052832 | 0.048072
1996 | 125.0521 | 0 | 0 | 0 | 0 | 0 | 0 | 0.028448 | 0.044066
1996 | 125.0625 | 0 | 0 | 0 | 0 | 0 | 0 | 0.02032 | 0.024036
1996 | 125.0729 | 0 | 0 | 0 | 0 | 0 | 0 | 0.016256 | 0.008012
1996 | 125.0833 | 0 | 0 | 0 | 0 | 0 | 0 | 0.004064 | 0.008012
1996 | 125.0938 | 0 | 0 | 0 | 0 | 0 | 0 | 0.008128 | 0
1996 | 125.1042 | 0 | 0 | 0 | 0 | 0 | 0 | 0.004064 | 0.004006
1996 | 125.1146 | 0 | 0 | 0 | 0 | 0 | 0 | 0 | 0
1996 | 125.125 | 0 | 0 | 0 | 0 | 0 | 0 | -0.004064 | -0.008012
1996 | 125.1354 | 0 | 0 | 0 | 0 | 0 | 0 | -0.004064 | -0.008012
1996 | 125.1458 | 0 | 0 | 0 | 0 | 0 | 0 | 0 | -0.004006
1996 | 125.1563 | 0 | 0 | 0 | 0 | 0 | 0 | -0.012192 | -0.008012
1996 | 125.1667 | 0 | 0 | 0 | 0 | 0 | 0 | -0.004064 | -0.012018
1996 | 125.1771 | 0 | 0 | 0 | 0 | 0 | 0 | -0.008128 | -0.008012
1996 | 125.1875 | 0 | 0 | 0 | 0 | 0 | 0 | -0.016256 | -0.008012
1996 | 125.1979 | 0 | 0 | 0 | 0 | 0 | 0 | -0.008128 | -0.008012
1996 | 125.2083 | 0 | 0 | 0 | 0 | 0 | 0 | -0.008128 | -0.012018
1996 | 125.2188 | 0 | 0 | 0 | 0 | 0 | 0 | -0.008128 | -0.012018
1996 | 125.2292 | 0 | 0 | 0 | 0 | 0 | 0 | -0.004064 | -0.012018
1996 | 125.2396 | 0 | 0 | 0 | 0 | 0 | 0 | -0.016256 | -0.012018
1996 | 125.25 | 0 | 0 | 0 | 0 | 0 | 0 | -0.008128 | -0.008012
1996 | 125.2604 | 0 | 0 | 0 | 0 | 0 | 0 | -0.012192 | -0.008012
1996 | 125.2708 | 0 | 0 | 0 | 0 | 0 | 0 | 0 | -0.008012
1996 | 125.2813 | 0 | 0 | 0 | 0 | 0 | 0 | -0.012192 | 0
1996 | 125.2917 | 0 | 0 | 0 | 0 | 0 | 0 | 0.008128 | 0.004006
1996 | 125.3021 | 0 | 0 | 0 | 0 | 0 | 0 | 0.016256 | 0.004006
1996 | 125.3125 | 0 | 0 | 0 | 0 | 0 | 0 | 0.012192 | 0.02003
1996 | 125.3229 | 0 | 0 | 0 | 0 | 0 | 0 | 0.032512 | 0.024036
1996 | 125.3333 | 0 | 0 | 0 | 0 | 0 | 0 | 0.044704 | 0.044066
1996 | 125.3438 | 0 | 0 | 0 | 0 | 0 | 0 | 0.044704 | 0.04006
1996 | 125.3542 | 0 | 0 | 0 | 0 | 0 | 0 | 0.052832 | 0.052078
1996 | 125.3646 | 0 | 0 | 0 | 0 | 0 | 0 | 0.069088 | 0.052078
1996 | 125.375 | 0 | 0 | 0 | 0 | 0 | 0 | 0.077216 | 0.08012
1996 | 125.3854 | 0 | 0 | 0 | 0 | 0 | 0 | 0.08128 | 0.076114
1996 | 125.3958 | 0 | 0 | 0 | 0 | 0 | 0 | 0.093472 | 0.084126
1996 | 125.4063 | 0 | 0 | 0 | 0 | 0 | 0 | 0.11379 | 0.11217
1996 | 125.4167 | 0 | 0 | 0 | 0 | 0 | 0 | 0.10973 | 0.10416
1996 | 125.4271 | 0 | 0 | 0 | 0 | 0 | 0 | 0.12598 | 0.12018
1996 | 125.4375 | 0 | 0 | 0 | 0 | 0 | 0 | 0.15037 | 0.12819
1996 | 125.4479 | 0 | 0 | 0 | 0 | 0 | 0 | 0.13411 | 0.1362
1996 | 125.4583 | 0 | 0 | 0 | 0 | 0 | 0 | 0.15037 | 0.14422
1996 | 125.4688 | 0 | 0 | 0 | 0 | 0 | 0 | 0.16256 | 0.15623
1996 | 125.4792 | 0 | 0 | 0 | 0 | 0 | 0 | 0.17882 | 0.16425
1996 | 125.4896 | 0 | 0 | 0 | 0 | 0 | 0 | 0.16662 | 0.16425
1996 | 125.5 | 0 | 0 | 0 | 0 | 0 | 0 | 0.19101 | 0.18428
1996 | 125.5104 | 0 | 0 | 0 | 0 | 0 | 0 | 0.17475 | 0.17626
1996 | 125.5208 | 0 | 0 | 0 | 0 | 0 | 0 | 0.18694 | 0.19229
1996 | 125.5313 | 0 | 0 | 0 | 0 | 0 | 0 | 0.18694 | 0.18428
1996 | 125.5417 | 0 | 0 | 0 | 0 | 0 | 0 | 0.19507 | 0.18828
1996 | 125.5521 | 0 | 0 | 0 | 0 | 0 | 0 | 0.2032 | 0.20431
1996 | 125.5625 | 0 | 0 | 0 | 0 | 0 | 0 | 0.19507 | 0.19629
1996 | 125.5729 | 0 | 0 | 0 | 0 | 0 | 0 | 0.20726 | 0.20431
1996 | 125.5833 | 0 | 0 | 0 | 0 | 0 | 0 | 0.19101 | 0.2003
1996 | 125.5938 | 0 | 0 | 0 | 0 | 0 | 0 | 0.17882 | 0.20831
1996 | 125.6042 | 0 | 0 | 0 | 0 | 0 | 0 | 0.22352 | 0.22834
1996 | 125.6146 | 0 | 0 | 0 | 0 | 0 | 0 | 0.21133 | 0.22434
1996 | 125.625 | 0 | 0 | 0 | 0 | 0 | 0 | 0.20726 | 0.20831
1996 | 125.6354 | 0 | 0 | 0 | 0 | 0 | 0 | 0.22758 | 0.24837
1996 | 125.6458 | 0 | 0 | 0 | 0 | 0 | 0 | 0.2479 | 0.26039
1996 | 125.6563 | 0 | 0 | 0 | 0 | 0 | 0 | 0.20726 | 0.23635
1996 | 125.6667 | 0 | 0 | 0 | 0 | 0 | 0 | 0.23571 | 0.24036
1996 | 125.6771 | 0 | 0 | 0 | 0 | 0 | 0 | 0.19507 | 0.21632
1996 | 125.6875 | 0 | 0 | 0 | 0 | 0 | 0 | 0.1585 | 0.17626
1996 | 125.6979 | 0 | 0 | 0 | 0 | 0 | 0 | 0.17475 | 0.19229
1996 | 125.7083 | 0 | 0 | 0 | 0 | 0 | 0 | 0.21133 | 0.21632
1996 | 125.7188 | 0 | 0 | 0 | 0 | 0 | 0 | 0.16662 | 0.18828
1996 | 125.7292 | 0 | 0 | 0 | 0 | 0 | 0 | 0.17069 | 0.18027
1996 | 125.7396 | 0 | 0 | 0 | 0 | 0 | 0 | 0.15037 | 0.16825
1996 | 125.75 | 0 | 0 | 0 | 0 | 0 | 0 | 0.11786 | 0.14822
1996 | 125.7604 | 0 | 0 | 0 | 0 | 0 | 0 | 0.13005 | 0.1322
1996 | 125.7708 | 0 | 0 | 0 | 0 | 0 | 0 | 0.12598 | 0.11617
1996 | 125.7813 | 0 | 0 | 0 | 0 | 0 | 0 | 0.097536 | 0.10416
1996 | 125.7917 | 0 | 0 | 0 | 0 | 0 | 0 | 0.089408 | 0.088132
1996 | 125.8021 | 0 | 0 | 0 | 0 | 0 | 0 | 0.036576 | 0.064096
1996 | 125.8125 | 0 | 0 | 0 | 0 | 0 | 0 | 0.048768 | 0.056084
1996 | 125.8229 | 0 | 0 | 0 | 0 | 0 | 0 | 0.04064 | 0.04006
1996 | 125.8333 | 0 | 0 | 0 | 0 | 0 | 0 | 0.02032 | 0.036054
1996 | 125.8438 | 0 | 0 | 0 | 0 | 0 | 0 | 0.012192 | 0.024036
1996 | 125.8542 | 0 | 0 | 0 | 0 | 0 | 0 | 0.016256 | 0.016024
1996 | 125.8646 | 0 | 0 | 0 | 0 | 0 | 0 | 0.008128 | 0.016024
1996 | 125.875 | 0 | 0 | 0 | 0 | 0 | 0 | 0.004064 | 0.008012
1996 | 125.8854 | 0 | 0 | 0 | 0 | 0 | 0 | 0.02032 | 0.008012
1996 | 125.8958 | 0 | 0 | 0 | 0 | 0 | 0 | 0.012192 | 0.016024
1996 | 125.9063 | 0 | 0 | 0 | 0 | 0 | 0 | 0.012192 | 0.012018
1996 | 125.9167 | 0 | 0 | 0 | 0 | 0 | 0 | 0.016256 | 0.008012
1996 | 125.9271 | 0 | 0 | 0 | 0 | 0 | 0 | -0.004064 | 0.008012
1996 | 125.9375 | 0 | 0 | 0 | 0 | 0 | 0 | 0.02032 | 0.016024
1996 | 125.9479 | 0 | 0 | 0 | 0 | 0 | 0 | 0 | 0.012018
1996 | 125.9583 | 0 | 0 | 0 | 0 | 0 | 0 | 0.02032 | 0.008012
1996 | 125.9688 | 0 | 0 | 0 | 0 | 0 | 0 | 5.6843e-14 | 0.008012
1996 | 125.9792 | 0 | 0 | 0 | 0 | 0 | 0 | 0.012192 | 0.016024
1996 | 125.9896 | 0 | 0 | 0 | 0 | 0 | 0 | 0 | 0.008012
1996 | 126 | 0 | 0 | 0 | 0 | 0 | 0 | 0.004064 | 0.008012
1996 | 126.0104 | 0 | 0 | 0 | 0 | 0 | 0 | 0.004064 | 0.008012
1996 | 126.0208 | 0 | 0 | 0 | 0 | 0 | 0 | 0.004064 | 0.004006
1996 | 126.0313 | 0 | 0 | 0 | 0 | 0 | 0 | -0.004064 | 0.004006
1996 | 126.0417 | 0 | 0 | 0 | 0 | 0 | 0 | 0.004064 | 0
1996 | 126.0521 | 0 | 0 | 0 | 0 | 0 | 0 | 0.008128 | 0.008012
1996 | 126.0625 | 0 | 0 | 0 | 0 | 0 | 0 | 0.008128 | 0.004006
1996 | 126.0729 | 0 | 0 | 0 | 0 | 0 | 0 | 0.008128 | 0.008012
1996 | 126.0833 | 0 | 0 | 0 | 0 | 0 | 0 | 0 | 0.012018
1996 | 126.0938 | 0 | 0 | 0 | 0 | 0 | 0 | 0.016256 | 0.008012
1996 | 126.1042 | 0 | 0 | 0 | 0 | 0 | 0 | -0.008128 | 0.008012
1996 | 126.1146 | 0 | 0 | 0 | 0 | 0 | 0 | 0.028448 | 0.016024
1996 | 126.125 | 0 | 0 | 0 | 0 | 0 | 0 | 0.024384 | 0.02003
1996 | 126.1354 | 0 | 0 | 0 | 0 | 0 | 0 | 0.004064 | 0.02003
1996 | 126.1458 | 0 | 0 | 0 | 0 | 0 | 0 | 0.028448 | 0.02003
1996 | 126.1563 | 0 | 0 | 0 | 0 | 0 | 0 | 0.012192 | 0.016024
1996 | 126.1667 | 0 | 0 | 0 | 0 | 0 | 0 | 0.024384 | 0.016024
1996 | 126.1771 | 0 | 0 | 0 | 0 | 0 | 0 | 0.004064 | 0.008012
1996 | 126.1875 | 0 | 0 | 0 | 0 | 0 | 0 | 0.012192 | 0.008012
1996 | 126.1979 | 0 | 0 | 0 | 0 | 0 | 0 | 0.016256 | 0.024036
1996 | 126.2083 | 0 | 0 | 0 | 0 | 0 | 0 | 0.069088 | 0.032048
1996 | 126.2188 | 0 | 0 | 0 | 0 | 0 | 0 | 0.048768 | 0.06009
1996 | 126.2292 | 0 | 0 | 0 | 0 | 0 | 0 | 0.016256 | 0.036054
1996 | 126.2396 | 0 | 0 | 0 | 0 | 0 | 0 | 0.016256 | 0.024036
1996 | 126.25 | 0 | 0 | 0 | 0 | 0 | 0 | 0.012192 | 0.008012
1996 | 126.2604 | 0 | 0 | 0 | 0 | 0 | 0 | -0.016256 | 0
1996 | 126.2708 | 0 | 0 | 0 | 0 | 0 | 0 | 0.012192 | 0.024036
1996 | 126.2813 | 0 | 0 | 0 | 0 | 0 | 0 | 0.016256 | 0.004006
1996 | 126.2917 | 0 | 0 | 0 | 0 | 0 | 0 | 0.036576 | 0.028042
1996 | 126.3021 | 0 | 0 | 0 | 0 | 0 | 0 | 0 | 0.012018
1996 | 126.3125 | 0 | 0 | 0 | 0 | 0 | 0 | 0.044704 | 0.016024
1996 | 126.3229 | 0 | 0 | 0 | 0 | 0 | 0 | 0.008128 | 0.024036
1996 | 126.3333 | 0 | 0 | 0 | 0 | 0 | 0 | 0.048768 | 0.044066
1996 | 126.3438 | 0 | 0 | 0 | 0 | 0 | 0 | 0.032512 | 0.024036
1996 | 126.3542 | 0 | 0 | 0 | 0 | 0 | 0 | 0.028448 | 0.02003
1996 | 126.3646 | 0 | 0 | 0 | 0 | 0 | 0 | -0.012192 | 0.04006
1996 | 126.375 | 0 | 0 | 0 | 0 | 0 | 0 | 0.08128 | 0.016024
1996 | 126.3854 | 0 | 0 | 0 | 0 | 0 | 0 | 0.016256 | 0.024036
1996 | 126.3958 | 0 | 0 | 0 | 0 | 0 | 0 | 0.052832 | 0.024036
1996 | 126.4063 | 0 | 0 | 0 | 0 | 0 | 0 | 0.008128 | 0.024036
1996 | 126.4167 | 0 | 0 | 0 | 0 | 0 | 0 | 0.036576 | 0.032048
1996 | 126.4271 | 0 | 0 | 0 | 0 | 0 | 0 | 0.073152 | 0.04006
1996 | 126.4375 | 0 | 0 | 0 | 0 | 0 | 0 | 0.048768 | 0.068102
1996 | 126.4479 | 0 | 0 | 0 | 0 | 0 | 0 | 0.085344 | 0.064096
1996 | 126.4583 | 0 | 0 | 0 | 0 | 0 | 0 | 0.13818 | 0.11217
1996 | 126.4688 | 0 | 0 | 0 | 0 | 0 | 0 | 0.11786 | 0.12819
1996 | 126.4792 | 0 | 0 | 0 | 0 | 0 | 0 | 0.1463 | 0.12419
1996 | 126.4896 | 0 | 0 | 0 | 0 | 0 | 0 | 0.097536 | 0.10416
1996 | 126.5 | 0 | 0 | 0 | 0 | 0 | 0 | 0.12192 | 0.12419
1996 | 126.5104 | 0 | 0 | 0 | 0 | 0 | 0 | 0.12192 | 0.088132
1996 | 126.5208 | 0 | 0 | 0 | 0 | 0 | 0 | 0.10566 | 0.08012
1996 | 126.5313 | 0 | 0 | 0 | 0 | 0 | 0 | 0.065024 | 0.076114
1996 | 126.5417 | 0 | 0 | 0 | 0 | 0 | 0 | 0.069088 | 0.068102
1996 | 126.5521 | 0 | 0 | 0 | 0 | 0 | 0 | 0.065024 | 0.06009
1996 | 126.5625 | 0 | 0 | 0 | 0 | 0 | 0 | 0.085344 | 0.076114
1996 | 126.5729 | 0 | 0 | 0 | 0 | 0 | 0 | 0.10566 | 0.088132
1996 | 126.5833 | 0 | 0 | 0 | 0 | 0 | 0 | 0.10973 | 0.10015
1996 | 126.5938 | 0 | 0 | 0 | 0 | 0 | 0 | 0.085344 | 0.11217
1996 | 126.6042 | 0 | 0 | 0 | 0 | 0 | 0 | 0.18694 | 0.14422
1996 | 126.6146 | 0 | 0 | 0 | 0 | 0 | 0 | 0.13818 | 0.14822
1996 | 126.625 | 0 | 0 | 0 | 0 | 0 | 0 | 0.13411 | 0.14422
1996 | 126.6354 | 0 | 0 | 0 | 0 | 0 | 0 | 0.18288 | 0.14021
1996 | 126.6458 | 0 | 0 | 0 | 0 | 0 | 0 | 0.13005 | 0.14021
1996 | 126.6563 | 0 | 0 | 0 | 0 | 0 | 0 | 0.13818 | 0.1362
1996 | 126.6667 | 0 | 0 | 0 | 0 | 0 | 0 | 0.12598 | 0.11617
1996 | 126.6771 | 0 | 0 | 0 | 0 | 0 | 0 | 0.12192 | 0.12018
1996 | 126.6875 | 0 | 0 | 0 | 0 | 0 | 0 | 0.1016 | 0.096144
1996 | 126.6979 | 0 | 0 | 0 | 0 | 0 | 0 | 0.10566 | 0.096144
1996 | 126.7083 | 0 | 0 | 0 | 0 | 0 | 0 | 0.08128 | 0.08012
1996 | 126.7188 | 0 | 0 | 0 | 0 | 0 | 0 | 0.056896 | 0.064096
1996 | 126.7292 | 0 | 0 | 0 | 0 | 0 | 0 | 0.052832 | 0.04006
1996 | 126.7396 | 0 | 0 | 0 | 0 | 0 | 0 | 0.036576 | 0.04006
1996 | 126.75 | 0 | 0 | 0 | 0 | 0 | 0 | 0.036576 | 0.036054
1996 | 126.7604 | 0 | 0 | 0 | 0 | 0 | 0 | 0.032512 | 0.04006
1996 | 126.7708 | 0 | 0 | 0 | 0 | 0 | 0 | 0.024384 | 0.028042
1996 | 126.7813 | 0 | 0 | 0 | 0 | 0 | 0 | 0.032512 | 0.024036
1996 | 126.7917 | 0 | 0 | 0 | 0 | 0 | 0 | 0.016256 | 0.02003
1996 | 126.8021 | 0 | 0 | 0 | 0 | 0 | 0 | 0.028448 | 0.028042
1996 | 126.8125 | 0 | 0 | 0 | 0 | 0 | 0 | 0 | 0.004006
1996 | 126.8229 | 0 | 0 | 0 | 0 | 0 | 0 | 0.012192 | 0.008012
1996 | 126.8333 | 0 | 0 | 0 | 0 | 0 | 0 | 0.004064 | 0.004006
1996 | 126.8438 | 0 | 0 | 0 | 0 | 0 | 0 | 0.004064 | 0
1996 | 126.8542 | 0 | 0 | 0 | 0 | 0 | 0 | -0.004064 | 0
1996 | 126.8646 | 0 | 0 | 0 | 0 | 0 | 0 | -0.004064 | 0
1996 | 126.875 | 0 | 0 | 0 | 0 | 0 | 0 | 0 | -0.004006
1996 | 126.8854 | 0 | 0 | 0 | 0 | 0 | 0 | 0.012192 | 0
1996 | 126.8958 | 0 | 0 | 0 | 0 | 0 | 0 | -0.012192 | -0.008012
1996 | 126.9063 | 0 | 0 | 0 | 0 | 0 | 0 | -0.012192 | 0
1996 | 126.9167 | 0 | 0 | 0 | 0 | 0 | 0 | 0.004064 | -0.008012
1996 | 126.9271 | 0 | 0 | 0 | 0 | 0 | 0 | -0.012192 | -0.012018
1996 | 126.9375 | 0 | 0 | 0 | 0 | 0 | 0 | -0.008128 | -0.008012
1996 | 126.9479 | 0 | 0 | 0 | 0 | 0 | 0 | -0.004064 | 0
1996 | 126.9583 | 0 | 0 | 0 | 0 | 0 | 0 | -0.012192 | -0.004006
1996 | 126.9688 | 0 | 0 | 0 | 0 | 0 | 0 | 0.004064 | -0.008012
1996 | 126.9792 | 0 | 0 | 0 | 0 | 0 | 0 | 0 | 0.004006
1996 | 126.9896 | 0 | 0 | 0 | 0 | 0 | 0 | -0.008128 | -0.012018
1996 | 127 | 0 | 0 | 0 | 0 | 0 | 0 | -0.004064 | -0.004006
1996 | 127.0104 | 0 | 0 | 0 | 0 | 0 | 0 | 0.004064 | -0.008012
1996 | 127.0208 | 0 | 0 | 0 | 0 | 0 | 0 | -0.012192 | -0.004006
1996 | 127.0313 | 0 | 0 | 0 | 0 | 0 | 0 | -0.008128 | -0.004006
1996 | 127.0417 | 0 | 0 | 0 | 0 | 0 | 0 | -0.004064 | -0.004006
1996 | 127.0521 | 0 | 0 | 0 | 0 | 0 | 0 | 0.004064 | -0.004006
1996 | 127.0625 | 0 | 0 | 0 | 0 | 0 | 0 | -0.004064 | -0.008012
1996 | 127.0729 | 0 | 0 | 0 | 0 | 0 | 0 | -0.004064 | -0.004006
1996 | 127.0833 | 0 | 0 | 0 | 0 | 0 | 0 | -0.012192 | -0.004006
1996 | 127.0938 | 0 | 0 | 0 | 0 | 0 | 0 | 0.008128 | 0
1996 | 127.1042 | 0 | 0 | 0 | 0 | 0 | 0 | -0.008128 | 0.004006
1996 | 127.1146 | 0 | 0 | 0 | 0 | 0 | 0 | 0.008128 | 0.004006
1996 | 127.125 | 0 | 0 | 0 | 0 | 0 | 0 | -0.008128 | 0.008012
1996 | 127.1354 | 0 | 0 | 0 | 0 | 0 | 0 | 0 | 0
1996 | 127.1458 | 0 | 0 | 0 | 0 | 0 | 0 | 0.004064 | 0
1996 | 127.1563 | 0 | 0 | 0 | 0 | 0 | 0 | 0.008128 | 0
1996 | 127.1667 | 0 | 0 | 0 | 0 | 0 | 0 | -0.012192 | 0
1996 | 127.1771 | 0 | 0 | 0 | 0 | 0 | 0 | -0.008128 | -0.008012
1996 | 127.1875 | 0 | 0 | 0 | 0 | 0 | 0 | -0.016256 | -0.016024
1996 | 127.1979 | 0 | 0 | 0 | 0 | 0 | 0 | -0.004064 | -0.008012
1996 | 127.2083 | 0 | 0 | 0 | 0 | 0 | 0 | -0.012192 | -0.008012
1996 | 127.2188 | 0 | 0 | 0 | 0 | 0 | 0 | 0 | -0.008012
1996 | 127.2292 | 0 | 0 | 0 | 0 | 0 | 0 | -0.02032 | -0.012018
1996 | 127.2396 | 0 | 0 | 0 | 0 | 0 | 0 | -0.004064 | -0.012018
1996 | 127.25 | 0 | 0 | 0 | 0 | 0 | 0 | -0.012192 | -0.012018
1996 | 127.2604 | 0 | 0 | 0 | 0 | 0 | 0 | -0.02032 | -0.016024
1996 | 127.2708 | 0 | 0 | 0 | 0 | 0 | 0 | -0.02032 | -0.012018
1996 | 127.2813 | 0 | 0 | 0 | 0 | 0 | 0 | -0.004064 | -0.008012
1996 | 127.2917 | 0 | 0 | 0 | 0 | 0 | 0 | -0.004064 | -0.008012
1996 | 127.3021 | 0 | 0 | 0 | 0 | 0 | 0 | -0.012192 | 0
1996 | 127.3125 | 0 | 0 | 0 | 0 | 0 | 0 | 0.012192 | 0.004006
1996 | 127.3229 | 0 | 0 | 0 | 0 | 0 | 0 | 0.004064 | 0
1996 | 127.3333 | 0 | 0 | 0 | 0 | 0 | 0 | 0.012192 | 0.016024
1996 | 127.3438 | 0 | 0 | 0 | 0 | 0 | 0 | 0.032512 | 0.032048
1996 | 127.3542 | 0 | 0 | 0 | 0 | 0 | 0 | 0.024384 | 0.028042
1996 | 127.3646 | 0 | 0 | 0 | 0 | 0 | 0 | 0.048768 | 0.044066
1996 | 127.375 | 0 | 0 | 0 | 0 | 0 | 0 | 0.073152 | 0.076114
1996 | 127.3854 | 0 | 0 | 0 | 0 | 0 | 0 | 0.093472 | 0.092138
1996 | 127.3958 | 0 | 0 | 0 | 0 | 0 | 0 | 0.085344 | 0.10416
1996 | 127.4063 | 0 | 0 | 0 | 0 | 0 | 0 | 0.12192 | 0.12419
1996 | 127.4167 | 0 | 0 | 0 | 0 | 0 | 0 | 0.13005 | 0.12419
1996 | 127.4271 | 0 | 0 | 0 | 0 | 0 | 0 | 0.1463 | 0.14021
1996 | 127.4375 | 0 | 0 | 0 | 0 | 0 | 0 | 0.12598 | 0.15223
1996 | 127.4479 | 0 | 0 | 0 | 0 | 0 | 0 | 0.18288 | 0.18428
1996 | 127.4583 | 0 | 0 | 0 | 0 | 0 | 0 | 0.18288 | 0.18428
1996 | 127.4688 | 0 | 0 | 0 | 0 | 0 | 0 | 0.19914 | 0.18828
1996 | 127.4792 | 0 | 0 | 0 | 0 | 0 | 0 | 0.19507 | 0.20431
1996 | 127.4896 | 0 | 0 | 0 | 0 | 0 | 0 | 0.19101 | 0.16825
1996 | 127.5 | 0 | 0 | 0 | 0 | 0 | 0 | 0.12192 | 0.11217
1996 | 127.5104 | 0 | 0 | 0 | 0 | 2.5522 | 4.6309 | 0 | 5.6843e-14
1996 | 127.5208 | 0 | 0 | 0 | 0 | 11.9644 | 11.5613 | 0 | 0
1996 | 127.5313 | 0 | 0 | 0 | 0 | 11.3955 | 10.8643 | 0 | 0
1996 | 127.5417 | 0 | 0 | 0 | 0 | 2.8529 | 1.1457 | 0.15443 | 0.25638
1996 | 127.5521 | 0 | 0 | 0 | 0 | 0 | 0 | 0.28854 | 0.2684
1996 | 127.5625 | 0 | 0 | 0 | 0 | 0 | 0 | 0.25197 | 0.27641
1996 | 127.5729 | 0 | 0 | 0 | 0 | 0 | 0 | 0.27229 | 0.2684
1996 | 127.5833 | 0 | 0 | 0 | 0 | 0 | 0 | 0.2601 | 0.27241
1996 | 127.5938 | 0 | 0 | 0 | 0 | 0 | 0 | 0.28448 | 0.29644
1996 | 127.6042 | 0 | 0 | 0 | 0 | 0 | 0 | 0.27635 | 0.29244
1996 | 127.6146 | 0 | 0 | 0 | 0 | 0 | 0 | 0.27635 | 0.30446
1996 | 127.625 | 0 | 0 | 0 | 0 | 0 | 0 | 0.29261 | 0.28843
1996 | 127.6354 | 0 | 0 | 0 | 0 | 0 | 0 | 0.26416 | 0.2644
1996 | 127.6458 | 0 | 0 | 0 | 0 | 0 | 0 | 0.27635 | 0.29644
1996 | 127.6563 | 0 | 0 | 0 | 0 | 0 | 0 | 0.25197 | 0.27241
1996 | 127.6667 | 0 | 0 | 0 | 0 | 0 | 0 | 0.2479 | 0.27641
1996 | 127.6771 | 0 | 0 | 0 | 0 | 0 | 0 | 0.21946 | 0.23635
1996 | 127.6875 | 0 | 0 | 0 | 0 | 0 | 0 | 0.21946 | 0.24437
1996 | 127.6979 | 0 | 0 | 0 | 0 | 0 | 0 | 0.21539 | 0.22033
1996 | 127.7083 | 0 | 0 | 0 | 0 | 0 | 0 | 0.20726 | 0.22434
1996 | 127.7188 | 0 | 0 | 0 | 0 | 0 | 0 | 0.19101 | 0.21232
1996 | 127.7292 | 0 | 0 | 0 | 0 | 0 | 0 | 0.18288 | 0.18027
1996 | 127.7396 | 0 | 0 | 0 | 0 | 0 | 0 | 0.14224 | 0.16425
1996 | 127.75 | 0 | 0 | 0 | 0 | 0 | 0 | 0.1463 | 0.14822
1996 | 127.7604 | 0 | 0 | 0 | 0 | 0 | 0 | 0.085344 | 0.10015
1996 | 127.7708 | 0 | 0 | 0 | 0 | 0 | 0 | 0.085344 | 0.096144
1996 | 127.7813 | 0 | 0 | 0 | 0 | 0 | 0 | 0.065024 | 0.08012
1996 | 127.7917 | 0 | 0 | 0 | 0 | 0 | 0 | 0.028448 | 0.048072
1996 | 127.8021 | 0 | 0 | 0 | 0 | 0 | 0 | 0.02032 | 0.024036
1996 | 127.8125 | 0 | 0 | 0 | 0 | 0 | 0 | 0.016256 | 0.02003
1996 | 127.8229 | 0 | 0 | 0 | 0 | 0 | 0 | 0.004064 | 0.012018
1996 | 127.8333 | 0 | 0 | 0 | 0 | 0 | 0 | 0.008128 | 0.012018
1996 | 127.8438 | 0 | 0 | 0 | 0 | 0 | 0 | 0 | 0
1996 | 127.8542 | 0 | 0 | 0 | 0 | 0 | 0 | 0.004064 | 0.008012
1996 | 127.8646 | 0 | 0 | 0 | 0 | 0 | 0 | 0.004064 | 0
1996 | 127.875 | 0 | 0 | 0 | 0 | 0 | 0 | 0 | 0
1996 | 127.8854 | 0 | 0 | 0 | 0 | 0 | 0 | -0.004064 | 0
1996 | 127.8958 | 0 | 0 | 0 | 0 | 0 | 0 | 0.004064 | 0.008012
1996 | 127.9063 | 0 | 0 | 0 | 0 | 0 | 0 | 0.024384 | 0.024036
1996 | 127.9167 | 0 | 0 | 0 | 0 | 0 | 0 | 0.02032 | 0.036054
1996 | 127.9271 | 0 | 0 | 0 | 0 | 0 | 0 | 0.016256 | 0.028042
1996 | 127.9375 | 0 | 0 | 0 | 0 | 0 | 0 | 0.02032 | 0.036054
1996 | 127.9479 | 0 | 0 | 0 | 0 | 0 | 0 | -0.02032 | 0.02003
1996 | 127.9583 | 0 | 0 | 0 | 0 | 0 | 0 | 0.028448 | 0.04006
1996 | 127.9688 | 0 | 0 | 0 | 0 | 0 | 0 | 0.044704 | 0.048072
1996 | 127.9792 | 0 | 0 | 0 | 0 | 0 | 0 | 0.04064 | 0.028042
1996 | 127.9896 | 0 | 0 | 0 | 0 | 0 | 0 | 0.048768 | 0.032048
1996 | 128 | 0 | 0 | 0 | 0 | 0 | 0 | 0.028448 | 0.032048
1996 | 128.0104 | 0 | 0 | 0 | 0 | 0 | 0 | 0.04064 | 0.036054
1996 | 128.0208 | 0 | 0 | 0 | 0 | 0 | 0 | 0.032512 | 0.052078
1996 | 128.0313 | 0 | 0 | 0 | 0 | 0 | 0 | 0.028448 | 0.02003
1996 | 128.0417 | 0 | 0 | 0 | 0 | 0 | 0 | 0.04064 | 0.028042
1996 | 128.0521 | 0 | 0 | 0 | 0 | 0 | 0 | 0.036576 | 0.028042
1996 | 128.0625 | 0 | 0 | 0 | 0 | 0 | 0 | 0.032512 | 0.028042
1996 | 128.0729 | 0 | 0 | 0 | 0 | 0 | 0 | 0.032512 | 0.032048
1996 | 128.0833 | 0 | 0 | 0 | 0 | 0 | 0 | 0.02032 | 0.02003
1996 | 128.0938 | 0 | 0 | 0 | 0 | 0 | 0 | 0.016256 | 0.024036
1996 | 128.1042 | 0 | 0 | 0 | 0 | 0 | 0 | 0.028448 | 0.024036
1996 | 128.1146 | 0 | 0 | 0 | 0 | 0 | 0 | 0.008128 | 0.016024
1996 | 128.125 | 0 | 0 | 0 | 0 | 0 | 0 | 0.012192 | 0.012018
1996 | 128.1354 | 0 | 0 | 0 | 0 | 0 | 0 | 0.028448 | 0.012018
1996 | 128.1458 | 0 | 0 | 0 | 0 | 0 | 0 | 0.016256 | 0.024036
1996 | 128.1563 | 0 | 0 | 0 | 0 | 0 | 0 | 0.008128 | 0.016024
1996 | 128.1667 | 0 | 0 | 0 | 0 | 0 | 0 | 0.028448 | 0.012018
1996 | 128.1771 | 0 | 0 | 0 | 0 | 0 | 0 | 0.004064 | 0.02003
1996 | 128.1875 | 0 | 0 | 0 | 0 | 0 | 0 | 0.02032 | 5.6843e-14
1996 | 128.1979 | 0 | 0 | 0 | 0 | 0 | 0 | 0.004064 | 0.016024
1996 | 128.2083 | 0 | 0 | 0 | 0 | 0 | 0 | 0.012192 | 0.004006
1996 | 128.2188 | 0 | 0 | 0 | 0 | 0 | 0 | 0.008128 | 0.004006
1996 | 128.2292 | 0 | 0 | 0 | 0 | 0 | 0 | -0.004064 | 0.008012
1996 | 128.2396 | 0 | 0 | 0 | 0 | 0 | 0 | 0.004064 | 0
1996 | 128.25 | 0 | 0 | 0 | 0 | 0 | 0 | -0.008128 | -0.008012
1996 | 128.2604 | 0 | 0 | 0 | 0 | 0 | 0 | 0 | -0.004006
1996 | 128.2708 | 0 | 0 | 0 | 0 | 0 | 0 | -0.012192 | 0.004006
1996 | 128.2813 | 0 | 0 | 0 | 0 | 0 | 0 | 0.02032 | 0
1996 | 128.2917 | 0 | 0 | 0 | 0 | 0 | 0 | 0.012192 | 0.004006
1996 | 128.3021 | 0 | 0 | 0 | 0 | 0 | 0 | 0.004064 | 0.02003
1996 | 128.3125 | 0 | 0 | 0 | 0 | 0 | 0 | 0.016256 | 0.02003
1996 | 128.3229 | 0 | 0 | 0 | 0 | 0 | 0 | 0.032512 | 0.04006
1996 | 128.3333 | 0 | 0 | 0 | 0 | 0 | 0 | 0.052832 | 0.052078
1996 | 128.3438 | 0 | 0 | 0 | 0 | 0 | 0 | 0.077216 | 0.064096
1996 | 128.3542 | 0 | 0 | 0 | 0 | 0 | 0 | 0.077216 | 0.08012
1996 | 128.3646 | 0 | 0 | 0 | 0 | 0 | 0 | 0.097536 | 0.096144
1996 | 128.375 | 0 | 0 | 0 | 0 | 0 | 0 | 0.11379 | 0.10816
1996 | 128.3854 | 0 | 0 | 0 | 0 | 0 | 0 | 0.11786 | 0.11617
1996 | 128.3958 | 0 | 0 | 0 | 0 | 0 | 0 | 0.12598 | 0.12419
1996 | 128.4063 | 0 | 0 | 0 | 0 | 0 | 0 | 0.13005 | 0.1362
1996 | 128.4167 | 0 | 0 | 0 | 0 | 0 | 0 | 0.14224 | 0.1322
1996 | 128.4271 | 0 | 0 | 0 | 0 | 0 | 0 | 0.1463 | 0.1362
1996 | 128.4375 | 0 | 0 | 0 | 0 | 0 | 0 | 0.16256 | 0.15623
1996 | 128.4479 | 0 | 0 | 0 | 0 | 0 | 0 | 0.16256 | 0.15623
1996 | 128.4583 | 0 | 0 | 0 | 0 | 0 | 0 | 0.17475 | 0.17226
1996 | 128.4688 | 0 | 0 | 0 | 0 | 0 | 0 | 0.17475 | 0.17626
1996 | 128.4792 | 0 | 0 | 0 | 0 | 0 | 0 | 0.18694 | 0.18428
1996 | 128.4896 | 0 | 0 | 0 | 0 | 0 | 0 | 0.2032 | 0.18428
1996 | 128.5 | 0 | 0 | 0 | 0 | 0 | 0 | 0.19507 | 0.18828
1996 | 128.5104 | 0 | 0 | 0 | 0 | 0 | 0 | 0.18694 | 0.10015
1996 | 128.5208 | 0 | 0 | 0 | 0 | 0 | 0 | 0.19507 | 0.12979
1996 | 128.5313 | 0 | 0 | 0 | 0 | 0 | 0 | 0.06096 | 0.20431
1996 | 128.5417 | 0 | 0 | 0 | 0 | 0 | 0 | 0.2032 | 0.2003
1996 | 128.5521 | 0 | 0 | 0 | 0 | 0 | 0 | 0.21133 | 0.20831
1996 | 128.5625 | 0 | 0 | 0 | 0 | 0 | 0 | 0.2032 | 0.20431
1996 | 128.5729 | 0 | 0 | 0 | 0 | 0 | 0 | 0.21539 | 0.22033
1996 | 128.5833 | 0 | 0 | 0 | 0 | 0 | 0 | 0.22352 | 0.21232
1996 | 128.5938 | 0 | 0 | 0 | 0 | 0 | 0 | 0.21133 | 0.21232
1996 | 128.6042 | 0 | 0 | 0 | 0 | 0 | 0 | 0.20726 | 0.21232
1996 | 128.6146 | 0 | 0 | 0 | 0 | 0 | 0 | 0.19914 | 0.2003
1996 | 128.625 | 0 | 0 | 0 | 0 | 0 | 0 | 0.2032 | 0.20431
1996 | 128.6354 | 0 | 0 | 0 | 0 | 0 | 0 | 0.19914 | 0.20431
1996 | 128.6458 | 0 | 0 | 0 | 0 | 0 | 0 | 0.18694 | 0.19229
1996 | 128.6563 | 0 | 0 | 0 | 0 | 0 | 0 | 0.17475 | 0.20431
1996 | 128.6667 | 0 | 0 | 0 | 0 | 0 | 0 | 0.17475 | 0.21632
1996 | 128.6771 | 0 | 0 | 0 | 0 | 0 | 0 | 0.21539 | 0.22834
1996 | 128.6875 | 0 | 0 | 0 | 0 | 0 | 0 | 0.16256 | 0.17226
1996 | 128.6979 | 0 | 0 | 0 | 0 | 0 | 0 | 0.13411 | 0.14021
1996 | 128.7083 | 0 | 0 | 0 | 0 | 0 | 0 | 0.12192 | 0.14422
1996 | 128.7188 | 0 | 0 | 0 | 0 | 0 | 0 | 0.13411 | 0.14822
1996 | 128.7292 | 0 | 0 | 0 | 0 | 0 | 0 | 0.11786 | 0.1362
1996 | 128.7396 | 0 | 0 | 0 | 0 | 0 | 0 | 0.12598 | 0.15223
1996 | 128.75 | 0 | 0 | 0 | 0 | 0 | 0 | 0.12192 | 0.1362
1996 | 128.7604 | 0 | 0 | 0 | 0 | 0 | 0 | 0.1016 | 0.12419
1996 | 128.7708 | 0 | 0 | 0 | 0 | 0 | 0 | 0.08128 | 0.10816
1996 | 128.7813 | 0 | 0 | 0 | 0 | 0 | 0 | 0.069088 | 0.084126
1996 | 128.7917 | 0 | 0 | 0 | 0 | 0 | 0 | 0.073152 | 0.084126
1996 | 128.8021 | 0 | 0 | 0 | 0 | 0 | 0 | 0.052832 | 0.06009
1996 | 128.8125 | 0 | 0 | 0 | 0 | 0 | 0 | 0.04064 | 0.048072
1996 | 128.8229 | 0 | 0 | 0 | 0 | 0 | 0 | 0.028448 | 0.04006
1996 | 128.8333 | 0 | 0 | 0 | 0 | 0 | 0 | 0.028448 | 0.032048
1996 | 128.8438 | 0 | 0 | 0 | 0 | 0 | 0 | 0.024384 | 0.028042
1996 | 128.8542 | 0 | 0 | 0 | 0 | 0 | 0 | 0.024384 | 0.028042
1996 | 128.8646 | 0 | 0 | 0 | 0 | 0 | 0 | 0.024384 | 0.028042
1996 | 128.875 | 0 | 0 | 0 | 0 | 0 | 0 | 0.02032 | 0.024036
1996 | 128.8854 | 0 | 0 | 0 | 0 | 0 | 0 | 0.008128 | 0.028042
1996 | 128.8958 | 0 | 0 | 0 | 0 | 0 | 0 | 0.004064 | 0.04006
1996 | 128.9063 | 0 | 0 | 0 | 0 | 0 | 0 | 0.06096 | 0.052078
1996 | 128.9167 | 0 | 0 | 0 | 0 | 0 | 0 | 0.052832 | 0.04006
1996 | 128.9271 | 0 | 0 | 0 | 0 | 0 | 0 | 0.04064 | 0.052078
1996 | 128.9375 | 0 | 0 | 0 | 0 | 0 | 0 | 0.052832 | 0.052078
1996 | 128.9479 | 0 | 0 | 0 | 0 | 0 | 0 | 0.069088 | 0.06009
1996 | 128.9583 | 0 | 0 | 0 | 0 | 0 | 0 | 0.052832 | 0.036054
1996 | 128.9688 | 0 | 0 | 0 | 0 | 0 | 0 | 0.04064 | 0.024036
1996 | 128.9792 | 0 | 0 | 0 | 0 | 0 | 0 | 0.036576 | 0.064096
1996 | 128.9896 | 0 | 0 | 0 | 0 | 0 | 0 | 0.036576 | 0.028042
1996 | 129 | 0 | 0 | 0 | 0 | 0 | 0 | 0.04064 | 0.028042
1996 | 129.0104 | 0 | 0 | 0 | 0 | 0 | 0 | 0.012192 | 0.028042
1996 | 129.0208 | 0 | 0 | 0 | 0 | 0 | 0 | 0.04064 | 0.032048
1996 | 129.0313 | 0 | 0 | 0 | 0 | 0 | 0 | 0.028448 | 0.028042
1996 | 129.0417 | 0 | 0 | 0 | 0 | 0 | 0 | 0.032512 | 0.032048
1996 | 129.0521 | 0 | 0 | 0 | 0 | 0 | 0 | 0.024384 | 0.028042
1996 | 129.0625 | 0 | 0 | 0 | 0 | 0 | 0 | 0.008128 | 0.016024
1996 | 129.0729 | 0 | 0 | 0 | 0 | 0 | 0 | 0.028448 | 0.028042
1996 | 129.0833 | 0 | 0 | 0 | 0 | 0 | 0 | 0.04064 | 0.036054
1996 | 129.0938 | 0 | 0 | 0 | 0 | 0 | 0 | 0.02032 | 0
1996 | 129.1042 | 0 | 0 | 0 | 0 | 0 | 0 | 0.016256 | 0.024036
1996 | 129.1146 | 0 | 0 | 0 | 0 | 0 | 0 | 0.02032 | 0.028042
1996 | 129.125 | 0 | 0 | 0 | 0 | 0 | 0 | 0.024384 | 0.016024
1996 | 129.1354 | 0 | 0 | 0 | 0 | 0 | 0 | 0.024384 | 0.024036
1996 | 129.1458 | 0 | 0 | 0 | 0 | 0 | 0 | 0.02032 | 0.008012
1996 | 129.1563 | 0 | 0 | 0 | 0 | 0 | 0 | 0.02032 | 0.012018
1996 | 129.1667 | 0 | 0 | 0 | 0 | 0 | 0 | 0.008128 | 0.024036
1996 | 129.1771 | 0 | 0 | 0 | 0 | 0 | 0 | 0.02032 | 0.012018
1996 | 129.1875 | 0 | 0 | 0 | 0 | 0 | 0 | 0.016256 | 0.004006
1996 | 129.1979 | 0 | 0 | 0 | 0 | 0 | 0 | 0.016256 | 0.024036
1996 | 129.2083 | 0 | 0 | 0 | 0 | 0 | 0 | 0.008128 | 0.012018
1996 | 129.2188 | 0 | 0 | 0 | 0 | 0 | 0 | 0.02032 | 0.008012
1996 | 129.2292 | 0 | 0 | 0 | 0 | 0 | 0 | 0.016256 | 0.02003
1996 | 129.2396 | 0 | 0 | 0 | 0 | 0 | 0 | 0.016256 | 0.008012
1996 | 129.25 | 0 | 0 | 0 | 0 | 0 | 0 | -0.004064 | 0.012018
1996 | 129.2604 | 0 | 0 | 0 | 0 | 0 | 0 | 0.012192 | 0.004006
1996 | 129.2708 | 0 | 0 | 0 | 0 | 0 | 0 | 0.008128 | 0.016024
1996 | 129.2813 | 0 | 0 | 0 | 0 | 0 | 0 | 0.016256 | 0.016024
1996 | 129.2917 | 0 | 0 | 0 | 0 | 0 | 0 | 0.02032 | 0.028042
1996 | 129.3021 | 0 | 0 | 0 | 0 | 0 | 0 | 0.04064 | 0.048072
1996 | 129.3125 | 0 | 0 | 0 | 0 | 0 | 0 | 0.048768 | -0.27241
1996 | 129.3229 | 0 | 0 | 0 | 0 | 0.29261 | 0 | 0.016256 | 0.38858
1996 | 129.3333 | 0 | 0 | 0 | 0 | 0.39014 | 0 | 0.37795 | -5.6843e-14
1996 | 129.3438 | 0 | 0 | 0 | 1.2419 | 0 | 0 | 0.51613 | 0.004006
1996 | 129.3542 | 0 | 0 | 0 | 0 | 2.2921 | 0 | 0 | 0.10416
1996 | 129.3646 | 0 | 0 | 0 | 0 | 1.3899 | 0 | 5.6843e-14 | 0.12018
1996 | 129.375 | 0 | 0 | 0 | 0 | 1.3899 | 0 | 5.6843e-14 | 0.14021
1996 | 129.3854 | 0 | 0 | 0 | 0 | 1.3655 | 0 | 0 | 0.16024
1996 | 129.3958 | 0 | 0 | 0 | 0 | 1.7882 | 0 | 0 | 0.17626
1996 | 129.4063 | 0 | 0 | 0 | 0 | 0.85344 | 0 | 0 | 0.2003
1996 | 129.4167 | 0 | 0 | 0 | 0 | 1.3167 | 0 | 5.6843e-14 | 0.20431
1996 | 129.4271 | 0 | 0 | 0 | 0 | 1.3086 | 0 | 5.6843e-14 | 0.23235
1996 | 129.4375 | 0 | 0 | 0 | 0 | 1.2517 | 0 | 5.6843e-14 | 0.26039
1996 | 129.4479 | 0 | 0 | 0 | 0 | 1.1704 | 0 | 5.6843e-14 | 0.25238
1996 | 129.4583 | 0 | 0 | 0 | 0 | 1.1867 | 0 | 5.6843e-14 | 0.2644
1996 | 129.4688 | 0 | 0 | 0 | 0 | 1.2029 | 0 | 0 | 0.28042
1996 | 129.4792 | 0 | 0 | 0 | 0 | 1.1867 | 0 | 0 | 0.2644
1996 | 129.4896 | 0 | 0 | 0 | 0 | 1.1867 | 0 | 5.6843e-14 | 0.30045
1996 | 129.5 | 0 | 0 | 0 | 0 | 1.2111 | 0 | 0 | 0.31247
1996 | 129.5104 | 0 | 0 | 0 | 0 | 1.2273 | 0 | 5.6843e-14 | 0.31247
1996 | 129.5208 | 0 | 0 | 0 | 0 | 1.268 | 0 | 0 | 0.30045
1996 | 129.5313 | 0 | 0 | 0 | 0 | 1.2355 | 0 | 5.6843e-14 | 0.34852
1996 | 129.5417 | 0 | 0 | 0 | 0 | 1.2436 | 0 | 0 | 0.3365
1996 | 129.5521 | 0 | 0 | 0 | 0 | 1.2111 | 0 | 0 | 0.34051
1996 | 129.5625 | 0 | 0 | 0 | 0 | 1.2111 | 0 | 0 | 0.31247
1996 | 129.5729 | 0 | 0 | 0 | 0 | 1.2436 | 0 | 0 | 0.35653
1996 | 129.5833 | 0 | 0 | 0 | 0 | 1.2436 | 0 | 0 | 0.32449
1996 | 129.5938 | 0 | 0 | 0 | 0 | 1.2029 | 0 | 5.6843e-14 | 0.32849
1996 | 129.6042 | 0 | 0 | 0 | 0 | 1.1867 | 0 | 5.6843e-14 | 0.3365
1996 | 129.6146 | 0 | 0 | 0 | 0 | 1.1786 | 0 | -5.6843e-14 | 0.34452
1996 | 129.625 | 0 | 0 | 0 | 0 | 1.2029 | 0 | 5.6843e-14 | 0.31647
1996 | 129.6354 | 0 | 0 | 0 | 0 | 1.2029 | 0 | 0 | 0.32449
1996 | 129.6458 | 0 | 0 | 0 | 0 | 0.097536 | 0 | 0.18288 | 0.30446
1996 | 129.6563 | 0 | 0 | 0 | 0 | 0 | 0 | 0.34544 | 0.30045
1996 | 129.6667 | 0 | 0 | 0 | 0 | 0 | 0 | 0.26416 | 0.28843
1996 | 129.6771 | 0 | 0 | 0 | 0 | 0 | 0 | 0.31699 | 0.27241
1996 | 129.6875 | 0 | 0 | 0 | 0 | 0 | 0 | 0.2479 | 0.25638
1996 | 129.6979 | 0 | 0 | 0 | 0 | 0 | 0 | 0.2479 | 0.23635
1996 | 129.7083 | 0 | 0 | 0 | 0 | 0 | 0 | 0.23978 | 0.21232
1996 | 129.7188 | 0 | 0 | 0 | 0 | 0 | 0 | 0.21539 | 0.21632
1996 | 129.7292 | 0 | 0 | 0 | 0 | 0 | 0 | 0.18694 | 0.17626
1996 | 129.7396 | 0 | 0 | 0 | 0 | 0 | 0 | 0.17882 | 0.17226
1996 | 129.75 | 0 | 0 | 0 | 0 | 0 | 0 | 0.16662 | 0.15223
1996 | 129.7604 | 0 | 0 | 0 | 0 | 0 | 0 | 0.12192 | 0.1322
1996 | 129.7708 | 0 | 0 | 0 | 0 | 0 | 0 | 0.13818 | 0.11617
1996 | 129.7813 | 0 | 0 | 0 | 0 | 0 | 0 | 0.08128 | 0.096144
1996 | 129.7917 | 0 | 0 | 0 | 0 | 0 | 0 | 0.097536 | 0.08012
1996 | 129.8021 | 0 | 0 | 0 | 0 | 0 | 0 | 0.073152 | 0.072108
1996 | 129.8125 | 0 | 0 | 0 | 0 | 0 | 0 | 0.036576 | 0.056084
1996 | 129.8229 | 0 | 0 | 0 | 0 | 0 | 0 | 0.028448 | 0.048072
1996 | 129.8333 | 0 | 0 | 0 | 0 | 0 | 0 | 0.032512 | 0.036054
1996 | 129.8438 | 0 | 0 | 0 | 0 | 0 | 0 | 0.012192 | 0.028042
1996 | 129.8542 | 0 | 0 | 0 | 0 | 0 | 0 | 0.044704 | 0.016024
1996 | 129.8646 | 0 | 0 | 0 | 0 | 0 | 0 | 0.028448 | 0.024036
1996 | 129.875 | 0 | 0 | 0 | 0 | 0 | 0 | 0.004064 | 0.02003
1996 | 129.8854 | 0 | 0 | 0 | 0 | 0 | 0 | 0.04064 | 0.024036
1996 | 129.8958 | 0 | 0 | 0 | 0 | 0 | 0 | 0.048768 | 0.052078
1996 | 129.9063 | 0 | 0 | 0 | 0 | 0 | 0 | 0.016256 | 0.024036
1996 | 129.9167 | 0 | 0 | 0 | 0 | 0 | 0 | 0.085344 | 0.076114
1996 | 129.9271 | 0 | 0 | 0 | 0 | 0 | 0 | 0.056896 | 0.048072
1996 | 129.9375 | 0 | 0 | 0 | 0 | 0 | 0 | 0.065024 | 0.06009
1996 | 129.9479 | 0 | 0 | 0 | 0 | 0 | 0 | 0.052832 | 0.076114
1996 | 129.9583 | 0 | 0 | 0 | 0 | 0 | 0 | 0.069088 | 0.012018
1996 | 129.9688 | 0 | 0 | 0 | 0 | 0 | 0 | 0.06096 | 0.052078
1996 | 129.9792 | 0 | 0 | 0 | 0 | 0 | 0 | 0.052832 | 0.044066
1996 | 129.9896 | 0 | 0 | 0 | 0 | 0 | 0 | 0.04064 | 0.056084
1996 | 130 | 0 | 0 | 0 | 0 | 0 | 0 | 0.044704 | 0.028042
1996 | 130.0104 | 0 | 0 | 0 | 0 | 0 | 0 | 0.044704 | 0.064096
1996 | 130.0208 | 0 | 0 | 0 | 0 | 0 | 0 | 0.056896 | 0.032048
1996 | 130.0313 | 0 | 0 | 0 | 0 | 0 | 0 | 0.04064 | 0.04006
1996 | 130.0417 | 0 | 0 | 0 | 0 | 0 | 0 | 0.032512 | 0.032048
1996 | 130.0521 | 0 | 0 | 0 | 0 | 0 | 0 | 0.028448 | 0.028042
1996 | 130.0625 | 0 | 0 | 0 | 0 | 0 | 0 | 0.048768 | 0.032048
1996 | 130.0729 | 0 | 0 | 0 | 0 | 0 | 0 | 0.02032 | 0.036054
1996 | 130.0833 | 0 | 0 | 0 | 0 | 0 | 0 | 0.036576 | 0.02003
1996 | 130.0938 | 0 | 0 | 0 | 0 | 0 | 0 | 0.048768 | 0.036054
1996 | 130.1042 | 0 | 0 | 0 | 0 | 0 | 0 | 0.028448 | 0.024036
1996 | 130.1146 | 0 | 0 | 0 | 0 | 0 | 0 | 0.024384 | 0.024036
1996 | 130.125 | 0 | 0 | 0 | 0 | 0 | 0 | 0.028448 | 0.036054
1996 | 130.1354 | 0 | 0 | 0 | 0 | 0 | 0 | 0.012192 | 0.016024
1996 | 130.1458 | 0 | 0 | 0 | 0 | 0 | 0 | 0.036576 | 0.028042
1996 | 130.1563 | 0 | 0 | 0 | 0 | 0 | 0 | 0.02032 | 0.028042
1996 | 130.1667 | 0 | 0 | 0 | 0 | 0 | 0 | 0.012192 | 0.016024
1996 | 130.1771 | 0 | 0 | 0 | 0 | 0 | 0 | 0.02032 | 0.016024
1996 | 130.1875 | 0 | 0 | 0 | 0 | 0 | 0 | 0.028448 | 0.012018
1996 | 130.1979 | 0 | 0 | 0 | 0 | 0 | 0 | 0.012192 | 0.012018
1996 | 130.2083 | 0 | 0 | 0 | 0 | 0 | 0 | 0.024384 | 0.02003
1996 | 130.2188 | 0 | 0 | 0 | 0 | 0 | 0 | 0.02032 | 0.036054
1996 | 130.2292 | 0 | 0 | 0 | 0 | 0 | 0 | 0.008128 | 0.008012
1996 | 130.2396 | 0 | 0 | 0 | 0 | 0 | 0 | 0.036576 | 0.024036
1996 | 130.25 | 0 | 0 | 0 | 0 | 0 | 0 | 0 | 0.004006
1996 | 130.2604 | 0 | 0 | 0 | 0 | 0 | 0 | 0.02032 | 0.016024
1996 | 130.2708 | 0 | 0 | 0 | 0 | 0 | 0 | 0.016256 | 0.02003
1996 | 130.2813 | 0 | 0 | 0 | 0 | 0 | 0 | 0.028448 | 0.024036
1996 | 130.2917 | 0 | 0 | 0 | 0 | 0 | 0 | 0.032512 | 0.044066
1996 | 130.3021 | 0 | 0 | 0 | 0 | 0 | 0 | 0.036576 | 0.032048
1996 | 130.3125 | 0 | 0 | 0 | 0 | 0 | 0 | 0.032512 | 0.052078
1996 | 130.3229 | 0 | 0 | 0 | 0 | 1.016 | 0 | -5.6843e-14 | 0.06009
1996 | 130.3333 | 0 | 0 | 0 | 0 | 1.3818 | 0 | 0 | 0.076114
1996 | 130.3438 | 0 | 0 | 0 | 0 | 1.3086 | 0 | 5.6843e-14 | 0.08012
1996 | 130.3542 | 0 | 0 | 0 | 0 | 0.17882 | 0 | 0.044704 | 0.11617
1996 | 130.3646 | 0 | 0 | 0 | 0 | 0 | 0 | 0.12598 | 0.11217
1996 | 130.375 | 0 | 0 | 0 | 0 | 0 | 0 | 0.11379 | 0.1322
1996 | 130.3854 | 0 | 0 | 0 | 0 | 0 | 0 | 0.16662 | 0.15623
1996 | 130.3958 | 0 | 0 | 0 | 0 | 0 | 0 | 0.18288 | 0.18428
1996 | 130.4063 | 0 | 0 | 0 | 0 | 0 | 0 | 0.15443 | 0.15223
1996 | 130.4167 | 0 | 0 | 0 | 0 | 6.8438 | 6.706 | 0 | 0
1996 | 130.4271 | 0 | 0 | 0 | 0 | 11.8669 | 11.8257 | -5.6843e-14 | 0
1996 | 130.4375 | 0 | 0 | 0 | 0 | 4.9256 | 4.3425 | 0.08128 | 0.056084
1996 | 130.4479 | 0 | 0 | 0 | 0 | 0 | 0 | 0.24384 | 0.23235
1996 | 130.4583 | 0 | 0 | 0 | 0 | 0 | 0 | 0.31293 | 0.28042
1996 | 130.4688 | 0 | 0 | 0 | 0 | 0 | 0 | 0.26822 | 0.25638
1996 | 130.4792 | 0 | 0 | 0 | 0 | 0 | 0 | 0.26416 | 0.26039
1996 | 130.4896 | 0 | 0 | 0 | 0 | 0 | 0 | 0.24384 | 0.24837
1996 | 130.5 | 0 | 0 | 0 | 0 | 0 | 0 | 0.2601 | 0.24437
1996 | 130.5104 | 0 | 0 | 0 | 0 | 0 | 0 | 0.26822 | 0.2644
1996 | 130.5208 | 0 | 0 | 0 | 0 | 0 | 0 | 0.27229 | 0.28443
1996 | 130.5313 | 0 | 0 | 0 | 0 | 0 | 0 | 0.28854 | 0.28042
1996 | 130.5417 | 0 | 0 | 0 | 0 | 0 | 0 | 0.26416 | 0.2644
1996 | 130.5521 | 0 | 0 | 0 | 0 | 0 | 0 | 0.28448 | 0.29644
1996 | 130.5625 | 0 | 0 | 0 | 0 | 0 | 0 | 0.30886 | 0.30446
1996 | 130.5729 | 0 | 0 | 0 | 0 | 0 | 0 | 0.28042 | 0.30446
1996 | 130.5833 | 0 | 0 | 0 | 0 | 0 | 0 | 0.33731 | 0.34051
1996 | 130.5938 | 0 | 0 | 0 | 0 | 0 | 0 | 0.32512 | 0.32849
1996 | 130.6042 | 0 | 0 | 0 | 0 | 0 | 0 | 0.30074 | 0.32048
1996 | 130.6146 | 0 | 0 | 0 | 0 | 0 | 0 | 0.33731 | 0.3325
1996 | 130.625 | 0 | 0 | 0 | 0 | 0 | 0 | 0.34138 | 0.3325
1996 | 130.6354 | 0 | 0 | 0 | 0 | 0 | 0 | 0.28448 | 0.29644
1996 | 130.6458 | 0 | 0 | 0 | 0 | 0 | 0 | 0.32512 | 0.3325
1996 | 130.6563 | 0 | 0 | 0 | 0 | 0 | 0 | 0.32512 | 0.31647
1996 | 130.6667 | 0 | 0 | 0 | 0 | 0 | 0 | 0.27229 | 0.28843
1996 | 130.6771 | 0 | 0 | 0 | 0 | 0 | 0 | 0.28854 | 0.29244
1996 | 130.6875 | 0 | 0 | 0 | 0 | 0 | 0 | 0.28042 | 0.29644
1996 | 130.6979 | 0 | 0 | 0 | 0 | 0 | 0 | 0.29261 | 0.30045
1996 | 130.7083 | 0 | 0 | 0 | 0 | 0 | 0 | 0.27635 | 0.27241
1996 | 130.7188 | 0 | 0 | 0 | 0 | 0 | 0 | 0.23571 | 0.25638
1996 | 130.7292 | 0 | 0 | 0 | 0 | 0 | 0 | 0.22758 | 0.22033
1996 | 130.7396 | 0 | 0 | 0 | 0 | 0 | 0 | 0.19101 | 0.20431
1996 | 130.75 | 0 | 0 | 0 | 0 | 0 | 0 | 0.17882 | 0.18027
1996 | 130.7604 | 0 | 0 | 0 | 0 | 0 | 0 | 0.16256 | 0.16825
1996 | 130.7708 | 0 | 0 | 0 | 0 | 0 | 0 | 0.12598 | 0.1362
1996 | 130.7813 | 0 | 0 | 0 | 0 | 0 | 0 | 0.085344 | 0.096144
1996 | 130.7917 | 0 | 0 | 0 | 0 | 0 | 0 | 0.032512 | 0.044066
1996 | 130.8021 | 0 | 0 | 0 | 0 | 0 | 0 | 0.008128 | 0.016024
1996 | 130.8125 | 0 | 0 | 0 | 0 | 0 | 0 | 0.012192 | 0.008012
1996 | 130.8229 | 0 | 0 | 0 | 0 | 0 | 0 | 0 | 0.02003
1996 | 130.8333 | 0 | 0 | 0 | 0 | 0 | 0 | 0.036576 | 0.024036
1996 | 130.8438 | 0 | 0 | 0 | 0 | 0 | 0 | 0.028448 | 0.036054
1996 | 130.8542 | 0 | 0 | 0 | 0 | 0 | 0 | 0.02032 | 0.02003
1996 | 130.8646 | 0 | 0 | 0 | 0 | 0 | 0 | 0.02032 | 0.032048
1996 | 130.875 | 0 | 0 | 0 | 0 | 0 | 0 | -0.012192 | 0.032048
1996 | 130.8854 | 0 | 0 | 0 | 0 | 0 | 0 | 0.056896 | 0.032048
1996 | 130.8958 | 0 | 0 | 0 | 0 | 0 | 0 | 0.024384 | 0.064096
1996 | 130.9063 | 0 | 0 | 0 | 0 | 0 | 0 | 0.073152 | 0.044066
1996 | 130.9167 | 0 | 0 | 0 | 0 | 0 | 0 | 0.10973 | 0.068102
1996 | 130.9271 | 0 | 0 | 0 | 0 | 0 | 0 | 0.093472 | 0.092138
1996 | 130.9375 | 0 | 0 | 0 | 0 | 0 | 0 | 0.069088 | 0.06009
1996 | 130.9479 | 0 | 0 | 0 | 0 | 0 | 0 | 0.06096 | 0.04006
1996 | 130.9583 | 0 | 0 | 0 | 0 | 0 | 0 | 0.052832 | 0.048072
1996 | 130.9688 | 0 | 0 | 0 | 0 | 0 | 0 | 0.048768 | 0.052078
1996 | 130.9792 | 0 | 0 | 0 | 0 | 0 | 0 | 0.056896 | 0.064096
1996 | 130.9896 | 0 | 0 | 0 | 0 | 0 | 0 | 0.052832 | 0.044066
1996 | 131 | 0 | 0 | 0 | 0 | 0 | 0 | 0.024384 | 0.032048
1996 | 131.0104 | 0 | 0 | 0 | 0 | 0 | 0 | 0.048768 | 0.056084
1996 | 131.0208 | 0 | 0 | 0 | 0 | 0 | 0 | 0.056896 | 0.036054
1996 | 131.0313 | 0 | 0 | 0 | 0 | 0 | 0 | 0.048768 | 0.04006
1996 | 131.0417 | 0 | 0 | 0 | 0 | 0 | 0 | 0.036576 | 0.036054
1996 | 131.0521 | 0 | 0 | 0 | 0 | 0 | 0 | 0.04064 | 0.036054
1996 | 131.0625 | 0 | 0 | 0 | 0 | 0 | 0 | 0.032512 | 0.036054
1996 | 131.0729 | 0 | 0 | 0 | 0 | 0 | 0 | 0.016256 | 0.02003
1996 | 131.0833 | 0 | 0 | 0 | 0 | 0 | 0 | 0.032512 | 0.032048
1996 | 131.0938 | 0 | 0 | 0 | 0 | 0 | 0 | 0.012192 | 0.012018
1996 | 131.1042 | 0 | 0 | 0 | 0 | 0 | 0 | 0.028448 | 0.028042
1996 | 131.1146 | 0 | 0 | 0 | 0 | 0 | 0 | 0.028448 | 0.032048
1996 | 131.125 | 0 | 0 | 0 | 0 | 0 | 0 | 0.052832 | 0.008012
1996 | 131.1354 | 0 | 0 | 0 | 0 | 0 | 0 | 0.036576 | 0.032048
1996 | 131.1458 | 0 | 0 | 0 | 0 | 0 | 0 | 0.028448 | 0.028042
1996 | 131.1563 | 0 | 0 | 0 | 0 | 0 | 0 | 0.004064 | 0.012018
1996 | 131.1667 | 0 | 0 | 0 | 0 | 0 | 0 | 0.016256 | 0.012018
1996 | 131.1771 | 0 | 0 | 0 | 0 | 0 | 0 | 0.028448 | 0.016024
1996 | 131.1875 | 0 | 0 | 0 | 0 | 0 | 0 | -0.004064 | 0.02003
1996 | 131.1979 | 0 | 0 | 0 | 0 | 0 | 0 | 0.028448 | 0.012018
1996 | 131.2083 | 0 | 0 | 0 | 0 | 0 | 0 | 0.012192 | 0.02003
1996 | 131.2188 | 0 | 0 | 0 | 0 | 0 | 0 | 0.028448 | 0.012018
1996 | 131.2292 | 0 | 0 | 0 | 0 | 0 | 0 | 0 | 0.024036
1996 | 131.2396 | 0 | 0 | 0 | 0 | 0 | 0 | 0.008128 | 0.016024
1996 | 131.25 | 0 | 0 | 0 | 0 | 0 | 0 | 0.036576 | 0.012018
1996 | 131.2604 | 0 | 0 | 0 | 0 | 0 | 0 | 0.024384 | 0.016024
1996 | 131.2708 | 0 | 0 | 0 | 0 | 0 | 0 | 0.028448 | 0.028042
1996 | 131.2813 | 0 | 0 | 0 | 0 | 0 | 0 | 0.024384 | 0.02003
1996 | 131.2917 | 0 | 0 | 0 | 0 | 0 | 0 | 0.02032 | 0.036054
1996 | 131.3021 | 0 | 0 | 0 | 0 | 0 | 0 | 0.028448 | 0.012018
1996 | 131.3125 | 0 | 0 | 0 | 0 | 0 | 0 | 0.028448 | 0.024036
1996 | 131.3229 | 0 | 0 | 0 | 0 | 0 | 1.0255 | 0.028448 | 0
1996 | 131.3333 | 0 | 0 | 0 | 0 | 0 | 1.2178 | 0.016256 | -5.6843e-14
1996 | 131.3438 | 0 | 0 | 0 | 0 | 0 | 1.0976 | 0.032512 | 5.6843e-14
1996 | 131.3542 | 0 | 0 | 0 | 0 | 0 | 1.0335 | 0.012192 | -5.6843e-14
1996 | 131.3646 | 0 | 0 | 0 | 0 | 0 | 0.9374 | 0.032512 | 0
1996 | 131.375 | 0 | 0 | 0 | 0 | 0 | 0.90536 | 0.032512 | 5.6843e-14
1996 | 131.3854 | 0 | 0 | 0 | 0 | 0 | 0.84126 | 0.024384 | -5.6843e-14
1996 | 131.3958 | 0 | 0 | 0 | 0 | 0 | 0.80921 | 0.032512 | 0
1996 | 131.4063 | 0 | 0 | 0 | 0 | 0 | 0.76114 | 0.044704 | 5.6843e-14
1996 | 131.4167 | 0 | 0 | 0 | 0 | 0 | 0.74512 | 0.04064 | -5.6843e-14
1996 | 131.4271 | 0 | 0 | 0 | 0 | 0 | 0.54482 | 0.04064 | 5.6843e-14
1996 | 131.4375 | 0 | 0 | 0 | 0 | 0 | 1.0976 | 0.036576 | 5.6843e-14
1996 | 131.4479 | 0 | 0 | 0 | 0 | 0 | 1.2979 | 0.06096 | 0
1996 | 131.4583 | 0 | 0 | 0 | 0 | 0 | 1.2819 | 0.08128 | -5.6843e-14
1996 | 131.4688 | 0 | 0 | 0 | 0 | 0 | 1.2178 | 0.097536 | -5.6843e-14
1996 | 131.4792 | 0 | 0 | 0 | 0 | 0 | 1.1537 | 0.10566 | 5.6843e-14
1996 | 131.4896 | 0 | 0 | 0 | 0 | 0 | 1.1617 | 0.11379 | 5.6843e-14
1996 | 131.5 | 0 | 0 | 0 | 0 | 0 | 1.314 | 0.1016 | 0
1996 | 131.5104 | 0 | 0 | 0 | 0 | 0 | 1.2739 | 0.1016 | 0
1996 | 131.5208 | 0 | 0 | 0 | 0 | 0 | 1.2659 | 0.10566 | 0
1996 | 131.5313 | 0 | 0 | 0 | 0 | 0 | 7.1307 | 0.11786 | 0
1996 | 131.5417 | 0 | 0 | 0 | 0 | 0 | -1.5063 | 0.13005 | 0
1996 | 131.5521 | 0 | 0 | 0 | 0 | 0 | -1.7546 | 0.13005 | -1.1369e-13
1996 | 131.5625 | 0 | 0 | 0 | 0 | 0 | 1.2979 | 0.15037 | -1.1369e-13
1996 | 131.5729 | 0 | 0 | 0 | 0 | 0 | 1.314 | 0.17597 | 0
1996 | 131.5833 | 0 | 0 | 0 | 0 | 0 | 1.314 | 0.15362 | -1.1369e-13
1996 | 131.5938 | 0 | 0 | 0 | 0 | 0 | 1.338 | 0.14183 | 0
1996 | 131.6042 | 0 | 0 | 0 | 0 | 0 | 1.322 | 0.13818 | -1.1369e-13
1996 | 131.6146 | 0 | 0 | 0 | 0 | 0 | 1.33 | 0.10973 | 0
1996 | 131.625 | 0 | 0 | 0 | 0 | 0 | 0.38458 | 0.13005 | 0.052078
1996 | 131.6354 | 0 | 0 | 0 | 0 | 0 | 0 | 0.12598 | 0.10816
1996 | 131.6458 | 0 | 0 | 0 | 0 | 0 | 0 | 0.12598 | 0.12419
1996 | 131.6563 | 0 | 0 | 0 | 0 | 0 | 0 | 0.12598 | 0.12819
1996 | 131.6667 | 0 | 0 | 0 | 0 | 0 | 0 | 0.1463 | 0.14021
1996 | 131.6771 | 0 | 0 | 0 | 0 | 0 | 0 | 0.14224 | 0.1362
1996 | 131.6875 | 0 | 0 | 0 | 0 | 0 | 0 | 0.14224 | 0.12819
1996 | 131.6979 | 0 | 0 | 0 | 0 | 0 | 0 | 0.11379 | 0.11617
1996 | 131.7083 | 0 | 0 | 0 | 0 | 0 | 0 | 0.12192 | 0.11617
1996 | 131.7188 | 0 | 0 | 0 | 0 | 0 | 0 | 0.089408 | 0.10015
1996 | 131.7292 | 0 | 0 | 0 | 0 | 0 | 0 | 0.1016 | 0.092138
1996 | 131.7396 | 0 | 0 | 0 | 0 | 0 | 0 | 0.08128 | 0.088132
1996 | 131.75 | 0 | 0 | 0 | 0 | 0 | 0 | 0.077216 | 0.084126
1996 | 131.7604 | 0 | 0 | 0 | 0 | 0 | 0 | 0.06096 | 0.084126
1996 | 131.7708 | 0 | 0 | 0 | 0 | 0 | 0 | 0.069088 | 0.068102
1996 | 131.7813 | 0 | 0 | 0 | 0 | 0 | 0 | 0.048768 | 0.052078
1996 | 131.7917 | 0 | 0 | 0 | 0 | 0 | 0 | 0.044704 | 0.044066
1996 | 131.8021 | 0 | 0 | 0 | 0 | 0 | 0 | 0.024384 | 0.032048
1996 | 131.8125 | 0 | 0 | 0 | 0 | 0 | 0 | 0.024384 | 0.024036
1996 | 131.8229 | 0 | 0 | 0 | 0 | 0 | 0 | 0.008128 | 0.02003
1996 | 131.8333 | 0 | 0 | 0 | 0 | 0 | 0 | 0.012192 | 0.008012
1996 | 131.8438 | 0 | 0 | 0 | 0 | 0 | 0 | 0.004064 | 0.004006
1996 | 131.8542 | 0 | 0 | 0 | 0 | 0 | 0 | 0.004064 | 0.004006
1996 | 131.8646 | 0 | 0 | 0 | 0 | 0 | 0 | 0.016256 | 0
1996 | 131.875 | 0 | 0 | 0 | 0 | 0 | 0 | 0.004064 | 0.008012
1996 | 131.8854 | 0 | 0 | 0 | 0 | 0 | 0 | -0.008128 | 0.004006
1996 | 131.8958 | 0 | 0 | 0 | 0 | 0 | 0 | 0.012192 | 0.016024
1996 | 131.9063 | 0 | 0 | 0 | 0 | 0 | 0 | 0 | 0.012018
1996 | 131.9167 | 0 | 0 | 0 | 0 | 0 | 0 | 0.02032 | 0.008012
1996 | 131.9271 | 0 | 0 | 0 | 0 | 0 | 0 | -0.004064 | 0
1996 | 131.9375 | 0 | 0 | 0 | 0 | 0 | 0 | 0.012192 | 0.008012
1996 | 131.9479 | 0 | 0 | 0 | 0 | 0 | 0 | -0.008128 | -0.004006
1996 | 131.9583 | 0 | 0 | 0 | 0 | 0 | 0 | 0 | 0
1996 | 131.9688 | 0 | 0 | 0 | 0 | 0 | 0 | 0 | -0.004006
1996 | 131.9792 | 0 | 0 | 0 | 0 | 0 | 0 | 0 | 0
1996 | 131.9896 | 0 | 0 | 0 | 0 | 0 | 0 | 0.004064 | -0.004006
1996 | 132 | 0 | 0 | 0 | 0 | 0 | 0 | -0.004064 | 0.004006
1996 | 132.0104 | 0 | 0 | 0 | 0 | 0 | 0 | 0 | 0
1996 | 132.0208 | 0 | 0 | 0 | 0 | 0 | 0 | 0.004064 | 0.004006
1996 | 132.0313 | 0 | 0 | 0 | 0 | 0 | 0 | 0 | 0.008012
1996 | 132.0417 | 0 | 0 | 0 | 0 | 0 | 0 | 0.012192 | 0.016024
1996 | 132.0521 | 0 | 0 | 0 | 0 | 0 | 0 | 0.016256 | 0.016024
1996 | 132.0625 | 0 | 0 | 0 | 0 | 0 | 0 | 0.016256 | 0.012018
1996 | 132.0729 | 0 | 0 | 0 | 0 | 0 | 0 | 0.012192 | 0.012018
1996 | 132.0833 | 0 | 0 | 0 | 0 | 0 | 0 | 0.008128 | 0.012018
1996 | 132.0938 | 0 | 0 | 0 | 0 | 0 | 0 | 0.008128 | 0.016024
1996 | 132.1042 | 0 | 0 | 0 | 0 | 0 | 0 | 0.012192 | 0.012018
1996 | 132.1146 | 0 | 0 | 0 | 0 | 0 | 0 | 0.012192 | 0.012018
1996 | 132.125 | 0 | 0 | 0 | 0 | 0 | 0 | 0.016256 | 0.008012
1996 | 132.1354 | 0 | 0 | 0 | 0 | 0 | 0 | 0.008128 | 0.012018
1996 | 132.1458 | 0 | 0 | 0 | 0 | 0 | 0 | 0.008128 | 0.012018
1996 | 132.1563 | 0 | 0 | 0 | 0 | 0 | 0 | 0.012192 | 0.004006
1996 | 132.1667 | 0 | 0 | 0 | 0 | 0 | 0 | 0.004064 | 0.004006
1996 | 132.1771 | 0 | 0 | 0 | 0 | 0 | 0 | 0.012192 | 0.012018
1996 | 132.1875 | 0 | 0 | 0 | 0 | 0 | 0 | 0.012192 | 0.012018
1996 | 132.1979 | 0 | 0 | 0 | 0 | 0 | 0 | 0.008128 | 0.008012
1996 | 132.2083 | 0 | 0 | 0 | 0 | 0 | 0 | 0.008128 | 0.008012
1996 | 132.2188 | 0 | 0 | 0 | 0 | 0 | 0 | 0.012192 | 0.004006
1996 | 132.2292 | 0 | 0 | 0 | 0 | 0 | 0 | 0 | 0.004006
1996 | 132.2396 | 0 | 0 | 0 | 0 | 0 | 0 | 0 | 0.008012
1996 | 132.25 | 0 | 0 | 0 | 0 | 0 | 0 | 0.008128 | 0.004006
1996 | 132.2604 | 0 | 0 | 0 | 0 | 0 | 0 | 0.008128 | 0.008012
1996 | 132.2708 | 0 | 0 | 0 | 0 | 0 | 0 | 0.008128 | 0.004006
1996 | 132.2813 | 0 | 0 | 0 | 0 | 0 | 0 | 0 | 0.008012
1996 | 132.2917 | 0 | 0 | 0 | 0 | 0 | 0 | 0.012192 | 0.004006
1996 | 132.3021 | 0 | 0 | 0 | 0 | 0 | 0 | 0.012192 | 0.012018
1996 | 132.3125 | 0 | 0 | 0 | 0 | 0 | 0 | 0.008128 | 0.012018
1996 | 132.3229 | 0 | 0 | 0 | 0 | 0 | 0 | 0.016256 | 0.008012
1996 | 132.3333 | 0 | 0 | 0 | 0 | 0 | 0 | 0.016256 | 0.024036
1996 | 132.3438 | 0 | 0 | 0 | 0 | 0 | 0 | 0.036576 | 0.04006
1996 | 132.3542 | 0 | 0 | 0 | 0 | 0 | 0 | 0.036576 | 0.024036
1996 | 132.3646 | 0 | 0 | 0 | 0 | 0 | 0 | 0.024384 | 0.028042
1996 | 132.375 | 0 | 0 | 0 | 0 | 0 | 0 | 0.032512 | 0.032048
1996 | 132.3854 | 0 | 0 | 0 | 0 | 0 | 0 | 0.04064 | 0.04006
1996 | 132.3958 | 0 | 0 | 0 | 0 | 0 | 0 | 0.048768 | 0.04006
1996 | 132.4063 | 0 | 0 | 0 | 0 | 0 | 0 | 0.028448 | 0.044066
1996 | 132.4167 | 0 | 0 | 0 | 0 | 0 | 0 | 0.06096 | 0.044066
1996 | 132.4271 | 0 | 0 | 0 | 0 | 0 | 0 | 0.048768 | 0.048072
1996 | 132.4375 | 0 | 0 | 0 | 0 | 0 | 0 | 0.052832 | 0.056084
1996 | 132.4479 | 0 | 0 | 0 | 0 | 0 | 0 | 0.06096 | 0.06009
1996 | 132.4583 | 0 | 0 | 0 | 0 | 0 | 0 | 0.077216 | 0.072108
1996 | 132.4688 | 0 | 0 | 0 | 0 | 0 | 0 | 0.069088 | 0.08012
1996 | 132.4792 | 0 | 0 | 0 | 0 | 0 | 0 | 0.097536 | 0.088132
1996 | 132.4896 | 0 | 0 | 0 | 0 | 0 | 0 | 0.11379 | 0.12018
1996 | 132.5 | 0 | 0 | 0 | 0 | 0 | 0 | 0.12192 | 0.12018
1996 | 132.5104 | 0 | 0 | 0 | 0 | 0 | 0 | 0.13411 | 0.14422
1996 | 132.5208 | 0 | 0 | 0 | 0 | 0 | 0 | 0.13818 | 0.16024
1996 | 132.5313 | 0 | 0 | 0 | 0 | 0 | 0 | 0.17069 | 0.16425
1996 | 132.5417 | 0 | 0 | 0 | 0 | 0 | 0 | 0.18288 | 0.17226
1996 | 132.5521 | 0 | 0 | 0 | 0 | 0 | 0 | 0.15443 | 0.18027
1996 | 132.5625 | 0 | 0 | 0 | 0 | 0 | 0 | 0.17069 | 0.17626
1996 | 132.5729 | 0 | 0 | 0 | 0 | 0 | 0 | 0.19507 | 0.19229
1996 | 132.5833 | 0 | 0 | 0 | 0 | 0 | 0 | 0.17882 | 0.18027
1996 | 132.5938 | 0 | 0 | 0 | 0 | 0 | 0 | 0.16662 | 0.17626
1996 | 132.6042 | 0 | 0 | 0 | 0 | 0 | 0 | 0.17882 | 0.17626
1996 | 132.6146 | 0 | 0 | 0 | 0 | 0 | 0 | 0.16256 | 0.17226
1996 | 132.625 | 0 | 0 | 0 | 0 | 0 | 0 | 0.16256 | 0.16825
1996 | 132.6354 | 0 | 0 | 0 | 0 | 0 | 0 | 0.1585 | 0.18027
1996 | 132.6458 | 0 | 0 | 0 | 0 | 0 | 0 | 0.16662 | 0.16825
1996 | 132.6563 | 0 | 0 | 0 | 0 | 0 | 0 | 0.17069 | 0.16825
1996 | 132.6667 | 0 | 0 | 0 | 0 | 0 | 0 | 0.13005 | 0.14822
1996 | 132.6771 | 0 | 0 | 0 | 0 | 0 | 0 | 0.14224 | 0.14422
1996 | 132.6875 | 0 | 0 | 0 | 0 | 0 | 0 | 0.13818 | 0.14021
1996 | 132.6979 | 0 | 0 | 0 | 0 | 0 | 0 | 0.10973 | 0.1362
1996 | 132.7083 | 0 | 0 | 0 | 0 | 0 | 0 | 0.13818 | 0.14822
1996 | 132.7188 | 0 | 0 | 0 | 0 | 0 | 0 | 0.11786 | 0.14021
1996 | 132.7292 | 0 | 0 | 0 | 0 | 0 | 0 | 0.12598 | 0.12018
1996 | 132.7396 | 0 | 0 | 0 | 0 | 0 | 0 | 0.10566 | 0.14021
1996 | 132.75 | 0 | 0 | 0 | 0 | 0 | 0 | 0.10973 | 0.11617
1996 | 132.7604 | 0 | 0 | 0 | 0 | 0 | 0 | 0.085344 | 0.10015
1996 | 132.7708 | 0 | 0 | 0 | 0 | 0 | 0 | 0.085344 | 0.096144
1996 | 132.7813 | 0 | 0 | 0 | 0 | 0 | 0 | 0.069088 | 0.08012
1996 | 132.7917 | 0 | 0 | 0 | 0 | 0 | 0 | 0.073152 | 0.08012
1996 | 132.8021 | 0 | 0 | 0 | 0 | 0 | 0 | 0.048768 | 0.06009
1996 | 132.8125 | 0 | 0 | 0 | 0 | 0 | 0 | 0.052832 | 0.048072
1996 | 132.8229 | 0 | 0 | 0 | 0 | 0 | 0 | 0.028448 | 0.04006
1996 | 132.8333 | 0 | 0 | 0 | 0 | 0 | 0 | 0.036576 | 0.036054
1996 | 132.8438 | 0 | 0 | 0 | 0 | 0 | 0 | 0.032512 | 0.024036
1996 | 132.8542 | 0 | 0 | 0 | 0 | 0 | 0 | 0.024384 | 0.036054
1996 | 132.8646 | 0 | 0 | 0 | 0 | 0 | 0 | 0.024384 | 0.036054
1996 | 132.875 | 0 | 0 | 0 | 0 | 0 | 0 | 0.028448 | 0.028042
1996 | 132.8854 | 0 | 0 | 0 | 0 | 0 | 0 | 0.028448 | 0.028042
1996 | 132.8958 | 0 | 0 | 0 | 0 | 0 | 0 | 0.028448 | 0.028042
1996 | 132.9063 | 0 | 0 | 0 | 0 | 0 | 0 | 0.044704 | 0.036054
1996 | 132.9167 | 0 | 0 | 0 | 0 | 0 | 0 | 0.032512 | 0.028042
1996 | 132.9271 | 0 | 0 | 0 | 0 | 0 | 0 | 0.02032 | 0.032048
1996 | 132.9375 | 0 | 0 | 0 | 0 | 0 | 0 | 0.028448 | 0.02003
1996 | 132.9479 | 0 | 0 | 0 | 0 | 0 | 0 | 0.028448 | 0.024036
1996 | 132.9583 | 0 | 0 | 0 | 0 | 0 | 0 | 0.02032 | 0.024036
1996 | 132.9688 | 0 | 0 | 0 | 0 | 0 | 0 | 0.024384 | 0.016024
1996 | 132.9792 | 0 | 0 | 0 | 0 | 0 | 0 | 0.016256 | 0.024036
1996 | 132.9896 | 0 | 0 | 0 | 0 | 0 | 0 | 0.024384 | 0.02003
1996 | 133 | 0 | 0 | 0 | 0 | 0 | 0 | 0.008128 | 0.02003
1996 | 133.0104 | 0 | 0 | 0 | 0 | 0 | 0 | 0.016256 | 0.016024
1996 | 133.0208 | 0 | 0 | 0 | 0 | 0 | 0 | 0.02032 | 0.024036
1996 | 133.0313 | 0 | 0 | 0 | 0 | 0 | 0 | 0.028448 | 0.024036
1996 | 133.0417 | 0 | 0 | 0 | 0 | 0 | 0 | 0.012192 | 0.024036
1996 | 133.0521 | 0 | 0 | 0 | 0 | 0 | 0 | 0.024384 | 0.016024
1996 | 133.0625 | 0 | 0 | 0 | 0 | 0 | 0 | 0.02032 | 0.028042
1996 | 133.0729 | 0 | 0 | 0 | 0 | 0 | 0 | 0.028448 | 0.016024
1996 | 133.0833 | 0 | 0 | 0 | 0 | 0 | 0 | 0.016256 | 0.012018
1996 | 133.0938 | 0 | 0 | 0 | 0 | 0 | 0 | 0.028448 | 0.028042
1996 | 133.1042 | 0 | 0 | 0 | 0 | 0 | 0 | 0.016256 | 0.012018
1996 | 133.1146 | 0 | 0 | 0 | 0 | 0 | 0 | 0.012192 | 0.012018
1996 | 133.125 | 0 | 0 | 0 | 0 | 0 | 0 | 0.024384 | 0.012018
1996 | 133.1354 | 0 | 0 | 0 | 0 | 0 | 0 | 0.004064 | 0.016024
1996 | 133.1458 | 0 | 0 | 0 | 0 | 0 | 0 | 0 | 0.008012
1996 | 133.1563 | 0 | 0 | 0 | 0 | 0 | 0 | 0.02032 | 0.004006
1996 | 133.1667 | 0 | 0 | 0 | 0 | 0 | 0 | 0.016256 | 0.016024
1996 | 133.1771 | 0 | 0 | 0 | 0 | 0 | 0 | 0.012192 | 0.008012
1996 | 133.1875 | 0 | 0 | 0 | 0 | 0 | 0 | 0 | 0.008012
1996 | 133.1979 | 0 | 0 | 0 | 0 | 0 | 0 | 0.004064 | 0.004006
1996 | 133.2083 | 0 | 0 | 0 | 0 | 0 | 0 | 0.004064 | 0.008012
1996 | 133.2188 | 0 | 0 | 0 | 0 | 0 | 0 | 0.012192 | 0.004006
1996 | 133.2292 | 0 | 0 | 0 | 0 | 0 | 0 | 0.012192 | 0.016024
1996 | 133.2396 | 0 | 0 | 0 | 0 | 0 | 0 | 0.012192 | 0.004006
1996 | 133.25 | 0 | 0 | 0 | 0 | 0 | 0 | 0.004064 | 0.016024
1996 | 133.2604 | 0 | 0 | 0 | 0 | 0 | 0 | 0 | 0.016024
1996 | 133.2708 | 0 | 0 | 0 | 0 | 0 | 0 | 0.008128 | 0.024036
1996 | 133.2813 | 0 | 0 | 0 | 0 | 0 | 0 | 0.032512 | 0.02003
1996 | 133.2917 | 0 | 0 | 0 | 0 | 0 | 0 | 0.012192 | 0.016024
1996 | 133.3021 | 0 | 0 | 0 | 0 | 0 | 0 | 0.032512 | 0.036054
1996 | 133.3125 | 0 | 0 | 0 | 0 | 0 | 0 | 0.036576 | 0.028042
1996 | 133.3229 | 0 | 0 | 0 | 0 | 0 | 0 | 0.036576 | 0.044066
1996 | 133.3333 | 0 | 0 | 0 | 0 | 0 | 0 | 0.028448 | 0.044066
1996 | 133.3438 | 0 | 0 | 0 | 0 | 0 | 0 | 0.052832 | 0.032048
1996 | 133.3542 | 0 | 0 | 0 | 0 | 0 | 0 | 0.052832 | 0.06009
1996 | 133.3646 | 0 | 0 | 0 | 0 | 0 | 0 | 0.032512 | 0.032048
1996 | 133.375 | 0 | 0 | 0 | 0 | 0 | 0 | 0.048768 | 0.056084
1996 | 133.3854 | 0 | 0 | 0 | 0 | 0 | 0 | 0.052832 | 0.068102
1996 | 133.3958 | 0 | 0 | 0 | 0 | 0 | 0 | 0.085344 | 0.076114
1996 | 133.4063 | 0 | 0 | 0 | 0 | 0 | 0 | 0.085344 | 0.10816
1996 | 133.4167 | 0 | 0 | 0 | 0 | 0 | 0 | 0.10973 | 0.10816
1996 | 133.4271 | 0 | 0 | 0 | 0 | 0 | 0 | 0.10566 | 0.10416
1996 | 133.4375 | 0 | 0 | 0 | 0 | 0 | 0 | 0.11786 | 0.12819
1996 | 133.4479 | 0 | 0 | 0 | 0 | 0 | 0 | 0.1463 | 0.1362
1996 | 133.4583 | 0 | 0 | 0 | 0 | 0 | 0 | 0.12192 | 0.1362
1996 | 133.4688 | 0 | 0 | 0 | 0 | 0 | 0 | 0.12598 | 0.1362
1996 | 133.4792 | 0 | 0 | 0 | 0 | 0 | 0 | 0.1585 | 0.16825
1996 | 133.4896 | 0 | 0 | 0 | 0 | 0 | 0 | 0.17882 | 0.19629
1996 | 133.5 | 0 | 0 | 0 | 0 | 0 | 0 | 0.19914 | 0.20831
1996 | 133.5104 | 0 | 0 | 0 | 0 | 0 | 0 | 0.20726 | 0.21632
1996 | 133.5208 | 0 | 0 | 0 | 0 | 0 | 0 | 0.21539 | 0.22434
1996 | 133.5313 | 0 | 0 | 0 | 0 | 0 | 0 | 0.20726 | 0.22033
1996 | 133.5417 | 0 | 0 | 0 | 0 | 0 | 0 | 0.19914 | 0.21632
1996 | 133.5521 | 0 | 0 | 0 | 0 | 0 | 0 | 0.20726 | 0.22834
1996 | 133.5625 | 0 | 0 | 0 | 0 | 0 | 0 | 0.21946 | 0.24837
1996 | 133.5729 | 0 | 0 | 0 | 0 | 0 | 0 | 0.20726 | 0.24036
1996 | 133.5833 | 0 | 0 | 0 | 0 | 0 | 0 | 0.24384 | 0.24437
1996 | 133.5938 | 0 | 0 | 0 | 0 | 0 | 0 | 0.23165 | 0.24036
1996 | 133.6042 | 0 | 0 | 0 | 0 | 0 | 0 | 0.22352 | 0.25238
1996 | 133.6146 | 0 | 0 | 0 | 0 | 0 | 0 | 0.22758 | 0.24837
1996 | 133.625 | 0 | 0 | 0 | 0 | 0 | 0 | 0.20726 | 0.21632
1996 | 133.6354 | 0 | 0 | 0 | 0 | 0 | 0 | 0.21946 | 0.24437
1996 | 133.6458 | 0 | 0 | 0 | 0 | 0 | 0 | 0.21946 | 0.22033
1996 | 133.6563 | 0 | 0 | 0 | 0 | 0 | 0 | 0.18288 | 0.20831
1996 | 133.6667 | 0 | 0 | 0 | 0 | 0 | 0 | 0.17475 | 0.18027
1996 | 133.6771 | 0 | 0 | 0 | 0 | 0 | 0 | 0.18694 | 0.21232
1996 | 133.6875 | 0 | 0 | 0 | 0 | 0 | 0 | 0.17882 | 0.19629
1996 | 133.6979 | 0 | 0 | 0 | 0 | 0 | 0 | 0.1585 | 0.18027
1996 | 133.7083 | 0 | 0 | 0 | 0 | 0 | 0 | 0.14224 | 0.17226
1996 | 133.7188 | 0 | 0 | 0 | 0 | 0 | 0 | 0.13411 | 0.14822
1996 | 133.7292 | 0 | 0 | 0 | 0 | 0 | 0 | 0.10566 | 0.1322
1996 | 133.7396 | 0 | 0 | 0 | 0 | 0 | 0 | 0.10566 | 0.12419
1996 | 133.75 | 0 | 0 | 0 | 0 | 0 | 0 | 0.10566 | 0.1362
1996 | 133.7604 | 0 | 0 | 0 | 0 | 0 | 0 | 0.13411 | 0.15223
1996 | 133.7708 | 0 | 0 | 0 | 0 | 0 | 0 | 0.13411 | 0.15223
1996 | 133.7813 | 0 | 0 | 0 | 0 | 0 | 0 | 0.10566 | 0.11217
1996 | 133.7917 | 0 | 0 | 0 | 0 | 0 | 0 | 0.077216 | 0.11617
1996 | 133.8021 | 0 | 0 | 0 | 0 | 0 | 0 | 0.085344 | 0.072108
1996 | 133.8125 | 0 | 0 | 0 | 0 | 0 | 0 | 0.056896 | 0.064096
1996 | 133.8229 | 0 | 0 | 0 | 0 | 0 | 0 | 0.052832 | 0.048072
1996 | 133.8333 | 0 | 0 | 0 | 0 | 0 | 0 | 0.048768 | 0.048072
1996 | 133.8438 | 0 | 0 | 0 | 0 | 0 | 0 | 0.044704 | 0.036054
1996 | 133.8542 | 0 | 0 | 0 | 0 | 0 | 0 | 0.044704 | 0.044066
1996 | 133.8646 | 0 | 0 | 0 | 0 | 0 | 0 | 0.032512 | 0.028042
1996 | 133.875 | 0 | 0 | 0 | 0 | 0 | 0 | 0.032512 | 0.048072
1996 | 133.8854 | 0 | 0 | 0 | 0 | 0 | 0 | 0.04064 | 0.024036
1996 | 133.8958 | 0 | 0 | 0 | 0 | 0 | 0 | 0.028448 | 0.04006
1996 | 133.9063 | 0 | 0 | 0 | 0 | 0 | 0 | 0.04064 | 0.036054
1996 | 133.9167 | 0 | 0 | 0 | 0 | 0 | 0 | 0.04064 | 0.028042
1996 | 133.9271 | 0 | 0 | 0 | 0 | 0 | 0 | 0.032512 | 0.024036
1996 | 133.9375 | 0 | 0 | 0 | 0 | 0 | 0 | 0.024384 | 0.028042
1996 | 133.9479 | 0 | 0 | 0 | 0 | 0 | 0 | 0.032512 | 0.04006
1996 | 133.9583 | 0 | 0 | 0 | 0 | 0 | 0 | 0.028448 | 0.024036
1996 | 133.9688 | 0 | 0 | 0 | 0 | 0 | 0 | 0.032512 | 0.032048
1996 | 133.9792 | 0 | 0 | 0 | 0 | 0 | 0 | 0.032512 | 0.036054
1996 | 133.9896 | 0 | 0 | 0 | 0 | 0 | 0 | 0.036576 | 0.016024
1996 | 134 | 0 | 0 | 0 | 0 | 0 | 0 | 0.024384 | 0.032048
1996 | 134.0104 | 0 | 0 | 0 | 0 | 0 | 0 | 0.024384 | 0.02003
1996 | 134.0208 | 0 | 0 | 0 | 0 | 0 | 0 | 0.016256 | 0.02003
1996 | 134.0313 | 0 | 0 | 0 | 0 | 0 | 0 | 0.024384 | 0.016024
1996 | 134.0417 | 0 | 0 | 0 | 0 | 0 | 0 | -0.008128 | 0.02003
1996 | 134.0521 | 0 | 0 | 0 | 0 | 0 | 0 | 0.032512 | 0.02003
1996 | 134.0625 | 0 | 0 | 0 | 0 | 0 | 0 | 0.012192 | 0.02003
1996 | 134.0729 | 0 | 0 | 0 | 0 | 0 | 0 | 0.032512 | 0.028042
1996 | 134.0833 | 0 | 0 | 0 | 0 | 0 | 0 | 0.016256 | 0.012018
1996 | 134.0938 | 0 | 0 | 0 | 0 | 0 | 0 | 0.016256 | 0.016024
1996 | 134.1042 | 0 | 0 | 0 | 0 | 0 | 0 | 0.028448 | 0.012018
1996 | 134.1146 | 0 | 0 | 0 | 0 | 0 | 0 | 0.004064 | 0.012018
1996 | 134.125 | 0 | 0 | 0 | 0 | 0 | 0 | 0.012192 | 0.016024
1996 | 134.1354 | 0 | 0 | 0 | 0 | 0 | 0 | 0.012192 | 0.012018
1996 | 134.1458 | 0 | 0 | 0 | 0 | 0 | 0 | 0.008128 | 0.008012
1996 | 134.1563 | 0 | 0 | 0 | 0 | 0 | 0 | 0 | 0.004006
1996 | 134.1667 | 0 | 0 | 0 | 0 | 0 | 0 | 0.008128 | 0
1996 | 134.1771 | 0 | 0 | 0 | 0 | 0 | 0 | -0.008128 | 0.004006
1996 | 134.1875 | 0 | 0 | 0 | 0 | 0 | 0 | 0.004064 | 0
1996 | 134.1979 | 0 | 0 | 0 | 0 | 0 | 0 | -0.004064 | 0
1996 | 134.2083 | 0 | 0 | 0 | 0 | 0 | 0 | -0.004064 | -0.004006
1996 | 134.2188 | 0 | 0 | 0 | 0 | 0 | 0 | -0.008128 | -0.008012
1996 | 134.2292 | 0 | 0 | 0 | 0 | 0 | 0 | 0.004064 | 0
1996 | 134.2396 | 0 | 0 | 0 | 0 | 0 | 0 | 0.008128 | 0.008012
1996 | 134.25 | 0 | 0 | 0 | 0 | 0 | 0 | 0.004064 | 0.012018
1996 | 134.2604 | 0 | 0 | 0 | 0 | 0 | 0 | 0.02032 | 0.008012
1996 | 134.2708 | 0 | 0 | 0 | 0 | 0 | 0 | 0.004064 | 0.012018
1996 | 134.2813 | 0 | 0 | 0 | 0 | 0 | 0 | 0.024384 | 0.012018
1996 | 134.2917 | 0 | 0 | 0 | 0 | 0 | 0 | 0.004064 | 0.008012
1996 | 134.3021 | 0 | 0 | 0 | 0 | 0 | 0 | 0 | 0.004006
1996 | 134.3125 | 0 | 0 | 0 | 0 | 0 | 0 | 0.004064 | 0
1996 | 134.3229 | 0 | 0 | 0 | 0 | 0 | 0 | -0.008128 | -0.004006
1996 | 134.3333 | 0 | 0 | 0 | 0 | 0 | 0 | -0.044704 | -0.02003
1996 | 134.3438 | 0.024384 | 0.048072 | 0 | 0 | 0 | 0 | -0.024384 | -0.012018
1996 | 134.3542 | 0 | 0 | 0 | 0 | 0 | 0 | -0.032512 | -0.036054
1996 | 134.3646 | 0 | 0 | 0 | 0 | 0 | 0 | -0.028448 | -0.028042
1996 | 134.375 | 0 | 0 | 0 | 0 | 0 | 0 | -0.02032 | -0.016024
1996 | 134.3854 | 0 | 0 | 0 | 0 | 0 | 0 | 0.016256 | 0
1996 | 134.3958 | 0 | 0 | 0 | 0 | 0 | 0 | 0.008128 | 0.008012
1996 | 134.4063 | 0 | 0 | 0 | 0 | 0 | 0 | 0.02032 | 0.02003
1996 | 134.4167 | 0 | 0 | 0 | 0 | 0 | 0 | 0.016256 | 0.012018
1996 | 134.4271 | 0 | 0 | 0 | 0 | 0 | 0 | 0.012192 | 0.024036
1996 | 134.4375 | 0 | 0 | 0 | 0 | 0 | 0 | 0.024384 | 0.016024
1996 | 134.4479 | 0 | 0 | 0 | 0 | 0 | 0 | 0.036576 | 0.04006
1996 | 134.4583 | 0 | 0 | 0 | 0 | 0 | 0 | 0.048768 | 0.044066
1996 | 134.4688 | 0 | 0 | 0 | 0 | 0 | 0 | 0.073152 | 0.076114
1996 | 134.4792 | 0 | 0 | 0 | 0 | 0 | 0 | 0.08128 | 0.084126
1996 | 134.4896 | 0 | 0 | 0 | 0 | 0 | 0 | 0.065024 | 0.072108
1996 | 134.5 | 0 | 0 | 0 | 0 | 0 | 0 | 0.085344 | 0.096144
1996 | 134.5104 | 0 | 0 | 0 | 0 | 0 | 0 | 0.10566 | 0.11617
1996 | 134.5208 | 0 | 0 | 0 | 0 | 0 | 0 | 0.13411 | 0.1362
1996 | 134.5313 | 0 | 0 | 0 | 0 | 0 | 0 | 0.13818 | 0.12819
1996 | 134.5417 | 0 | 0 | 0 | 0 | 0 | 0 | 0.13411 | 0.14422
1996 | 134.5521 | 0 | 0 | 0 | 0 | 0.91034 | 0 | 0.024384 | 0.11617
1996 | 134.5625 | 0 | 0 | 0 | 0 | 10.5501 | 6.9063 | -5.6843e-14 | 0
1996 | 134.5729 | 0 | 0 | 0 | 0 | 11.8831 | 11.6254 | -5.6843e-14 | 0
1996 | 134.5833 | 0 | 0 | 0 | 0 | 1.5443 | 4.7752 | 0.089408 | 0.028042
1996 | 134.5938 | 0 | 0 | 0 | 0 | 0 | 0 | 0.18288 | 0.15623
1996 | 134.6042 | 0 | 0 | 0 | 0 | 0 | 0 | 0.1463 | 0.16425
1996 | 134.6146 | 0 | 0 | 0 | 0 | 0 | 0 | 0.17069 | 0.15223
1996 | 134.625 | 0 | 0 | 0 | 0 | 0 | 0 | 0.14224 | 0.15623
1996 | 134.6354 | 0 | 0 | 0 | 0 | 0 | 0 | 0.16256 | 0.15623
1996 | 134.6458 | 0 | 0 | 0 | 0 | 0 | 0 | 0.1463 | 0.15223
1996 | 134.6563 | 0 | 0 | 0 | 0 | 0 | 0 | 0.16662 | 0.16024
1996 | 134.6667 | 0 | 0 | 0 | 0 | 0 | 0 | 0.15443 | 0.15623
1996 | 134.6771 | 0 | 0 | 0 | 0 | 0 | 0 | 0.085344 | 0.10015
1996 | 134.6875 | 0 | 0 | 0 | 0 | 0 | 0 | 0.11786 | 0.10416
1996 | 134.6979 | 0 | 0 | 0 | 0 | 0 | 0 | 0.10566 | 0.10015
1996 | 134.7083 | 0 | 0 | 0 | 0 | 0 | 0 | 0.077216 | 0.064096
1996 | 134.7188 | 0 | 0 | 0 | 0 | 0 | 0 | 0.073152 | 0.092138
1996 | 134.7292 | 0 | 0 | 0 | 0 | 0 | 0 | 0.077216 | 0.072108
1996 | 134.7396 | 0 | 0 | 0 | 0 | 0 | 0 | 0.06096 | 0.068102
1996 | 134.75 | 0 | 0 | 0 | 0 | 0 | 0 | 0.048768 | 0.052078
1996 | 134.7604 | 0 | 0 | 0 | 0 | 0 | 0 | 0.06096 | 0.064096
1996 | 134.7708 | 0 | 0 | 0 | 0 | 0 | 0 | 0.032512 | 0.056084
1996 | 134.7813 | 0 | 0 | 0 | 0 | 0 | 0 | 0.048768 | 0.032048
1996 | 134.7917 | 0 | 0 | 0 | 0 | 0 | 0 | 0.036576 | 0.036054
1996 | 134.8021 | 0 | 0 | 0 | 0 | 0 | 0 | 0.028448 | 0.044066
1996 | 134.8125 | 0 | 0 | 0 | 0 | 0 | 0 | 0.024384 | 0.016024
1996 | 134.8229 | 0 | 0 | 0 | 0 | 0 | 0 | 0.016256 | 0.024036
1996 | 134.8333 | 0 | 0 | 0 | 0 | 0 | 0 | 0.016256 | 0.02003
1996 | 134.8438 | 0 | 0 | 0 | 0 | 0 | 0 | 0.008128 | 0.008012
1996 | 134.8542 | 0 | 0 | 0 | 0 | 0 | 0 | 0.008128 | 0.004006
1996 | 134.8646 | 0 | 0 | 0 | 0 | 0 | 0 | 0 | 0.016024
1996 | 134.875 | 0 | 0 | 0 | 0 | 0 | 0 | 0.012192 | 0.012018
1996 | 134.8854 | 0 | 0 | 0 | 0 | 0 | 0 | 0.02032 | 0.02003
1996 | 134.8958 | 0 | 0 | 0 | 0 | 0 | 0 | 0.012192 | 0.036054
1996 | 134.9063 | 0 | 0 | 0 | 0 | 0 | 0 | 0.024384 | 0.024036
1996 | 134.9167 | 0 | 0 | 0 | 0 | 0 | 0 | 0.024384 | 0.028042
1996 | 134.9271 | 0 | 0 | 0 | 0 | 0 | 0 | 0.02032 | 0.004006
1996 | 134.9375 | 0 | 0 | 0 | 0 | 0 | 0 | 0.008128 | 0.036054
1996 | 134.9479 | 0 | 0 | 0 | 0 | 0 | 0 | 0.028448 | 0.012018
1996 | 134.9583 | 0 | 0 | 0 | 0 | 0 | 0 | 0.008128 | 0.008012
1996 | 134.9688 | 0 | 0 | 0 | 0 | 0 | 0 | 0.012192 | 0.024036
1996 | 134.9792 | 0 | 0 | 0 | 0 | 0 | 0 | 0.016256 | 0.012018
1996 | 134.9896 | 0 | 0 | 0 | 0 | 0 | 0 | -0.004064 | 0
1996 | 135 | 0 | 0 | 0 | 0 | 0 | 0 | 0.012192 | 0.016024
1996 | 135.0104 | 0 | 0 | 0 | 0 | 0 | 0 | 0.004064 | 0.012018
1996 | 135.0208 | 0 | 0 | 0 | 0 | 0 | 0 | 0.012192 | 0.004006
1996 | 135.0313 | 0 | 0 | 0 | 0 | 0 | 0 | 0.02032 | 0.02003
1996 | 135.0417 | 0 | 0 | 0 | 0 | 0 | 0 | 0.016256 | 0.02003
1996 | 135.0521 | 0 | 0 | 0 | 0 | 0 | 0 | -0.004064 | -0.004006
1996 | 135.0625 | 0 | 0 | 0 | 0 | 0 | 0 | 0.008128 | 0.012018
1996 | 135.0729 | 0 | 0 | 0 | 0 | 0 | 0 | -0.004064 | 0
1996 | 135.0833 | 0 | 0 | 0 | 0 | 0 | 0 | 0.008128 | -0.004006
1996 | 135.0938 | 0 | 0 | 0 | 0 | 0 | 0 | -0.004064 | 0
1996 | 135.1042 | 0 | 0 | 0 | 0 | 0 | 0 | 0.004064 | 0.004006
1996 | 135.1146 | 0 | 0 | 0 | 0 | 0 | 0 | 0 | 0
1996 | 135.125 | 0 | 0 | 0 | 0 | 0 | 0 | 0.012192 | -0.008012
1996 | 135.1354 | 0 | 0 | 0 | 0 | 0 | 0 | 0 | 0.016024
1996 | 135.1458 | 0 | 0 | 0 | 0 | 0 | 0 | -0.004064 | 0.004006
1996 | 135.1563 | 0 | 0 | 0 | 0 | 0 | 0 | 0 | 5.6843e-14
1996 | 135.1667 | 0 | 0 | 0 | 0 | 0 | 0 | 0.008128 | 0.004006
1996 | 135.1771 | 0 | 0 | 0 | 0 | 0 | 0 | 0.008128 | 0.008012
1996 | 135.1875 | 0 | 0 | 0 | 0 | 0 | 0 | 0 | 0.008012
1996 | 135.1979 | 0 | 0 | 0 | 0 | 0 | 0 | 0.008128 | 0.004006
1996 | 135.2083 | 0 | 0 | 0 | 0 | 0 | 0 | 0 | 0.004006
1996 | 135.2188 | 0 | 0 | 0 | 0 | 0 | 0 | 0.008128 | 0
1996 | 135.2292 | 0 | 0 | 0 | 0 | 0 | 0 | 0.016256 | -0.004006
1996 | 135.2396 | 0 | 0 | 0 | 0 | 0 | 0 | 0.004064 | 0.02003
1996 | 135.25 | 0 | 0 | 0 | 0 | 0 | 0 | -0.008128 | 0.012018
1996 | 135.2604 | 0 | 0 | 0 | 0 | 0 | 0 | 0.004064 | -0.004006
1996 | 135.2708 | 0 | 0 | 0 | 0 | 0 | 0 | 0.008128 | 0.008012
1996 | 135.2813 | 0 | 0 | 0 | 0 | 0 | 0 | 0.008128 | 0.016024
1996 | 135.2917 | 0 | 0 | 0 | 0 | 0 | 0 | 0.008128 | 0.004006
1996 | 135.3021 | 0 | 0 | 0 | 0 | 0 | 0 | 0.02032 | 0.016024
1996 | 135.3125 | 0 | 0 | 0 | 0 | 0 | 0 | 0.016256 | 0.02003
1996 | 135.3229 | 0 | 0 | 0 | 0 | 0 | 0 | 0.036576 | 0.028042
1996 | 135.3333 | 0 | 0 | 0 | 0 | 0 | 0 | 0.036576 | 0.04006
1996 | 135.3438 | 0 | 0 | 0 | 0 | 0 | 0 | 0.048768 | 0.06009
1996 | 135.3542 | 0 | 0 | 0 | 0 | 0 | 0 | 0.065024 | 0.064096
1996 | 135.3646 | 0 | 0 | 0 | 0 | 0 | 0 | 0.08128 | 0.076114
1996 | 135.375 | 0 | 0 | 0 | 0 | 0 | 0 | 0.093472 | 0.092138
1996 | 135.3854 | 0 | 0 | 0 | 0 | 0 | 0 | 0.10973 | 0.12018
1996 | 135.3958 | 0 | 0 | 0 | 0 | 0 | 0 | 0.11379 | 0.11617
1996 | 135.4063 | 0 | 0 | 0 | 0 | 0 | 0 | 0.12192 | 0.14021
1996 | 135.4167 | 0 | 0 | 0 | 0 | 0 | 0 | 0.13818 | 0.1322
1996 | 135.4271 | 0 | 0 | 0 | 0 | 0 | 0 | 0.15037 | 0.14422
1996 | 135.4375 | 0 | 0 | 0 | 0 | 0 | 0 | 0.16256 | 0.15623
1996 | 135.4479 | 0 | 0 | 0 | 0 | 0 | 0 | 0.17882 | 0.18027
1996 | 135.4583 | 0 | 0 | 0 | 0 | 0 | 0 | 0.18288 | 0.17626
1996 | 135.4688 | 0 | 0 | 0 | 0 | 0 | 0 | 0.19507 | 0.19229
1996 | 135.4792 | 0 | 0 | 0 | 0 | 0 | 0 | 0.19507 | 0.2003
1996 | 135.4896 | 0 | 0 | 0 | 0 | 0 | 0 | 0.23571 | 0.22434
1996 | 135.5 | 0 | 0 | 0 | 0 | 0 | 0 | 0.23165 | 0.22434
1996 | 135.5104 | 0 | 0 | 0 | 0 | 0 | 0 | 0.23571 | 0.23635
1996 | 135.5208 | 0 | 0 | 0 | 0 | 0 | 0 | 0.23571 | 0.24437
1996 | 135.5313 | 0 | 0 | 0 | 0 | 0 | 0 | 0.27229 | 0.27641
1996 | 135.5417 | 0 | 0 | 0 | 0 | 0 | 0 | 0.24384 | 0.25238
1996 | 135.5521 | 0 | 0 | 0 | 0 | 0 | 0 | 0.27229 | 0.28843
1996 | 135.5625 | 0 | 0 | 0 | 0 | 0 | 0 | 0.30886 | 0.32048
1996 | 135.5729 | 0 | 0 | 0 | 0 | 0 | 0 | 0.26822 | 0.29644
1996 | 135.5833 | 0 | 0 | 0 | 0 | 0 | 0 | 0.29667 | 0.30846
1996 | 135.5938 | 0 | 0 | 0 | 0 | 0 | 0 | 0.27229 | 0.26039
1996 | 135.6042 | 0 | 0 | 0 | 0 | 0 | 0 | 0.23571 | 0.19229
1996 | 135.6146 | 0 | 0 | 0 | 0 | 0 | 0 | 0.25603 | 0.27241
1996 | 135.625 | 0 | 0 | 0 | 0 | 0 | 0 | 0.21539 | 0.22033
1996 | 135.6354 | 0 | 0 | 0 | 0 | 0 | 0 | 0.29667 | 0.3325
1996 | 135.6458 | 0 | 0 | 0 | 0 | 0 | 0 | 0.27635 | 0.28443
1996 | 135.6563 | 0 | 0 | 0 | 0 | 0 | 0 | 0.21539 | 0.23235
1996 | 135.6667 | 0 | 0 | 0 | 0 | 0 | 0 | 0.11786 | 0.12819
1996 | 135.6771 | 0 | 0 | 0 | 0 | 0 | 0 | 0.12192 | 0.12419
1996 | 135.6875 | 0 | 0 | 0 | 0 | 0 | 0 | 0.12192 | 0.12819
1996 | 135.6979 | 0 | 0 | 0 | 0 | 0 | 0 | 0.11786 | 0.11617
1996 | 135.7083 | 0 | 0 | 0 | 0 | 0 | 0 | 0.24384 | 0.23235
1996 | 135.7188 | 0 | 0 | 0 | 0 | 0 | 0 | 0.21946 | 0.21632
1996 | 135.7292 | 0 | 0 | 0 | 0 | 0 | 0 | 0.17475 | 0.18428
1996 | 135.7396 | 0 | 0 | 0 | 0 | 0 | 0 | 0.15037 | 0.16024
1996 | 135.75 | 0 | 0 | 0 | 0 | 0 | 0 | 0.19101 | 0.18428
1996 | 135.7604 | 0 | 0 | 0 | 0 | 0 | 0 | 0.097536 | 0.096144
1996 | 135.7708 | 0 | 0 | 0 | 0 | 0 | 0 | 0.077216 | 0.08012
1996 | 135.7813 | 0 | 0 | 0 | 0 | 0 | 0 | 0.10973 | 0.12018
1996 | 135.7917 | 0 | 0 | 0 | 0 | 0 | 0 | 0.13005 | 0.14422
1996 | 135.8021 | 0 | 0 | 0 | 0 | 0 | 0 | 0.097536 | 0.084126
1996 | 135.8125 | 0 | 0 | 0 | 0 | 0 | 0 | 0.048768 | 0.064096
1996 | 135.8229 | 0 | 0 | 0 | 0 | 0 | 0 | 0.036576 | 0.04006
1996 | 135.8333 | 0 | 0 | 0 | 0 | 0 | 0 | 0.02032 | 0.024036
1996 | 135.8438 | 0 | 0 | 0 | 0 | 0 | 0 | 0.024384 | 0.024036
1996 | 135.8542 | 0 | 0 | 0 | 0 | 0 | 0 | 0.02032 | 0.012018
1996 | 135.8646 | 0 | 0 | 0 | 0 | 0 | 0 | 0.004064 | 0.024036
1996 | 135.875 | 0 | 0 | 0 | 0 | 0 | 0 | 0.056896 | 0.032048
1996 | 135.8854 | 0 | 0 | 0 | 0 | 0 | 0 | 0.032512 | 0.04006
1996 | 135.8958 | 0 | 0 | 0 | 0 | 0 | 0 | 0.008128 | 0.016024
1996 | 135.9063 | 0 | 0 | 0 | 0 | 0 | 0 | 0.012192 | 0.032048
1996 | 135.9167 | 0 | 0 | 0 | 0 | 0 | 0 | 0.008128 | 0.02003
1996 | 135.9271 | 0 | 0 | 0 | 0 | 0 | 0 | 0.069088 | 0.056084
1996 | 135.9375 | 0 | 0 | 0 | 0 | 0 | 0 | 0.065024 | 0.064096
1996 | 135.9479 | 0 | 0 | 0 | 0 | 0 | 0 | 0.052832 | 0.032048
1996 | 135.9583 | 0 | 0 | 0 | 0 | 0 | 0 | 0.06096 | 0.072108
1996 | 135.9688 | 0 | 0 | 0 | 0 | 0 | 0 | 0.052832 | 0.044066
1996 | 135.9792 | 0 | 0 | 0 | 0 | 0 | 0 | 0.06096 | 0.052078
1996 | 135.9896 | 0 | 0 | 0 | 0 | 0 | 0 | 0.048768 | 0.06009
1996 | 136 | 0 | 0 | 0 | 0 | 0 | 0 | 0.056896 | 0.036054
1996 | 136.0104 | 0 | 0 | 0 | 0 | 0 | 0 | 0.052832 | 0.064096
1996 | 136.0208 | 0 | 0 | 0 | 0 | 0 | 0 | 0.056896 | 0.048072
1996 | 136.0313 | 0 | 0 | 0 | 0 | 0 | 0 | 0.048768 | 0.052078
1996 | 136.0417 | 0 | 0 | 0 | 0 | 0 | 0 | 0.04064 | 0.032048
1996 | 136.0521 | 0 | 0 | 0 | 0 | 0 | 0 | 0.028448 | 0.044066
1996 | 136.0625 | 0 | 0 | 0 | 0 | 0 | 0 | 0.044704 | 0.024036
1996 | 136.0729 | 0 | 0 | 0 | 0 | 0 | 0 | 0.032512 | 0.048072
1996 | 136.0833 | 0 | 0 | 0 | 0 | 0 | 0 | 0.032512 | 0.028042
1996 | 136.0938 | 0 | 0 | 0 | 0 | 0 | 0 | 0.032512 | 0.04006
1996 | 136.1042 | 0 | 0 | 0 | 0 | 0 | 0 | 0.024384 | 0.02003
1996 | 136.1146 | 0 | 0 | 0 | 0 | 0 | 0 | 0.04064 | 0.04006
1996 | 136.125 | 0 | 0 | 0 | 0 | 0 | 0 | 0.02032 | 0.032048
1996 | 136.1354 | 0 | 0 | 0 | 0 | 0 | 0 | 0.028448 | 0.028042
1996 | 136.1458 | 0 | 0 | 0 | 0 | 0 | 0 | 0.036576 | 0.032048
1996 | 136.1563 | 0 | 0 | 0 | 0 | 0 | 0 | 0.012192 | 0.02003
1996 | 136.1667 | 0 | 0 | 0 | 0 | 0 | 0 | 0.028448 | 0.02003
1996 | 136.1771 | 0 | 0 | 0 | 0 | 0 | 0 | 0.024384 | 0.024036
1996 | 136.1875 | 0 | 0 | 0 | 0 | 0 | 0 | 0.008128 | 0.024036
1996 | 136.1979 | 0 | 0 | 0 | 0 | 0 | 0 | 0.024384 | 0.02003
1996 | 136.2083 | 0 | 0 | 0 | 0 | 0 | 0 | 0.008128 | 0.004006
1996 | 136.2188 | 0 | 0 | 0 | 0 | 0 | 0 | 0.024384 | 0.032048
1996 | 136.2292 | 0 | 0 | 0 | 0 | 0 | 0 | 0.016256 | 0.012018
1996 | 136.2396 | 0 | 0 | 0 | 0 | 0 | 0 | 0.016256 | 0.02003
1996 | 136.25 | 0 | 0 | 0 | 0 | 0 | 0 | 0.02032 | 0.02003
1996 | 136.2604 | 0 | 0 | 0 | 0 | 0 | 0 | 0.024384 | 0.016024
1996 | 136.2708 | 0 | 0 | 0 | 0 | 0 | 0 | 0.044704 | 0.036054
1996 | 136.2813 | 0 | 0 | 0 | 0 | 0 | 0 | 0.028448 | 0.028042
1996 | 136.2917 | 0 | 0 | 0 | 0 | 0 | 0 | 0.052832 | 0.056084
1996 | 136.3021 | 0 | 0 | 0 | 0 | 0 | 0 | 0.044704 | 0.048072
1996 | 136.3125 | 0 | 0 | 0 | 0 | 0 | 0 | 0.073152 | 0.068102
1996 | 136.3229 | 0 | 0 | 0 | 0 | 0 | 0 | 0.1016 | 0.092138
1996 | 136.3333 | 0 | 0 | 0 | 0 | 0 | 0 | 0.12192 | 0.10816
1996 | 136.3438 | 0 | 0 | 0 | 0 | 0 | 0 | 0.1463 | 0.14021
1996 | 136.3542 | 0 | 0 | 0 | 0 | 0 | 0 | 0.2032 | 0.18027
1996 | 136.3646 | 0 | 0 | 0 | 0 | 0 | 0 | 0.17882 | 0.18828
1996 | 136.375 | 0 | 0 | 0 | 0 | 0 | 0 | 0.23165 | 0.22033
1996 | 136.3854 | 0 | 0 | 0 | 0 | 0 | 0 | 0.24384 | 0.24036
1996 | 136.3958 | 0 | 0 | 0 | 0 | 0 | 0 | 0.2601 | 0.2644
1996 | 136.4063 | 0 | 0 | 0 | 0 | 0 | 0 | 0.27229 | 0.27241
1996 | 136.4167 | 0 | 0 | 0 | 0 | 0 | 0 | 0.28448 | 0.28843
1996 | 136.4271 | 0 | 0 | 0 | 0 | 0 | 0 | 0.3048 | 0.30045
1996 | 136.4375 | 0 | 0 | 0 | 0 | 0 | 0 | 0.3048 | 0.30446
1996 | 136.4479 | 0 | 0 | 0 | 0 | 0 | 0 | 0.30886 | 0.31247
1996 | 136.4583 | 0 | 0 | 0 | 0 | 0 | 0 | 0.28854 | 0.30045
1996 | 136.4688 | 0 | 0 | 0 | 0 | 0 | 0 | 0.29667 | 0.30846
1996 | 136.4792 | 0 | 0 | 0 | 0 | 0 | 0 | 0.29667 | 0.27241
1996 | 136.4896 | 0 | 0 | 0 | 0 | 0.10566 | 0 | 0.16256 | 0.2644
1996 | 136.5 | 0 | 0 | 0 | 0 | 7.3965 | 6.3695 | -1.1369e-13 | 5.6843e-14
1996 | 136.5104 | 0 | 0 | 0 | 0 | 10.5339 | 11.0405 | -1.1369e-13 | 5.6843e-14
1996 | 136.5208 | 0 | 0 | 0 | 0 | 6.1204 | 6.7782 | 0.085344 | 0.072108
1996 | 136.5313 | 0 | 0 | 0 | 0 | 0 | 0 | 0.52426 | 0.43665
1996 | 136.5417 | 0 | 0 | 0 | 0 | 0 | 0 | 0.37389 | 0.32849
1996 | 136.5521 | 0 | 0 | 0 | 0 | 0 | 0 | 0.38608 | 0.37656
1996 | 136.5625 | 0 | 0 | 0 | 0 | 0 | 0 | 0.35763 | 0.35253
1996 | 136.5729 | 0 | 0 | 0 | 0 | 0 | 0 | 0.37795 | 0.3365
1996 | 136.5833 | 0 | 0 | 0 | 0 | 0 | 0 | 0.37389 | 0.3365
1996 | 136.5938 | 0 | 0 | 0 | 0 | 0 | 0 | 0.33325 | 0.34852
1996 | 136.6042 | 0 | 0 | 0 | 0 | 0 | 0 | 0.36576 | 0.34452
1996 | 136.6146 | 0 | 0 | 0 | 0 | 0 | 0 | 0.32918 | 0.32449
1996 | 136.625 | 0 | 0 | 0 | 0 | 0 | 0 | 0.3048 | 0.29644
1996 | 136.6354 | 0 | 0 | 0 | 0 | 0 | 0 | 0.31293 | 0.30045
1996 | 136.6458 | 0 | 0 | 0 | 0 | 0 | 0 | 0.31293 | 0.30446
1996 | 136.6563 | 0 | 0 | 0 | 0 | 0 | 0 | 0.32106 | 0.30846
1996 | 136.6667 | 0 | 0 | 0 | 0 | 0 | 0 | 0.32512 | 0.32048
1996 | 136.6771 | 0 | 0 | 0 | 0 | 0 | 0 | 0.29667 | 0.30045
1996 | 136.6875 | 0 | 0 | 0 | 0 | 0 | 0 | 0.30886 | 0.29244
1996 | 136.6979 | 0 | 0 | 0 | 0 | 0 | 0 | 0.26416 | 0.24837
1996 | 136.7083 | 0 | 0 | 0 | 0 | 0 | 0 | 0.26416 | 0.2644
1996 | 136.7188 | 0 | 0 | 0 | 0 | 0 | 0 | 0.26416 | 0.26039
1996 | 136.7292 | 0 | 0 | 0 | 0 | 0 | 0 | 0.23571 | 0.23635
1996 | 136.7396 | 0 | 0 | 0 | 0 | 0 | 0 | 0.22352 | 0.20831
1996 | 136.75 | 0 | 0 | 0 | 0 | 0 | 0 | 0.18288 | 0.19229
1996 | 136.7604 | 0 | 0 | 0 | 0 | 0 | 0 | 0.16256 | 0.18027
1996 | 136.7708 | 0 | 0 | 0 | 0 | 0 | 0 | 0.15037 | 0.15623
1996 | 136.7813 | 0 | 0 | 0 | 0 | 0 | 0 | 0.13005 | 0.11617
1996 | 136.7917 | 0 | 0 | 0 | 0 | 0 | 0 | 0.093472 | 0.10416
1996 | 136.8021 | 0 | 0 | 0 | 0 | 0 | 0 | 0.077216 | 0.076114
1996 | 136.8125 | 0 | 0 | 0 | 0 | 0 | 0 | 0.056896 | 0.068102
1996 | 136.8229 | 0 | 0 | 0 | 0 | 0 | 0 | 0.036576 | 0.044066
1996 | 136.8333 | 0 | 0 | 0 | 0 | 0 | 0 | 0.024384 | 0.032048
1996 | 136.8438 | 0 | 0 | 0 | 0 | 0 | 0 | 0.024384 | 0.024036
1996 | 136.8542 | 0 | 0 | 0 | 0 | 0 | 0 | 0.016256 | 0.024036
1996 | 136.8646 | 0 | 0 | 0 | 0 | 0 | 0 | 0.028448 | 0.024036
1996 | 136.875 | 0 | 0 | 0 | 0 | 0 | 0 | 0.028448 | 0.024036
1996 | 136.8854 | 0 | 0 | 0 | 0 | 0 | 0 | 0.016256 | 0.02003
1996 | 136.8958 | 0 | 0 | 0 | 0 | 0 | 0 | 0.024384 | 0.016024
1996 | 136.9063 | 0 | 0 | 0 | 0 | 0 | 0 | 0.016256 | 0.02003
1996 | 136.9167 | 0 | 0 | 0 | 0 | 0 | 0 | 0.016256 | 0.016024
1996 | 136.9271 | 0 | 0 | 0 | 0 | 0 | 0 | 0.024384 | 0.024036
1996 | 136.9375 | 0 | 0 | 0 | 0 | 0 | 0 | 0.02032 | 0.016024
1996 | 136.9479 | 0 | 0 | 0 | 0 | 0 | 0 | 0.02032 | 0.004006
1996 | 136.9583 | 0 | 0 | 0 | 0 | 0 | 0 | 0.02032 | 0.036054
1996 | 136.9688 | 0 | 0 | 0 | 0 | 0 | 0 | 0.02032 | 0.016024
1996 | 136.9792 | 0 | 0 | 0 | 0 | 0 | 0 | 0.024384 | 0.028042
1996 | 136.9896 | 0 | 0 | 0 | 0 | 0 | 0 | 0.016256 | 0.02003
1996 | 137 | 0 | 0 | 0 | 0 | 0 | 0 | 0.024384 | 0.024036
1996 | 137.0104 | 0 | 0 | 0 | 0 | 0 | 0 | 0.028448 | 0.024036
1996 | 137.0208 | 0 | 0 | 0 | 0 | 0 | 0 | 0.024384 | 0.024036
1996 | 137.0313 | 0 | 0 | 0 | 0 | 0 | 0 | 0.028448 | 0.024036
1996 | 137.0417 | 0 | 0 | 0 | 0 | 0 | 0 | 0.02032 | 0.024036
1996 | 137.0521 | 0 | 0 | 0 | 0 | 0 | 0 | 0.028448 | 0.024036
1996 | 137.0625 | 0 | 0 | 0 | 0 | 0 | 0 | 0.024384 | 0.02003
1996 | 137.0729 | 0 | 0 | 0 | 0 | 0 | 0 | 0.016256 | 0.016024
1996 | 137.0833 | 0 | 0 | 0 | 0 | 0 | 0 | 0.028448 | 0.032048
1996 | 137.0938 | 0 | 0 | 0 | 0 | 0 | 0 | 0.02032 | 0.02003
1996 | 137.1042 | 0 | 0 | 0 | 0 | 0 | 0 | 0.032512 | 0.02003
1996 | 137.1146 | 0 | 0 | 0 | 0 | 0 | 0 | 0.024384 | 0.028042
1996 | 137.125 | 0 | 0 | 0 | 0 | 0 | 0 | 0.024384 | 0.016024
1996 | 137.1354 | 0 | 0 | 0 | 0 | 0 | 0 | 0.028448 | 0.04006
1996 | 137.1458 | 0 | 0 | 0 | 0 | 0 | 0 | 0.032512 | 0.012018
1996 | 137.1563 | 0 | 0 | 0 | 0 | 0 | 0 | 0.012192 | 0.016024
1996 | 137.1667 | 0 | 0 | 0 | 0 | 0 | 0 | 0.024384 | 0.028042
1996 | 137.1771 | 0 | 0 | 0 | 0 | 0 | 0 | 0.032512 | 0.032048
1996 | 137.1875 | 0 | 0 | 0 | 0 | 0 | 0 | 0.032512 | 0.024036
1996 | 137.1979 | 0 | 0 | 0 | 0 | 0 | 0 | 0.036576 | 0.032048
1996 | 137.2083 | 0 | 0 | 0 | 0 | 0 | 0 | 0.032512 | 0.036054
1996 | 137.2188 | 0 | 0 | 0 | 0 | 0 | 0 | 0.044704 | 0.028042
1996 | 137.2292 | 0 | 0 | 0 | 0 | 0 | 0 | 0.028448 | 0.036054
1996 | 137.2396 | 0 | 0 | 0 | 0 | 0 | 0 | 0.036576 | 0.04006
1996 | 137.25 | 0 | 0 | 0 | 0 | 0 | 0 | 0.04064 | 0.04006
1996 | 137.2604 | 0 | 0 | 0 | 0 | 0 | 0 | 0.056896 | 0.032048
1996 | 137.2708 | 0 | 0 | 0 | 0 | 0 | 0 | 0.056896 | 0.08012
1996 | 137.2813 | 0 | 0 | 0 | 0 | 0 | 0 | 0.073152 | 0.08012
1996 | 137.2917 | 0 | 0 | 0 | 0 | 0 | 0 | 0.085344 | 0.088132
1996 | 137.3021 | 0 | 0 | 0 | 0 | 0 | 0 | 0.097536 | 0.10816
1996 | 137.3125 | 0 | 0 | 0 | 0 | 0 | 0 | 0.11786 | 0.11617
1996 | 137.3229 | 0 | 0 | 0 | 0 | 0 | 0 | 0.13411 | 0.12819
1996 | 137.3333 | 0 | 0 | 0 | 0 | 0 | 0 | 0.14224 | 0.14822
1996 | 137.3438 | 0 | 0 | 0 | 0 | 0 | 0 | 0.17069 | 0.16425
1996 | 137.3542 | 0 | 0 | 0 | 0 | 0 | 0 | 0.17882 | 0.17626
1996 | 137.3646 | 0 | 0 | 0 | 0 | 0 | 0 | 0.19101 | 0.19229
1996 | 137.375 | 0 | 0 | 0 | 0 | 0 | 0 | 0.19101 | 0.21632
1996 | 137.3854 | 0 | 0 | 0 | 0 | 0 | 0 | 0.22352 | 0.2003
1996 | 137.3958 | 0 | 0 | 0 | 0 | 0 | 0 | 0.22352 | 0.24837
1996 | 137.4063 | 0 | 0 | 0 | 0 | 0 | 0 | 0.23978 | 0.23635
1996 | 137.4167 | 0 | 0 | 0 | 0 | 0 | 0 | 0.25197 | 0.25238
1996 | 137.4271 | 0 | 0 | 0 | 0 | 0 | 0 | 0.25603 | 0.2644
1996 | 137.4375 | 0 | 0 | 0 | 0 | 0 | 0 | 0.2601 | 0.2644
1996 | 137.4479 | 0 | 0 | 0 | 0 | 0 | 0 | 0.25603 | 0.25638
1996 | 137.4583 | 0 | 0 | 0 | 0 | 0 | 0 | 0.28448 | 0.28843
1996 | 137.4688 | 0 | 0 | 0 | 0 | 0 | 0 | 0.29261 | 0.29244
1996 | 137.4792 | 0 | 0 | 0 | 0 | 0 | 0 | 0.29667 | 0.31247
1996 | 137.4896 | 0 | 0 | 0 | 0 | 0 | 0 | 0.32918 | 0.32849
1996 | 137.5 | 0 | 0 | 0 | 0 | 0 | 0 | 0.32106 | 0.36054
1996 | 137.5104 | 0 | 0 | 0 | 0 | 0 | 0 | 0.33731 | 0.34452
1996 | 137.5208 | 0 | 0 | 0 | 0 | 0 | 0 | 0.34544 | 0.34852
1996 | 137.5313 | 0 | 0 | 0 | 0 | 0 | 0 | 0.34544 | 0.34452
1996 | 137.5417 | 0 | 0 | 0 | 0 | 0 | 0 | 0.32918 | 0.35653
1996 | 137.5521 | 0 | 0 | 0 | 0 | 0 | 0 | 0.32918 | 0.34852
1996 | 137.5625 | 0 | 0 | 0 | 0 | 0 | 0 | 0.32106 | 0.36054
1996 | 137.5729 | 0 | 0 | 0 | 0 | 0 | 0 | 0.33731 | 0.36054
1996 | 137.5833 | 0 | 0 | 0 | 0 | 0 | 0 | 0.31699 | 0.35253
1996 | 137.5938 | 0 | 0 | 0 | 0 | 0 | 0 | 0.35763 | 0.36054
1996 | 137.6042 | 0 | 0 | 0 | 0 | 0 | 0 | 0.31293 | 0.32449
1996 | 137.6146 | 0 | 0 | 0 | 0 | 0 | 0 | 0.29667 | 0.30045
1996 | 137.625 | 0 | 0 | 0 | 0 | 0 | 0 | 0.31293 | 0.31247
1996 | 137.6354 | 0 | 0 | 0 | 0 | 0 | 0 | 0.31293 | 0.32449
1996 | 137.6458 | 0 | 0 | 0 | 0 | 0 | 0 | 0.29667 | 0.32048
1996 | 137.6563 | 0 | 0 | 0 | 0 | 0 | 0 | 0.39827 | 0.34051
1996 | 137.6667 | 0 | 0 | 0 | 0 | 0 | 0 | 0.28448 | 0.30446
1996 | 137.6771 | 0 | 0 | 0 | 0 | 0 | 0 | 0.32918 | 0.32048
1996 | 137.6875 | 0 | 0 | 0 | 0 | 0 | 0 | 0.32106 | 0.29644
1996 | 137.6979 | 0 | 0 | 0 | 0 | 0 | 0 | 0.28854 | 0.29644
1996 | 137.7083 | 0 | 0 | 0 | 0 | 0 | 0 | 0.26416 | 0.28443
1996 | 137.7188 | 0 | 0 | 0 | 0 | 0 | 0 | 0.27635 | 0.2644
1996 | 137.7292 | 0 | 0 | 0 | 0 | 0 | 0 | 0.23978 | 0.24036
1996 | 137.7396 | 0 | 0 | 0 | 0 | 0 | 0 | 0.21946 | 0.22434
1996 | 137.75 | 0 | 0 | 0 | 0 | 0 | 0 | 0.20726 | 0.20831
1996 | 137.7604 | 0 | 0 | 0 | 0 | 0 | 0 | 0.18288 | 0.19229
1996 | 137.7708 | 0 | 0 | 0 | 0 | 0 | 0 | 0.17882 | 0.16425
1996 | 137.7813 | 0 | 0 | 0 | 0 | 0 | 0 | 0.1585 | 0.15223
1996 | 137.7917 | 0 | 0 | 0 | 0 | 0 | 0 | 0.14224 | 0.1322
1996 | 137.8021 | 0 | 0 | 0 | 0 | 0 | 0 | 0.10566 | 0.10416
1996 | 137.8125 | 0 | 0 | 0 | 0 | 0 | 0 | 0.069088 | 0.076114
1996 | 137.8229 | 0 | 0 | 0 | 0 | 0 | 0 | 0.073152 | 0.08012
1996 | 137.8333 | 0 | 0 | 0 | 0 | 0 | 0 | 0.052832 | 0.052078
1996 | 137.8438 | 0 | 0 | 0 | 0 | 0 | 0 | 0.056896 | 0.06009
1996 | 137.8542 | 0 | 0 | 0 | 0 | 0 | 0 | 0.036576 | 0.056084
1996 | 137.8646 | 0 | 0 | 0 | 0 | 0 | 0 | 0.04064 | 0.044066
1996 | 137.875 | 0 | 0 | 0 | 0 | 0 | 0 | 0.04064 | 0.032048
1996 | 137.8854 | 0 | 0 | 0 | 0 | 0 | 0 | 0.032512 | 0.032048
1996 | 137.8958 | 0 | 0 | 0 | 0 | 0 | 0 | 0.028448 | 0.032048
1996 | 137.9063 | 0 | 0 | 0 | 0 | 0 | 0 | 0.044704 | 0.04006
1996 | 137.9167 | 0 | 0 | 0 | 0 | 0 | 0 | 0.016256 | 0.04006
1996 | 137.9271 | 0 | 0 | 0 | 0 | 0 | 0 | 0.028448 | 0.052078
1996 | 137.9375 | 0 | 0 | 0 | 0 | 0 | 0 | 0.02032 | 0.016024
1996 | 137.9479 | 0 | 0 | 0 | 0 | 0 | 0 | 0.012192 | 0.02003
1996 | 137.9583 | 0 | 0 | 0 | 0 | 0 | 0 | 0.02032 | 0.016024
1996 | 137.9688 | 0 | 0 | 0 | 0 | 0 | 0 | 0.02032 | 0.02003
1996 | 137.9792 | 0 | 0 | 0 | 0 | 0 | 0 | 0.02032 | 0.016024
1996 | 137.9896 | 0 | 0 | 0 | 0 | 0 | 0 | 0.02032 | 0.012018
1996 | 138 | 0 | 0 | 0 | 0 | 0 | 0 | 0.028448 | 0.008012
1996 | 138.0104 | 0 | 0 | 0 | 0 | 0 | 0 | 0.016256 | 0.016024
1996 | 138.0208 | 0 | 0 | 0 | 0 | 0 | 0 | 0.06096 | 0.044066
1996 | 138.0313 | 0 | 0 | 0 | 0 | 0 | 0 | 0.048768 | 0.064096
1996 | 138.0417 | 0 | 0 | 0 | 0 | 0 | 0 | 0.048768 | 0.056084
1996 | 138.0521 | 0 | 0 | 0 | 0 | 0 | 0 | 0.044704 | 0.048072
1996 | 138.0625 | 0 | 0 | 0 | 0 | 0 | 0 | 0.048768 | 0.044066
1996 | 138.0729 | 0 | 0 | 0 | 0 | 0 | 0 | 0.052832 | 0.052078
1996 | 138.0833 | 0 | 0 | 0 | 0 | 0 | 0 | 0.032512 | 0.048072
1996 | 138.0938 | 0 | 0 | 0 | 0 | 0 | 0 | 0.024384 | 0.04006
1996 | 138.1042 | 0 | 0 | 0 | 0 | 0 | 0 | 0.065024 | 0.032048
1996 | 138.1146 | 0 | 0 | 0 | 0 | 0 | 0 | 0.032512 | 0.048072
1996 | 138.125 | 0 | 0 | 0 | 0 | 0 | 0 | 0.048768 | 0.044066
1996 | 138.1354 | 0 | 0 | 0 | 0 | 0 | 0 | 0.04064 | 0.052078
1996 | 138.1458 | 0 | 0 | 0 | 0 | 0 | 0 | 0.048768 | 0.032048
1996 | 138.1563 | 0 | 0 | 0 | 0 | 0 | 0 | 0.044704 | 0.036054
1996 | 138.1667 | 0 | 0 | 0 | 0 | 0 | 0 | 0.048768 | 0.052078
1996 | 138.1771 | 0 | 0 | 0 | 0 | 0 | 0 | 0.036576 | 0.036054
1996 | 138.1875 | 0 | 0 | 0 | 0 | 0 | 0 | 0.04064 | 0.044066
1996 | 138.1979 | 0 | 0 | 0 | 0 | 0 | 0 | 0.032512 | 0.04006
1996 | 138.2083 | 0 | 0 | 0 | 0 | 0 | 0 | 0.04064 | 0.04006
1996 | 138.2188 | 0 | 0 | 0 | 0 | 0 | 0 | 0.036576 | 0.032048
1996 | 138.2292 | 0 | 0 | 0 | 0 | 0 | 0 | 0.04064 | 0.036054
1996 | 138.2396 | 0 | 0 | 0 | 0 | 0 | 0 | 0.032512 | 0.04006
1996 | 138.25 | 0 | 0 | 0 | 0 | 0 | 0 | 0.028448 | 0.028042
1996 | 138.2604 | 0 | 0 | 0 | 0 | 0 | 0 | 0.044704 | 0.04006
1996 | 138.2708 | 0 | 0 | 0 | 0 | 0 | 0 | 0.06096 | 0.06009
1996 | 138.2813 | 0 | 0 | 0 | 0 | 0 | 0 | 0.073152 | 0.06009
1996 | 138.2917 | 0 | 0 | 0 | 0 | 0 | 0 | 0.08128 | 0.072108
1996 | 138.3021 | 0 | 0 | 0 | 0 | 0 | 0 | 0.10566 | 0.092138
1996 | 138.3125 | 0 | 0 | 0 | 0 | 0 | 0 | 0.13005 | 0.11617
1996 | 138.3229 | 0 | 0 | 0 | 0 | 0 | 0 | 0.16256 | 0.12819
1996 | 138.3333 | 0 | 0 | 0 | 0 | 0 | 0 | 0.17069 | 0.16825
1996 | 138.3438 | 0 | 0 | 0 | 0 | 0 | 0 | 0.17882 | 0.16825
1996 | 138.3542 | 0 | 0 | 0 | 0 | 0 | 0 | 0.2032 | 0.18027
1996 | 138.3646 | 0 | 0 | 0 | 0 | 0 | 0 | 0.21133 | 0.20831
1996 | 138.375 | 0 | 0 | 0 | 0 | 0 | 0 | 0.25603 | 0.23235
1996 | 138.3854 | 0 | 0 | 0 | 0 | 0 | 0 | 0.27229 | 0.2644
1996 | 138.3958 | 0 | 0 | 0 | 0 | 0 | 0 | 0.30074 | 0.28843
1996 | 138.4063 | 0 | 0 | 0 | 0 | 0 | 0 | 0.34138 | 0.30045
1996 | 138.4167 | 0 | 0 | 0 | 0 | 0 | 0 | 0.33325 | 0.3365
1996 | 138.4271 | 0 | 0 | 0 | 0 | 0 | 0 | 0.35357 | 0.3365
1996 | 138.4375 | 0 | 0 | 0 | 0 | 0 | 0 | 0.34544 | 0.34051
1996 | 138.4479 | 0 | 0 | 0 | 0 | 0 | 0 | 0.35357 | 0.34852
1996 | 138.4583 | 0 | 0 | 0 | 0 | 0 | 0 | 0.36982 | 0.32849
1996 | 138.4688 | 0 | 0 | 0 | 0 | 0 | 0 | 0.36982 | 0.37256
1996 | 138.4792 | 0 | 0 | 0 | 0 | 0 | 0 | 0.37389 | 0.36855
1996 | 138.4896 | 0 | 0 | 0 | 0 | 0 | 0 | 0.38608 | 0.4006
1996 | 138.5 | 0 | 0 | 0 | 0 | 0 | 0 | 0.38608 | 0.36054
1996 | 138.5104 | 0 | 0 | 0 | 0 | 0 | 0 | 0.39827 | 0.37256
1996 | 138.5208 | 0 | 0 | 0 | 0 | 0 | 0 | 0.40234 | 0.40881
1996 | 138.5313 | 0 | 0 | 0 | 0 | 0 | 0 | 0.38202 | 0.38578
1996 | 138.5417 | 0 | 0 | 0 | 0 | 0 | 0 | 0.4064 | 0.38117
1996 | 138.5521 | 0 | 0 | 0 | 0 | 0 | 0 | 0.40234 | 0.36855
1996 | 138.5625 | 0 | 0 | 0 | 0 | 0 | 0 | 0.38608 | 0.38458
1996 | 138.5729 | 0 | 0 | 0 | 0 | 0 | 0 | 0.41046 | 0.37656
1996 | 138.5833 | 0 | 0 | 0 | 0 | 0 | 0 | 0.39726 | 0.36455
1996 | 138.5938 | 0 | 0 | 0 | 0 | 0 | 0 | 0.3938 | 0.36855
1996 | 138.6042 | 0 | 0 | 0 | 0 | 0 | 0 | 0.27696 | 0.35253
1996 | 138.6146 | 0 | 0 | 0 | 0 | 0 | 0 | 0.46736 | 0.38057
1996 | 138.625 | 0 | 0 | 0 | 0 | 0 | 0 | 0.40234 | 0.36054
1996 | 138.6354 | 0 | 0 | 0 | 0 | 0 | 0 | 0.3617 | 0.32849
1996 | 138.6458 | 0 | 0 | 0 | 0 | 0 | 0 | 0.3495 | 0.36455
1996 | 138.6563 | 0 | 0 | 0 | 0 | 0 | 0 | 0.37795 | 0.34051
1996 | 138.6667 | 0 | 0 | 0 | 0 | 0 | 0 | 0.34138 | 0.3365
1996 | 138.6771 | 0 | 0 | 0 | 0 | 0 | 0 | 0.31293 | 0.30045
1996 | 138.6875 | 0 | 0 | 0 | 0 | 0 | 0 | 0.32106 | 0.30846
1996 | 138.6979 | 0 | 0 | 0 | 0 | 0 | 0 | 0.30886 | 0.30045
1996 | 138.7083 | 0 | 0 | 0 | 0 | 0 | 0 | 0.27229 | 0.26039
1996 | 138.7188 | 0 | 0 | 0 | 0 | 0 | 0 | 0.22758 | 0.21632
1996 | 138.7292 | 0 | 0 | 0 | 0 | 0 | 0 | 0.25197 | 0.22434
1996 | 138.7396 | 0 | 0 | 0 | 0 | 0 | 0 | 0.23571 | 0.22033
1996 | 138.75 | 0 | 0 | 0 | 0 | 0 | 0 | 0.19914 | 0.19629
1996 | 138.7604 | 0 | 0 | 0 | 0 | 0 | 0 | 0.17882 | 0.15623
1996 | 138.7708 | 0 | 0 | 0 | 0 | 0 | 0 | 0.15037 | 0.1362
1996 | 138.7813 | 0 | 0 | 0 | 0 | 0 | 0 | 0.13411 | 0.16024
1996 | 138.7917 | 0 | 0 | 0 | 0 | 0 | 0 | 0.093472 | 0.12819
1996 | 138.8021 | 0 | 0 | 0 | 0 | 0 | 0 | 0.085344 | 0.11217
1996 | 138.8125 | 0 | 0 | 0 | 0 | 0 | 0 | 0.052832 | 0.11217
1996 | 138.8229 | 0 | 0 | 0 | 0 | 0 | 0 | 0.028448 | 0.076114
1996 | 138.8333 | 0 | 0 | 0 | 0 | 0 | 0 | 0.008128 | 0.04006
1996 | 138.8438 | 0 | 0 | 0 | 0 | 0 | 0 | 0.012192 | 0.024036
1996 | 138.8542 | 0 | 0 | 0 | 0 | 0 | 0 | 0.016256 | 0.028042
1996 | 138.8646 | 0 | 0 | 0 | 0 | 0 | 0 | 0.016256 | 0.024036
1996 | 138.875 | 0 | 0 | 0 | 0 | 0 | 0 | 0.008128 | 0.008012
1996 | 138.8854 | 0 | 0 | 0 | 0 | 0 | 0 | 0.016256 | 0.016024
1996 | 138.8958 | 0 | 0 | 0 | 0 | 0 | 0 | 0.016256 | 0.02003
1996 | 138.9063 | 0 | 0 | 0 | 0 | 0 | 0 | 0.008128 | 0.008012
1996 | 138.9167 | 0 | 0 | 0 | 0 | 0 | 0 | 0.008128 | 0.012018
1996 | 138.9271 | 0 | 0 | 0 | 0 | 0 | 0 | 0.024384 | 0.032048
1996 | 138.9375 | 0 | 0 | 0 | 0 | 0 | 0 | 0.016256 | 0.004006
1996 | 138.9479 | 0 | 0 | 0 | 0 | 0 | 0 | 0.016256 | 0.012018
1996 | 138.9583 | 0 | 0 | 0 | 0 | 0 | 0 | 0.012192 | 0.012018
1996 | 138.9688 | 0 | 0 | 0 | 0 | 0 | 0 | 0.004064 | 0.012018
1996 | 138.9792 | 0 | 0 | 0 | 0 | 0 | 0 | 0.02032 | 0.016024
1996 | 138.9896 | 0 | 0 | 0 | 0 | 0 | 0 | 0.016256 | 0.02003
1996 | 139 | 0 | 0 | 0 | 0 | 0 | 0 | 0.02032 | 0.012018
1996 | 139.0104 | 0 | 0 | 0 | 0 | 0 | 0 | 0.016256 | 0.036054
1996 | 139.0208 | 0 | 0 | 0 | 0 | 0 | 0 | 0 | 0.008012
1996 | 139.0313 | 0 | 0 | 0 | 0 | 0 | 0 | 0.016256 | 0.016024
1996 | 139.0417 | 0 | 0 | 0 | 0 | 0 | 0 | 0.016256 | -0.004006
1996 | 139.0521 | 0 | 0 | 0 | 0 | 0 | 0 | 0.028448 | 0
1996 | 139.0625 | 0 | 0 | 0 | 0 | 0 | 0 | 0.044704 | 0.016024
1996 | 139.0729 | 0 | 0 | 0 | 0 | 0 | 0 | 0.04064 | 0.02003
1996 | 139.0833 | 0 | 0 | 0 | 0 | 0 | 0 | 0.044704 | 0.052078
1996 | 139.0938 | 0 | 0 | 0 | 0 | 0 | 0 | 0.036576 | 0.06009
1996 | 139.1042 | 0 | 0 | 0 | 0 | 0 | 0 | 0.024384 | 0.056084
1996 | 139.1146 | 0 | 0 | 0 | 0 | 0 | 0 | 0.032512 | 0.052078
1996 | 139.125 | 0 | 0 | 0 | 0 | 0 | 0 | 0.024384 | 0.036054
1996 | 139.1354 | 0 | 0 | 0 | 0 | 0 | 0 | 0.036576 | 0.04006
1996 | 139.1458 | 0 | 0 | 0 | 0 | 0 | 0 | 0.024384 | 0.032048
1996 | 139.1563 | 0 | 0 | 0 | 0 | 0 | 0 | 0.036576 | 0.028042
1996 | 139.1667 | 0 | 0 | 0 | 0 | 0 | 0 | 0.02032 | 0.036054
1996 | 139.1771 | 0 | 0 | 0 | 0 | 0 | 0 | 0.02032 | 0.032048
1996 | 139.1875 | 0 | 0 | 0 | 0 | 0 | 0 | 0.024384 | 0.024036
1996 | 139.1979 | 0 | 0 | 0 | 0 | 0 | 0 | 0.016256 | 0.028042
1996 | 139.2083 | 0 | 0 | 0 | 0 | 0 | 0 | 0.024384 | 0.004006
1996 | 139.2188 | 0 | 0 | 0 | 0 | 0 | 0 | 0.02032 | 0.04006
1996 | 139.2292 | 0 | 0 | 0 | 0 | 0 | 0 | 0.028448 | 0.032048
1996 | 139.2396 | 0 | 0 | 0 | 0 | 0 | 0 | 0.016256 | 0.016024
1996 | 139.25 | 0 | 0 | 0 | 0 | 0 | 0 | 0.036576 | 0.032048
1996 | 139.2604 | 0 | 0 | 0 | 0 | 0 | 0 | 0.036576 | 0.032048
1996 | 139.2708 | 0 | 0 | 0 | 0 | 0 | 0 | 0.036576 | 0.032048
1996 | 139.2813 | 0 | 0 | 0 | 0 | 0 | 0 | 0.052832 | 0.048072
1996 | 139.2917 | 0 | 0 | 0 | 0 | 0 | 0 | 0.06096 | 0.056084
1996 | 139.3021 | 0 | 0 | 0 | 0 | 0 | 0 | 0.065024 | 0.072108
1996 | 139.3125 | 0 | 0 | 0 | 0 | 0 | 0 | 0.08128 | 0.072108
1996 | 139.3229 | 0 | 0 | 0 | 0 | 0 | 0 | 0.08128 | 0.064096
1996 | 139.3333 | 0 | 0 | 0 | 0 | 0 | 0 | 0.097536 | 0.092138
1996 | 139.3438 | 0 | 0 | 0 | 0 | 0 | 0 | 0.11786 | 0.10015
1996 | 139.3542 | 0 | 0 | 0 | 0 | 0 | 0 | 0.12598 | 0.11617
1996 | 139.3646 | 0 | 0 | 0 | 0 | 0 | 0 | 0.13818 | 0.12819
1996 | 139.375 | 0 | 0 | 0 | 0 | 0 | 0 | 0.16256 | 0.16024
1996 | 139.3854 | 0 | 0 | 0 | 0 | 0 | 0 | 0.19507 | 0.17626
1996 | 139.3958 | 0 | 0 | 0 | 0 | 0 | 0 | 0.19914 | 0.20831
1996 | 139.4063 | 0 | 0 | 0 | 0 | 0 | 0 | 0.21946 | 0.19229
1996 | 139.4167 | 0 | 0 | 0 | 0 | 0 | 0 | 0.22758 | 0.20831
1996 | 139.4271 | 0 | 0 | 0 | 0 | 0 | 0 | 0.27229 | 0.25238
1996 | 139.4375 | 0 | 0 | 0 | 0 | 0 | 0 | 0.32512 | 0.30446
1996 | 139.4479 | 0 | 0 | 0 | 0 | 0 | 0 | 0.32512 | 0.29644
1996 | 139.4583 | 0 | 0 | 0 | 0 | 0 | 0 | 0.35357 | 0.32849
1996 | 139.4688 | 0 | 0 | 0 | 0 | 0 | 0 | 0.34544 | 0.34852
1996 | 139.4792 | 0 | 0 | 0 | 0 | 0 | 0 | 0.36576 | 0.34452
1996 | 139.4896 | 0 | 0 | 0 | 0 | 0 | 0 | 0.36982 | 0.34852
1996 | 139.5 | 0 | 0 | 0 | 0 | 0 | 0 | 0.34544 | 0.36855
1996 | 139.5104 | 0 | 0 | 0 | 0 | 0 | 0 | 0.36982 | 0.34051
1996 | 139.5208 | 0 | 0 | 0 | 0 | 0 | 0 | 0.35763 | 0.36855
1996 | 139.5313 | 0 | 0 | 0 | 0 | 0 | 0 | 0.37389 | 0.36054
1996 | 139.5417 | 0 | 0 | 0 | 0 | 0 | 0 | 0.38202 | 0.38057
1996 | 139.5521 | 0 | 0 | 0 | 0 | 0 | 0 | 0.39014 | 0.38858
1996 | 139.5625 | 0 | 0 | 0 | 0 | 0 | 0 | 0.4064 | 0.38458
1996 | 139.5729 | 0 | 0 | 0 | 0 | 0 | 0 | 0.38202 | 0.39659
1996 | 139.5833 | 0 | 0 | 0 | 0 | 0 | 0 | 0.38608 | 0.34852
1996 | 139.5938 | 0 | 0 | 0 | 0 | 0 | 0 | 0.38608 | 0.36455
1996 | 139.6042 | 0 | 0 | 0 | 0 | 0 | 0 | 0.3617 | 0.36455
1996 | 139.6146 | 0 | 0 | 0 | 0 | 0 | 0 | 0.36576 | 0.34452
1996 | 139.625 | 0 | 0 | 0 | 0 | 0 | 0 | 0.3617 | 0.34452
1996 | 139.6354 | 0 | 0 | 0 | 0 | 0 | 0 | 0.36982 | 0.36054
1996 | 139.6458 | 0 | 0 | 0 | 0 | 0 | 0 | 0.38202 | 0.34852
1996 | 139.6563 | 0 | 0 | 0 | 0 | 0 | 0 | 0.34138 | 0.32449
1996 | 139.6667 | 0 | 0 | 0 | 0 | 0 | 0 | 0.32918 | 0.34852
1996 | 139.6771 | 0 | 0 | 0 | 0 | 0 | 0 | 0.33731 | 0.31647
1996 | 139.6875 | 0 | 0 | 0 | 0 | 0 | 0 | 0.33325 | 0.3365
1996 | 139.6979 | 0 | 0 | 0 | 0 | 0 | 0 | 0.31699 | 0.28443
1996 | 139.7083 | 0 | 0 | 0 | 0 | 0 | 0 | 0.27635 | 0.2684
1996 | 139.7188 | 0 | 0 | 0 | 0 | 0 | 0 | 0.27635 | 0.25638
1996 | 139.7292 | 0 | 0 | 0 | 0 | 0 | 0 | 0.26822 | 0.25638
1996 | 139.7396 | 0 | 0 | 0 | 0 | 0 | 0 | 0.23165 | 0.21632
1996 | 139.75 | 0 | 0 | 0 | 0 | 0 | 0 | 0.21946 | 0.21632
1996 | 139.7604 | 0 | 0 | 0 | 0 | 0 | 0 | 0.21946 | 0.21632
1996 | 139.7708 | 0 | 0 | 0 | 0 | 0 | 0 | 0.18288 | 0.15223
1996 | 139.7813 | 0 | 0 | 0 | 0 | 0 | 0 | 0.17475 | 0.16425
1996 | 139.7917 | 0 | 0 | 0 | 0 | 0 | 0 | 0.1463 | 0.16024
1996 | 139.8021 | 0 | 0 | 0 | 0 | 0 | 0 | 0.10973 | 0.1362
1996 | 139.8125 | 0 | 0 | 0 | 0 | 0 | 0 | 0.073152 | 0.10015
1996 | 139.8229 | 0 | 0 | 0 | 0 | 0 | 0 | 0.077216 | 0.08012
1996 | 139.8333 | 0 | 0 | 0 | 0 | 0 | 0 | 0.06096 | 0.072108
1996 | 139.8438 | 0 | 0 | 0 | 0 | 0 | 0 | 0.056896 | 0.076114
1996 | 139.8542 | 0 | 0 | 0 | 0 | 0 | 0 | 0.052832 | 0.072108
1996 | 139.8646 | 0 | 0 | 0 | 0 | 0 | 0 | 0.048768 | 0.052078
1996 | 139.875 | 0 | 0 | 0 | 0 | 0 | 0 | 0.044704 | 0.056084
1996 | 139.8854 | 0 | 0 | 0 | 0 | 0 | 0 | 0.04064 | 0.088132
1996 | 139.8958 | 0 | 0 | 0 | 0 | 0 | 0 | 0.032512 | 0.068102
1996 | 139.9063 | 0 | 0 | 0 | 0 | 0 | 0 | 0.02032 | 0.044066
1996 | 139.9167 | 0 | 0 | 0 | 0 | 0 | 0 | 0.032512 | 0.016024
1996 | 139.9271 | 0 | 0 | 0 | 0 | 0 | 0 | 0.04064 | 0.02003
1996 | 139.9375 | 0 | 0 | 0 | 0 | 0 | 0 | 0.028448 | 0.032048
1996 | 139.9479 | 0 | 0 | 0 | 0 | 0 | 0 | 0.056896 | 0.056084
1996 | 139.9583 | 0 | 0 | 0 | 0 | 0 | 0 | 0.036576 | 0.076114
1996 | 139.9688 | 0 | 0 | 0 | 0 | 0 | 0 | 0.04064 | 0.06009
1996 | 139.9792 | 0 | 0 | 0 | 0 | 0 | 0 | 0.024384 | 0.044066
1996 | 139.9896 | 0 | 0 | 0 | 0 | 0 | 0 | 0.028448 | 0.02003
1996 | 140 | 0 | 0 | 0 | 0 | 0 | 0 | 0.077216 | 0.064096
1996 | 140.0104 | 0 | 0 | 0 | 0 | 0 | 0 | 0.036576 | 0.052078
1996 | 140.0208 | 0 | 0 | 0 | 0 | 0 | 0 | 0.06096 | 0.028042
1996 | 140.0313 | 0 | 0 | 0 | 0 | 0 | 0 | 0.06096 | 0.064096
1996 | 140.0417 | 0 | 0 | 0 | 0 | 0 | 0 | 0.028448 | 0.052078
1996 | 140.0521 | 0 | 0 | 0 | 0 | 0 | 0 | 0.065024 | 0.036054
1996 | 140.0625 | 0 | 0 | 0 | 0 | 0 | 0 | 0.04064 | 0.044066
1996 | 140.0729 | 0 | 0 | 0 | 0 | 0 | 0 | 0.044704 | 0.036054
1996 | 140.0833 | 0 | 0 | 0 | 0 | 0 | 0 | 0.032512 | 0.028042
1996 | 140.0938 | 0 | 0 | 0 | 0 | 0 | 0 | 0.04064 | 0.06009
1996 | 140.1042 | 0 | 0 | 0 | 0 | 0 | 0 | 0.04064 | 0.028042
1996 | 140.1146 | 0 | 0 | 0 | 0 | 0 | 0 | 0.02032 | 0.036054
1996 | 140.125 | 0 | 0 | 0 | 0 | 0 | 0 | 0.04064 | 0.004006
1996 | 140.1354 | 0 | 0 | 0 | 0 | 0 | 0 | 0.028448 | 0.048072
1996 | 140.1458 | 0 | 0 | 0 | 0 | 0 | 0 | 0.028448 | 0.032048
1996 | 140.1563 | 0 | 0 | 0 | 0 | 0 | 0 | 0.032512 | 0.04006
1996 | 140.1667 | 0 | 0 | 0 | 0 | 0 | 0 | 0.02032 | 0.02003
1996 | 140.1771 | 0 | 0 | 0 | 0 | 0 | 0 | 0.028448 | 0.028042
1996 | 140.1875 | 0 | 0 | 0 | 0 | 0 | 0 | 0.02032 | 0.028042
1996 | 140.1979 | 0 | 0 | 0 | 0 | 0 | 0 | 0.024384 | 0.024036
1996 | 140.2083 | 0 | 0 | 0 | 0 | 0 | 0 | 0.028448 | 0.028042
1996 | 140.2188 | 0 | 0 | 0 | 0 | 0 | 0 | 0.02032 | 0.02003
1996 | 140.2292 | 0 | 0 | 0 | 0 | 0 | 0 | 0.02032 | 0.024036
1996 | 140.2396 | 0 | 0 | 0 | 0 | 0 | 0 | 0.012192 | 0.02003
1996 | 140.25 | 0 | 0 | 0 | 0 | 0 | 0 | 0.028448 | 0.028042
1996 | 140.2604 | 0 | 0 | 0 | 0 | 0 | 0 | 0.028448 | 0.028042
1996 | 140.2708 | 0 | 0 | 0 | 0 | 0 | 0 | 0.036576 | 0.028042
1996 | 140.2813 | 0 | 0 | 0 | 0 | 0 | 0 | 0.032512 | 0.036054
1996 | 140.2917 | 0 | 0 | 0 | 0 | 0 | 0 | 0.028448 | 0.032048
1996 | 140.3021 | 0 | 0 | 0 | 0 | 0 | 0 | 0.052832 | 0.048072
1996 | 140.3125 | 0 | 0 | 0 | 0 | 0 | 0 | 0.077216 | 0.06009
1996 | 140.3229 | 0 | 0 | 0 | 0 | 0 | 0 | 0.077216 | 0.06009
1996 | 140.3333 | 0 | 0 | 0 | 0 | 0 | 0 | 0.097536 | 0.088132
1996 | 140.3438 | 0 | 0 | 0 | 0 | 0 | 0 | 0.089408 | 0.092138
1996 | 140.3542 | 0 | 0 | 0 | 0 | 0 | 0 | 0.11379 | 0.10015
1996 | 140.3646 | 0 | 0 | 0 | 0 | 0 | 0 | 0.11786 | 0.10416
1996 | 140.375 | 0 | 0 | 0 | 0 | 0 | 0 | 0.11786 | 0.12819
1996 | 140.3854 | 0 | 0 | 0 | 0 | 0 | 0 | 0.12192 | 0.11617
1996 | 140.3958 | 0 | 0 | 0 | 0 | 0 | 0 | 0.13005 | 0.12018
1996 | 140.4063 | 0 | 0 | 0 | 0 | 0 | 0 | 0.17475 | 0.15623
1996 | 140.4167 | 0 | 0 | 0 | 0 | 0 | 0 | 0.18288 | 0.19229
1996 | 140.4271 | 0 | 0 | 0 | 0 | 0 | 0 | 0.15443 | 0.14422
1996 | 140.4375 | 0 | 0 | 0 | 0 | 0 | 0 | 0.1463 | 0.14021
1996 | 140.4479 | 0 | 0 | 0 | 0 | 0 | 0 | 0.17882 | 0.17626
1996 | 140.4583 | 0 | 0 | 0 | 0 | 0 | 0 | 0.18694 | 0.18027
1996 | 140.4688 | 0 | 0 | 0 | 0 | 0 | 0 | 0.19507 | 0.18428
1996 | 140.4792 | 0 | 0 | 0 | 0 | 0 | 0 | 0.20726 | 0.20431
1996 | 140.4896 | 0 | 0 | 0 | 0 | 0 | 0 | 0.21539 | 0.22033
1996 | 140.5 | 0 | 0 | 0 | 0 | 0 | 0 | 0.20726 | 0.22434
1996 | 140.5104 | 0 | 0 | 0 | 0 | 0 | 0 | 0.19507 | 0.21232
1996 | 140.5208 | 0 | 0 | 0 | 0 | 0 | 0 | 0.21946 | 0.22434
1996 | 140.5313 | 0 | 0 | 0 | 0 | 0 | 0 | 0.23978 | 0.24437
1996 | 140.5417 | 0 | 0 | 0 | 0 | 0 | 0 | 0.23571 | 0.24837
1996 | 140.5521 | 0 | 0 | 0 | 0 | 0 | 0 | 0.24384 | 0.24837
1996 | 140.5625 | 0 | 0 | 0 | 0 | 0 | 0 | 0.23571 | 0.25238
1996 | 140.5729 | 0 | 0 | 0 | 0 | 0 | 0 | 0.24384 | 0.23635
1996 | 140.5833 | 0 | 0 | 0 | 0 | 0 | 0 | 0.22352 | 0.24437
1996 | 140.5938 | 0 | 0 | 0 | 0 | 0 | 0 | 0.23165 | 0.24437
1996 | 140.6042 | 0 | 0 | 0 | 0 | 0 | 0 | 0.21946 | 0.24036
1996 | 140.6146 | 0 | 0 | 0 | 0 | 0 | 0 | 0.21133 | 0.23235
1996 | 140.625 | 0 | 0 | 0 | 0 | 0 | 0 | 0.22758 | 0.24837
1996 | 140.6354 | 0 | 0 | 0 | 0 | 0 | 0 | 0.21946 | 0.24036
1996 | 140.6458 | 0 | 0 | 0 | 0 | 0 | 0 | 0.19507 | 0.20431
1996 | 140.6563 | 0 | 0 | 0 | 0 | 0 | 0 | 0.18288 | 0.20831
1996 | 140.6667 | 0 | 0 | 0 | 0 | 0 | 0 | 0.16662 | 0.18027
1996 | 140.6771 | 0 | 0 | 0 | 0 | 0 | 0 | 0.15037 | 0.18828
1996 | 140.6875 | 0 | 0 | 0 | 0 | 0 | 0 | 0.10973 | 0.1322
1996 | 140.6979 | 0 | 0 | 0 | 0 | 0 | 0 | 0.11379 | 0.1322
1996 | 140.7083 | 0 | 0 | 0 | 0 | 0 | 0 | 0.1463 | 0.18428
1996 | 140.7188 | 0 | 0 | 0 | 0 | 0 | 0 | 0.27229 | 0.28042
1996 | 140.7292 | 0 | 0 | 0 | 0 | 0 | 0 | 0.29261 | 0.25238
1996 | 140.7396 | 0 | 0 | 0 | 0 | 0 | 0 | 0.28042 | 0.24437
1996 | 140.75 | 0 | 0 | 0 | 0 | 0 | 0 | 0.23571 | 0.20831
1996 | 140.7604 | 0 | 0 | 0 | 0 | 0 | 0 | 0.22758 | 0.16825
1996 | 140.7708 | 0 | 0 | 0 | 0 | 0 | 0 | 0.16256 | 0.16024
1996 | 140.7813 | 0 | 0 | 0 | 0 | 0 | 0 | 0.12598 | 0.10416
1996 | 140.7917 | 0 | 0 | 0 | 0 | 0 | 0 | 0.10973 | 0.12819
1996 | 140.8021 | 0 | 0 | 0 | 0 | 0 | 0 | 0.065024 | 0.10416
1996 | 140.8125 | 0 | 0 | 0 | 0 | 0 | 0 | 0.028448 | 0.056084
1996 | 140.8229 | 0 | 0 | 0 | 0 | 0 | 0 | 0.032512 | 0.032048
1996 | 140.8333 | 0 | 0 | 0 | 0 | 0 | 0 | 0.012192 | 0.032048
1996 | 140.8438 | 0 | 0 | 0 | 0 | 0 | 0 | 0.004064 | 0.012018
1996 | 140.8542 | 0 | 0 | 0 | 0 | 0 | 0 | 0.02032 | 0.008012
1996 | 140.8646 | 0 | 0 | 0 | 0 | 0 | 0 | 0.012192 | 0.016024
1996 | 140.875 | 0 | 0 | 0 | 0 | 0 | 0 | 0.028448 | 0.016024
1996 | 140.8854 | 0 | 0 | 0 | 0 | 0 | 0 | 0.012192 | 0.004006
1996 | 140.8958 | 0 | 0 | 0 | 0 | 0 | 0 | 0.028448 | 0.024036
1996 | 140.9063 | 0 | 0 | 0 | 0 | 0 | 0 | 0.032512 | 0.024036
1996 | 140.9167 | 0 | 0 | 0 | 0 | 0 | 0 | 0.02032 | 0.02003
1996 | 140.9271 | 0 | 0 | 0 | 0 | 0 | 0 | 0.024384 | -0.004006
1996 | 140.9375 | 0 | 0 | 0 | 0 | 0 | 0 | 0.044704 | 0.016024
1996 | 140.9479 | 0 | 0 | 0 | 0 | 0 | 0 | 0.036576 | -0.004006
1996 | 140.9583 | 0 | 0 | 0 | 0 | 0 | 0 | 0.056896 | 0.012018
1996 | 140.9688 | 0 | 0 | 0 | 0 | 0 | 0 | 0.032512 | 0.024036
1996 | 140.9792 | 0 | 0 | 0 | 0 | 0 | 0 | 0.032512 | 0.02003
1996 | 140.9896 | 0 | 0 | 0 | 0 | 0 | 0 | 0.032512 | 0.024036
1996 | 141 | 0 | 0 | 0 | 0 | 0 | 0 | 0.036576 | 0.04006
1996 | 141.0104 | 0 | 0 | 0 | 0 | 0 | 0 | 0.028448 | 0.04006
1996 | 141.0208 | 0 | 0 | 0 | 0 | 0 | 0 | 0.012192 | 0.032048
1996 | 141.0313 | 0 | 0 | 0 | 0 | 0 | 0 | 0.02032 | 0.024036
1996 | 141.0417 | 0 | 0.032048 | 0 | 0 | 0 | 0 | 0.048768 | 0.004006
1996 | 141.0521 | 0 | 0 | 0 | 0 | 0 | 0 | 0.028448 | 0.024036
1996 | 141.0625 | 0 | 0 | 0 | 0 | 0 | 0 | 0.024384 | 0.02003
1996 | 141.0729 | 0 | 0 | 0 | 0 | 0 | 0 | 0.024384 | 0.044066
1996 | 141.0833 | 0 | 0 | 0 | 0 | 0 | 0 | 0.016256 | 0.044066
1996 | 141.0938 | 0 | 0 | 0 | 0 | 0 | 0 | 0.04064 | 0.012018
1996 | 141.1042 | 0 | 0 | 0 | 0 | 0 | 0 | 0.028448 | 0.008012
1996 | 141.1146 | 0 | 0 | 0 | 0 | 0 | 0 | 0.02032 | 0.044066
1996 | 141.125 | 0 | 0 | 0 | 0 | 0 | 0 | 0.024384 | 0.048072
1996 | 141.1354 | 0 | 0 | 0 | 0 | 0 | 0 | 0.024384 | 0.044066
1996 | 141.1458 | 0 | 0 | 0 | 0 | 0 | 0 | 0.024384 | -0.02003
1996 | 141.1563 | 0 | 0 | 0 | 0 | 0 | 0 | 0.028448 | -0.024036
1996 | 141.1667 | 0 | 0 | 0 | 0 | 0 | 0 | 0.028448 | 0.008012
1996 | 141.1771 | 0 | 0 | 0 | 0 | 0 | 0 | 0.044704 | -0.008012
1996 | 141.1875 | 0 | 0 | 0 | 0 | 0 | 0 | 0.028448 | 0.056084
1996 | 141.1979 | 0 | 0 | 0 | 0 | 0 | 0 | 0.04064 | 0.028042
1996 | 141.2083 | 0 | 0 | 0 | 0 | 0 | 0 | 0.016256 | 0.056084
1996 | 141.2188 | 0 | 0 | 0 | 0 | 0 | 0 | 0.032512 | 0.016024
1996 | 141.2292 | 0 | 0 | 0 | 0 | 0 | 0 | 0.06096 | 0.012018
1996 | 141.2396 | 0 | 0 | 0 | 0 | 0 | 0 | 0.032512 | 0.068102
1996 | 141.25 | 0 | 0 | 0 | 0 | 0 | 0 | 0.097536 | 0.14822
1996 | 141.2604 | 0 | 0 | 0 | 0 | 0 | 0 | 0.016256 | 0.092138
1996 | 141.2708 | 0 | 0 | 0 | 0 | 0 | 0 | 0.032512 | 0.08012
1996 | 141.2813 | 0 | 0 | 0 | 0 | 0 | 0 | 0 | 0.032048
1996 | 141.2917 | 0 | 0 | 0 | 0 | 0 | 0 | 0.13005 | 0.012018
1996 | 141.3021 | 0 | 0 | 0 | 0 | 0 | 0 | 0.10566 | 0.084126
1996 | 141.3125 | 0 | 0 | 0 | 0 | 0 | 0 | 0.08128 | 0.08012
1996 | 141.3229 | 0 | 0 | 0 | 0 | 0 | 0 | 0.27229 | 0.072108
1996 | 141.3333 | 0 | 0 | 0 | 0 | 0 | 0 | 0.097536 | -0.028042
1996 | 141.3438 | 0 | 0 | 0 | 0 | 0 | 0 | 0.10973 | 0.45668
1996 | 141.3542 | 0 | 0 | 0 | 0 | 0 | 0 | 0.1016 | 0.088132
1996 | 141.3646 | 0 | 0 | 0 | 0 | 0 | 0 | 0.16256 | 0.096144
1996 | 141.375 | 0 | 0 | 0 | 0 | 0 | 0 | 0.1016 | 0.11617
1996 | 141.3854 | 0 | 0 | 0 | 0 | 0 | 0 | 0.16256 | 0.1362
1996 | 141.3958 | 0 | 0 | 0 | 0 | 0 | 0 | 0.15037 | 0.11217
1996 | 141.4063 | 0 | 0 | 0 | 0 | 0 | 0 | 0.18694 | 0.18027
1996 | 141.4167 | 0 | 0 | 0 | 0 | 0 | 0 | 0.15037 | 0.14021
1996 | 141.4271 | 0 | 0 | 0 | 0 | 0 | 0 | 0.18694 | 0.19629
1996 | 141.4375 | 0 | 0 | 0 | 0 | 0 | 0 | 0.21539 | 0.20831
1996 | 141.4479 | 0 | 0 | 0 | 0 | 0 | 0 | 0.1463 | 0.17226
1996 | 141.4583 | 0 | 0 | 0 | 0 | 0 | 0 | 0.23571 | 0.16024
1996 | 141.4688 | 0 | 0 | 0 | 0 | 0 | 0 | 0.2032 | 0.22033
1996 | 141.4792 | 0 | 0 | 0 | 0 | 0 | 0 | 0.22758 | 0.22834
1996 | 141.4896 | 0 | 0 | 0 | 0 | 0 | 0 | 0.22758 | 0.20431
1996 | 141.5 | 0 | 0 | 0 | 0 | 0 | 0 | 0.21946 | 0.2644
1996 | 141.5104 | 0 | 0 | 0 | 0 | 0 | 0 | 0.23165 | 0.21632
1996 | 141.5208 | 0 | 0 | 0 | 0 | 0 | 0 | 0.22352 | 0.22834
1996 | 141.5313 | 0 | 0 | 0 | 0 | 0 | 0 | 0.23978 | 0.21632
1996 | 141.5417 | 0 | 0 | 0 | 0 | 0 | 0 | 0.22352 | 0.24437
1996 | 141.5521 | 0 | 0 | 0 | 0 | 0 | 0 | 0.23165 | 0.24437
1996 | 141.5625 | 0 | 0 | 0 | 0 | 0 | 0 | 0.23165 | 0.24036
1996 | 141.5729 | 0 | 0 | 0 | 0 | 0 | 0 | 0.21946 | 0.23235
1996 | 141.5833 | 0 | 0 | 0 | 0 | 0 | 0 | 0.20726 | 0.21232
1996 | 141.5938 | 0 | 0 | 0 | 0 | 0 | 0 | 0.21539 | 0.22834
1996 | 141.6042 | 0 | 0 | 0 | 0 | 0 | 0 | 0.23165 | 0.24036
1996 | 141.6146 | 0 | 0 | 0 | 0 | 0 | 0 | 0.22758 | 0.22434
1996 | 141.625 | 0 | 0 | 0 | 0 | 0 | 0 | 0.19101 | 0.20431
1996 | 141.6354 | 0 | 0 | 0 | 0 | 0 | 0 | 0.21133 | 0.21632
1996 | 141.6458 | 0 | 0 | 0 | 0 | 0 | 0 | 0.2032 | 0.19629
1996 | 141.6563 | 0 | 0 | 0 | 0 | 0 | 0 | 0.18694 | 0.21632
1996 | 141.6667 | 0 | 0 | 0 | 0 | 0 | 0 | 0.17882 | 0.17626
1996 | 141.6771 | 0 | 0 | 0 | 0 | 0 | 0 | 0.19101 | 0.18027
1996 | 141.6875 | 0 | 0 | 0 | 0 | 0 | 0 | 0.16256 | 0.17626
1996 | 141.6979 | 0 | 0 | 0 | 0 | 0 | 0 | 0.16256 | 0.16024
1996 | 141.7083 | 0 | 0 | 0 | 0 | 0 | 0 | 0.13818 | 0.14822
1996 | 141.7188 | 0 | 0 | 0 | 0 | 0 | 0 | 0.1463 | 0.11617
1996 | 141.7292 | 0 | 0 | 0 | 0 | 0 | 0 | 0.13411 | 0.14422
1996 | 141.7396 | 0 | 0 | 0 | 0 | 0 | 0 | 0.12192 | 0.11617
1996 | 141.75 | 0 | 0 | 0 | 0 | 0 | 0 | 0.10566 | 0.11217
1996 | 141.7604 | 0 | 0 | 0 | 0 | 0 | 0 | 0.097536 | 0.096144
1996 | 141.7708 | 0 | 0 | 0 | 0 | 0 | 0 | 0.089408 | 0.076114
1996 | 141.7813 | 0 | 0 | 0 | 0 | 0 | 0 | 0.08128 | 0.08012
1996 | 141.7917 | 0 | 0 | 0 | 0 | 0 | 0 | 0.069088 | 0.072108
1996 | 141.8021 | 0 | 0 | 0 | 0 | 0 | 0 | 0.048768 | 0.048072
1996 | 141.8125 | 0 | 0 | 0 | 0 | 0 | 0 | 0.044704 | 0.052078
1996 | 141.8229 | 0 | 0 | 0 | 0 | 0 | 0 | 0.036576 | 0.04006
1996 | 141.8333 | 0 | 0 | 0 | 0 | 0 | 0 | 0.016256 | 0.044066
1996 | 141.8438 | 0 | 0 | 0 | 0 | 0 | 0 | 0.02032 | 0.036054
1996 | 141.8542 | 0 | 0 | 0 | 0 | 0 | 0 | 0.024384 | 0.032048
1996 | 141.8646 | 0 | 0 | 0 | 0 | 0 | 0 | 0.024384 | 0.008012
1996 | 141.875 | 0 | 0 | 0 | 0 | 0 | 0 | 0 | 0.036054
1996 | 141.8854 | 0 | 0 | 0 | 0 | 0 | 0 | 0.032512 | 0.016024
1996 | 141.8958 | 0 | 0 | 0 | 0 | 0 | 0 | 0.02032 | 0.008012
1996 | 141.9063 | 0 | 0 | 0 | 0 | 0 | 0 | 0.016256 | 0.016024
1996 | 141.9167 | 0 | 0 | 0 | 0 | 0 | 0 | 0.028448 | 0.016024
1996 | 141.9271 | 0 | 0 | 0 | 0 | 0 | 0 | 0.028448 | 0.028042
1996 | 141.9375 | 0 | 0 | 0 | 0 | 0 | 0 | 0.012192 | 0.024036
1996 | 141.9479 | 0 | 0 | 0 | 0 | 0 | 0 | 0.028448 | 0.016024
1996 | 141.9583 | 0 | 0 | 0 | 0 | 0 | 0 | 0.028448 | 0.032048
1996 | 141.9688 | 0 | 0 | 0 | 0 | 0 | 0 | 0.024384 | 0.02003
1996 | 141.9792 | 0 | 0 | 0 | 0 | 0 | 0 | 0.012192 | 0.036054
1996 | 141.9896 | 0 | 0 | 0 | 0 | 0 | 0 | 0.024384 | 0.008012
1996 | 142 | 0 | 0 | 0 | 0 | 0 | 0 | 0.024384 | 0.024036
1996 | 142.0104 | 0 | 0 | 0 | 0 | 0 | 0 | 0.02032 | 0.02003
1996 | 142.0208 | 0 | 0 | 0 | 0 | 0 | 0 | 0.02032 | 0.024036
1996 | 142.0313 | 0 | 0 | 0 | 0 | 0 | 0 | 0.024384 | 0.02003
1996 | 142.0417 | 0 | 0 | 0 | 0 | 0 | 0 | 0.012192 | 0.028042
1996 | 142.0521 | 0 | 0 | 0 | 0 | 0 | 0 | 0.008128 | 0.004006
1996 | 142.0625 | 0 | 0 | 0 | 0 | 0 | 0 | 0.02032 | 0.032048
1996 | 142.0729 | 0 | 0 | 0 | 0 | 0 | 0 | 0.012192 | 0.012018
1996 | 142.0833 | 0 | 0 | 0 | 0 | 0 | 0 | 0.016256 | 0.016024
1996 | 142.0938 | 0 | 0 | 0 | 0 | 0 | 0 | 0.012192 | 0.028042
1996 | 142.1042 | 0 | 0 | 0 | 0 | 0 | 0 | 0.008128 | 0.012018
1996 | 142.1146 | 0 | 0 | 0 | 0 | 0 | 0 | 0 | 0.016024
1996 | 142.125 | 0 | 0 | 0 | 0 | 0 | 0 | 0.008128 | 0.016024
1996 | 142.1354 | 0 | 0 | 0 | 0 | 0 | 0 | 0.008128 | -0.004006
1996 | 142.1458 | 0 | 0 | 0 | 0 | 0 | 0 | 0.012192 | 0.008012
1996 | 142.1563 | 0 | 0 | 0 | 0 | 0 | 0 | -0.004064 | 0.012018
1996 | 142.1667 | 0 | 0 | 0 | 0 | 0 | 0 | 0.012192 | 0.008012
1996 | 142.1771 | 0 | 0 | 0 | 0 | 0 | 0 | 0.008128 | 0
1996 | 142.1875 | 0 | 0 | 0 | 0 | 0 | 0 | -0.012192 | 0.012018
1996 | 142.1979 | 0 | 0 | 0 | 0 | 0 | 0 | 0.028448 | 0.008012
1996 | 142.2083 | 0 | 0 | 0 | 0 | 0 | 0 | 0.008128 | 0.008012
1996 | 142.2188 | 0 | 0 | 0 | 0 | 0 | 0 | 0.008128 | 0.012018
1996 | 142.2292 | 0 | 0 | 0 | 0 | 0 | 0 | 0.02032 | 0.012018
1996 | 142.2396 | 0 | 0 | 0 | 0 | 0 | 0 | 0.008128 | 0.016024
1996 | 142.25 | 0 | 0 | 0 | 0 | 0 | 0 | 0.008128 | 0.012018
1996 | 142.2604 | 0 | 0 | 0 | 0 | 0 | 0 | 0.016256 | 0.016024
1996 | 142.2708 | 0 | 0 | 0 | 0 | 0 | 0 | 0.016256 | 0.016024
1996 | 142.2813 | 0 | 0 | 0 | 0 | 0 | 0 | 0.028448 | 0.028042
1996 | 142.2917 | 0 | 0 | 0 | 0 | 0 | 0 | 0.02032 | 0.016024
1996 | 142.3021 | 0 | 0 | 0 | 0 | 0 | 0 | 0.065024 | 0.06009
1996 | 142.3125 | 0 | 0 | 0 | 0 | 0 | 0 | 0.06096 | 0.056084
1996 | 142.3229 | 0 | 0 | 0 | 0 | 0 | 0 | 0.069088 | 0.08012
1996 | 142.3333 | 0 | 0 | 0 | 0 | 0 | 0 | 0.10566 | 0.072108
1996 | 142.3438 | 0 | 0 | 0 | 0 | 0 | 0 | 0.097536 | 0.076114
1996 | 142.3542 | 0 | 0 | 0 | 0 | 0 | 0 | 0.11379 | 0.11217
1996 | 142.3646 | 0 | 0 | 0 | 0 | 0 | 0 | 0.13411 | 0.11217
1996 | 142.375 | 0 | 0 | 0 | 0 | 0 | 0 | 0.13411 | 0.14822
1996 | 142.3854 | 0 | 0 | 0 | 0 | 0 | 0 | 0.15037 | 0.14822
1996 | 142.3958 | 0 | 0 | 0 | 0 | 0 | 0 | 0.15443 | 0.17226
1996 | 142.4063 | 0 | 0 | 0 | 0 | 0 | 0 | 0.17069 | 0.16825
1996 | 142.4167 | 0 | 0 | 0 | 0 | 0 | 0 | 0.18288 | 0.18828
1996 | 142.4271 | 0 | 0 | 0 | 0 | 0 | 0 | 0.18288 | 0.17626
1996 | 142.4375 | 0 | 0 | 0 | 0 | 0 | 0 | 0.19914 | 0.23235
1996 | 142.4479 | 0 | 0 | 0 | 0 | 0 | 0 | 0.19507 | 0.20431
1996 | 142.4583 | 0 | 0 | 0 | 0 | 0 | 0 | 0.21539 | 0.22834
1996 | 142.4688 | 0 | 0 | 0 | 0 | 0 | 0 | 0.19101 | 0.21632
1996 | 142.4792 | 0 | 0 | 0 | 0 | 0 | 0 | 0.21539 | 0.22434
1996 | 142.4896 | 0 | 0 | 0 | 0 | 0 | 0 | 0.19914 | 0.22834
1996 | 142.5 | 0 | 0 | 0 | 0 | 0 | 0 | 0.22352 | 0.18828
1996 | 142.5104 | 0 | 0 | 0 | 0 | 0 | 0 | 0.22352 | 0.27641
1996 | 142.5208 | 0 | 0 | 0 | 0 | 0 | 0 | 0.21133 | 0.17226
1996 | 142.5313 | 0 | 0 | 0 | 0 | 0 | 0 | 0.26416 | 0.041462
1996 | 142.5417 | 0 | 0 | 0 | 0 | 0 | 0 | 0.2479 | 0.058888
1996 | 142.5521 | 0 | 0 | 0 | 0 | 0 | 0 | 0.24384 | 0.058888
1996 | 142.5625 | 0 | 0 | 0 | 0 | 0 | 0 | 0.26416 | 0.12959
1996 | 142.5729 | 0 | 0 | 0 | 0 | 0 | 0 | 0.25197 | 0.024036
1996 | 142.5833 | 0 | 0 | 0 | 0 | 0 | 0 | 0.17272 | 0.02003
1996 | 142.5938 | 0 | 0 | 0 | 0 | 0 | 0 | 0.15362 | 0.052078
1996 | 142.6042 | 0 | 0 | 0 | 0 | 0 | 0 | 0.15362 | 0.08012
1996 | 142.6146 | 0 | 0 | 0 | 0 | 0 | 0 | 0.090627 | 0.06009
1996 | 142.625 | 0 | 0 | 0 | 0 | 0 | 0 | 0.052832 | 0.072108
1996 | 142.6354 | 0 | 0 | 0 | 0 | 0 | 0 | 0.065024 | 0.065698
1996 | 142.6458 | 0 | 0 | 0 | 0 | 0 | 0 | 0.065024 | 0.12579
1996 | 142.6563 | 0 | 0 | 0 | 0 | 0 | 0 | 0.056896 | 0.074111
1996 | 142.6667 | 0 | 0 | 0 | 0 | 0 | 0 | 0.052832 | 0.071707
1996 | 142.6771 | 0 | 0 | 0 | 0 | 0 | 0 | 0.065024 | 0.070906
1996 | 142.6875 | 0 | 0 | 0 | 0 | 0 | 0 | 0.044704 | 0.12699
1996 | 142.6979 | 0 | 0 | 0 | 0 | 0 | 0 | 0.056896 | 0.032048
1996 | 142.7083 | 0 | 0 | 0 | 0 | 0 | 0 | 0.056896 | 0.062894
1996 | 142.7188 | 0 | 0 | 0 | 0 | 0 | 0 | 0.036576 | 0.15503
1996 | 142.7292 | 0 | 0 | 0 | 0 | 0 | 0 | 0.044704 | 0.099749
1996 | 142.7396 | 0 | 0 | 0 | 0 | 0 | 0 | 0.04064 | 0.015623
1996 | 142.75 | 0 | 0 | 0 | 0 | 0 | 0 | 0.04064 | 0.049674
1996 | 142.7604 | 0 | 0 | 0 | 0 | 0 | 0 | 0.044704 | 0.079319
1996 | 142.7708 | 0 | 0 | 0 | 0 | 0 | 0 | 0.032512 | 0.080921
1996 | 142.7813 | 0 | 0 | 0 | 0 | 0 | 0 | 0.04064 | 0.059289
1996 | 142.7917 | 0 | 0 | 0 | 0 | 0 | 0 | 0.028448 | 0.039259
1996 | 142.8021 | 0 | 0 | 0 | 0 | 0 | 0 | 0.028448 | 0.088533
1996 | 142.8125 | 0 | 0 | 0 | 0 | 0 | 0 | 0.024384 | 0.058888
1996 | 142.8229 | 0 | 0 | 0 | 0 | 0 | 0 | 0.032512 | 0.063295
1996 | 142.8333 | 0 | 0 | 0 | 0 | 0 | 0 | 0.008128 | 0.030846
1996 | 142.8438 | 0 | 0 | 0 | 0 | 0 | 0 | 0.016256 | 0.042864
1996 | 142.8542 | 0 | 0 | 0 | 0 | 0 | 0 | 0.02032 | 0.038858
1996 | 142.8646 | 0 | 0 | 0 | 0 | 0 | 0 | 0.02032 | 0.0048072
1996 | 142.875 | 0 | 0 | 0 | 0 | 0 | 0 | 0.008128 | 0.034051
1996 | 142.8854 | 0 | 0 | 0 | 0 | 0 | 0 | 0.012192 | 0.021632
1996 | 142.8958 | 0 | 0 | 0 | 0 | 0 | 0 | 0.02032 | 0.025638
1996 | 142.9063 | 0 | 0 | 0 | 0 | 0 | 0 | 0.008128 | -0.0024036
1996 | 142.9167 | 0 | 0 | 0 | 0 | 0 | 0 | 0.008128 | 0.039659
1996 | 142.9271 | 0 | 0 | 0 | 0 | 0 | 0 | 0.012192 | 0.0084126
1996 | 142.9375 | 0 | 0 | 0 | 0 | 0 | 0 | 0.012192 | 0.03365
1996 | 142.9479 | 0 | 0 | 0 | 0 | 0 | 0 | 0.012192 | -0.004006
1996 | 142.9583 | 0 | 0 | 0 | 0 | 0 | 0 | 0.012192 | 0.028843
1996 | 142.9688 | 0 | 0 | 0 | 0 | 0 | 0 | 0.012192 | 0.043265
1996 | 142.9792 | 0 | 0 | 0 | 0 | 0 | 0 | 0.016256 | -0.021232
1996 | 142.9896 | 0 | 0 | 0 | 0 | 0 | 0 | 0 | 0.0028042
1996 | 143 | 0 | 0 | 0 | 0 | 0 | 0 | 0.016256 | 0.039259
1996 | 143.0104 | 0 | 0 | 0 | 0 | 0 | 0 | 0.004064 | 0.032849
1996 | 143.0208 | 0 | 0.037656 | 0 | 0 | 0 | 0 | 0.032512 | 0.018828
1996 | 143.0313 | 0 | 0 | 0 | 0 | 0 | 0 | -5.6843e-14 | 0.022033
1996 | 143.0417 | 0 | 0 | 0 | 0 | 0 | 0 | 0.016256 | 0.041262
1996 | 143.0521 | 0 | 0 | 0 | 0 | 0 | 0 | -0.004064 | -0.027641
1996 | 143.0625 | 0 | 0 | 0 | 0 | 0 | 0 | -0.004064 | 0.0008012
1996 | 143.0729 | 0 | 0 | 0 | 0 | 0 | 0 | 0.004064 | 0.029244
1996 | 143.0833 | 0 | 0 | 0 | 0 | 0 | 0 | 0 | -0.0036054
1996 | 143.0938 | 0 | 0 | 0 | 0 | 0 | 0 | -0.008128 | 0.047271
1996 | 143.1042 | 0 | 0 | 0 | 0 | 0 | 0 | -0.008128 | -0.028042
1996 | 143.1146 | 0 | 0 | 0 | 0 | 0 | 0 | -0.012192 | 0.0084126
1996 | 143.125 | 0 | 0 | 0 | 0 | 0 | 0 | 0 | 0.0076114
1996 | 143.1354 | 0 | 0 | 0 | 0 | 0 | 0 | 0.004064 | -0.015623
1996 | 143.1458 | 0 | 0 | 0 | 0 | 0 | 0 | -0.004064 | 0.012018
1996 | 143.1563 | 0 | 0 | 0 | 0 | 0 | 0 | -0.008128 | 0.0028042
1996 | 143.1667 | 0 | 0 | 0 | 0 | 0 | 0 | -0.012192 | -0.011617
1996 | 143.1771 | 0 | 0 | 0 | 0 | 0 | 0 | 0.008128 | 0.019629
1996 | 143.1875 | 0 | 0 | 0 | 0 | 0 | 0 | 0 | -0.0068102
1996 | 143.1979 | 0 | 0 | 0 | 0 | 0 | 0 | -0.004064 | -0.012018
1996 | 143.2083 | 0 | 0 | 0 | 0 | 0 | 0 | -0.016256 | 0.0076114
1996 | 143.2188 | 0 | 0.030446 | 0 | 0 | 0 | 0 | 0.004064 | -0.029244
1996 | 143.2292 | 0 | 0 | 0 | 0 | 0 | 0 | -0.004064 | 0.0008012
1996 | 143.2396 | 0 | 0 | 0 | 0 | 0 | 0 | 0.004064 | 0.025238
1996 | 143.25 | 0 | 0 | 0 | 0 | 0 | 0 | -0.004064 | 0.041262
1996 | 143.2604 | 0 | 0.038458 | 0 | 0 | 0 | 0 | 0.012192 | 0.011617
1996 | 143.2708 | 0 | 0 | 0 | 0 | 0 | 0 | 0.012192 | 0.024036
1996 | 143.2813 | 0 | 0 | 0 | 0 | 0 | 0 | -0.012192 | -0.017626
1996 | 143.2917 | 0 | 0 | 0 | 0 | 0 | 0 | -0.004064 | -0.021632
1996 | 143.3021 | 0 | 0 | 0 | 0 | 0 | 0 | 0.016256 | -0.034452
1996 | 143.3125 | 0 | 0 | 0 | 0 | 0 | 0 | 0.004064 | -0.029644
1996 | 143.3229 | 0 | 0 | 0 | 0 | 0 | 0 | 0.004064 | 0.097346
1996 | 143.3333 | 0 | 0.03365 | 0 | 0 | 0 | 0 | 0.016256 | -0.08693
1996 | 143.3438 | 0 | 0 | 0 | 0 | 0 | 0 | 0.008128 | 0.056084
1996 | 143.3542 | 0 | 0 | 0 | 0 | 0 | 0 | 0.032512 | -0.0084126
1996 | 143.3646 | 0 | 0 | 0 | 0 | 0 | 0 | 0.02032 | -0.076114
1996 | 143.375 | 0 | 0 | 0 | 0 | 0 | 0 | 0.036576 | -0.060491
1996 | 143.3854 | 0 | 0 | 0 | 0 | 0 | 0 | 0.016256 | 0.014822
1996 | 143.3958 | 0 | 0 | 0 | 0 | 0 | 0 | 0.04064 | 0.058888
1996 | 143.4063 | 0 | 0 | 0 | 0 | 0 | 0 | 0.04064 | -0.002003
1996 | 143.4167 | 0 | 0 | 0 | 0 | 0 | 0 | 0.056896 | 0.04006
1996 | 143.4271 | 0 | 0 | 0 | 0 | 0 | 0 | 0.056896 | 0.0084126
1996 | 143.4375 | 0 | 0 | 0 | 0 | 0 | 0 | 0.073152 | 0.052879
1996 | 143.4479 | 0 | 0.022434 | 0 | 0 | 0 | 0 | 0.077216 | 0.078117
1996 | 143.4583 | 0 | 0 | 0 | 0 | 0 | 0 | 0.069088 | 0.04647
1996 | 143.4688 | 0 | 0 | 0 | 0 | 0 | 0 | 0.089408 | 0.090135
1996 | 143.4792 | 0 | 0 | 0 | 0 | 0 | 0 | 0.089408 | 0.074111
1996 | 143.4896 | 0 | 0 | 0 | 0 | 0 | 0 | 0.08128 | 0.13781
1996 | 143.5 | 0 | 0 | 0 | 0 | 0 | 0 | 0.12192 | -0.088132
1996 | 143.5104 | 0 | 0 | 0 | 0 | 0 | 0 | 0.14224 | 0.15503
1996 | 143.5208 | 0 | 0 | 0 | 0 | 0 | 0 | -0.25197 | 0.14942
1996 | 143.5313 | 0 | 0 | 0 | 0 | 0 | 0 | 0.27635 | 0.12539
1996 | 143.5417 | 0 | 0 | 0 | 0 | 0 | 0 | 0.1016 | 0.12819
1996 | 143.5521 | 0 | 0 | 0 | 0 | 0 | 0 | 0.12598 | 0.12979
1996 | 143.5625 | 0 | 0 | 0 | 0 | 0 | 0 | 0.10973 | 0.18708
1996 | 143.5729 | 0 | 0 | 0 | 0 | 0 | 0 | 0.11786 | 0.096945
1996 | 143.5833 | 0 | 0 | 0 | 0 | 0 | 0 | 0.12598 | 0.15223
1996 | 143.5938 | 0 | 0 | 0 | 0 | 0 | 0 | 0.12598 | 0.12419
1996 | 143.6042 | 0 | 0 | 0 | 0 | 0 | 0 | 0.1016 | 0.14662
1996 | 143.6146 | 0 | 0 | 0 | 0 | 0 | 0 | 0.093472 | 0.15183
1996 | 143.625 | 0 | 0 | 0 | 0 | 0 | 0 | 0.13818 | 0.12058
1996 | 143.6354 | 0 | 0 | 0 | 0 | 0 | 0 | 0.1016 | 0.17106
1996 | 143.6458 | 0 | 0 | 0 | 0 | 0 | 0 | 0.12192 | 0.11137
1996 | 143.6563 | 0 | 0 | 0 | 0 | 0 | 0 | 0.13818 | 0.1338
1996 | 143.6667 | 0 | 0 | 0 | 0 | 0 | 0 | 0.1016 | 0.19069
1996 | 143.6771 | 0 | 0 | 0 | 0 | 0 | 0 | 0.065024 | 0.13821
1996 | 143.6875 | 0 | 0 | 0 | 0 | 0 | 0 | 0.1016 | 0.068102
1996 | 143.6979 | 0 | 0 | 0 | 0 | 0 | 0 | 0.1016 | 0.17947
1996 | 143.7083 | 0 | 0 | 0 | 0 | 0 | 0 | 0.085344 | 0.14582
1996 | 143.7188 | 0 | 0 | 0 | 0 | 0 | 0 | 0.11379 | 0.10576
1996 | 143.7292 | 0 | 0 | 0 | 0 | 0 | 0 | 0.077216 | 0.041262
1996 | 143.7396 | 0 | 0 | 0 | 0 | 0 | 0 | 0.085344 | 0.1338
1996 | 143.75 | 0 | 0 | 0 | 0 | 0 | 0 | 0.077216 | 0.11337
1996 | 143.7604 | 0 | 0 | 0 | 0 | 0 | 0 | 0.056896 | 0.069304
1996 | 143.7708 | 0 | 0 | 0 | 0 | 0 | 0 | 0.06096 | 0.131
1996 | 143.7813 | 0 | 0 | 0 | 0 | 0 | 0 | 0.093472 | 0.088132
1996 | 143.7917 | 0 | 0 | 0 | 0 | 0 | 0 | 0.06096 | 0.11818
1996 | 143.8021 | 0 | 0 | 0 | 0 | 0 | 0 | 0.04064 | 0.085728
1996 | 143.8125 | 0 | 0 | 0 | 0 | 0 | 0 | 0.04064 | 0.09374
1996 | 143.8229 | 0 | 0 | 0 | 0 | 0 | 0 | 0.02032 | 0.12258
1996 | 143.8333 | 0 | 0 | 0 | 0 | 0 | 0 | 0.02032 | 0.05328
1996 | 143.8438 | 0 | 0 | 0 | 0 | 0 | 0 | 0.012192 | -0.012419
1996 | 143.8542 | 0 | 0 | 0 | 0 | 0 | 0 | 0.012192 | 0.020431
1996 | 143.8646 | 0 | 0 | 0 | 0 | 0 | 0 | 0.016256 | 0.0068102
1996 | 143.875 | 0 | 0 | 0 | 0 | 0 | 0 | 0.02032 | 0.015223
1996 | 143.8854 | 0 | 0 | 0 | 0 | 0 | 0 | 0.008128 | -0.0092138
1996 | 143.8958 | 0 | 0 | 0 | 0 | 0 | 0 | 0.012192 | 0.030846
1996 | 143.9063 | 0 | 0 | 0 | 0 | 0 | 0 | 0.016256 | 0.002003
1996 | 143.9167 | 0 | 0 | 0 | 0 | 0 | 0 | 0.036576 | 0.04006
1996 | 143.9271 | 0 | 0 | 0 | 0 | 0 | 0 | 0.032512 | 0.036455
1996 | 143.9375 | 0 | 0 | 0 | 0 | 0 | 0 | 0.012192 | 0.032449
1996 | 143.9479 | 0 | 0 | 0 | 0 | 0 | 0 | 0.016256 | 0.035253
1996 | 143.9583 | 0 | 0 | 0 | 0 | 0 | 0 | 0.016256 | 0.019629
1996 | 143.9688 | 0 | 0 | 0 | 0 | 0 | 0 | 0.024384 | 0.021232
1996 | 143.9792 | 0 | 0 | 0 | 0 | 0 | 0 | 0.028448 | 0.031647
1996 | 143.9896 | 0 | 0 | 0 | 0 | 0 | 0 | 0.024384 | 0.039259
1996 | 144 | 0 | 0 | 0 | 0 | 0 | 0 | 0.012192 | 0.032849
1996 | 144.0104 | 0 | 0 | 0 | 0 | 0 | 0 | 0.02032 | 0.012018
1996 | 144.0208 | 0 | 0 | 0 | 0 | 0 | 0 | 0.004064 | 0.014021
1996 | 144.0313 | 0 | 0 | 0 | 0 | 0 | 0 | 0.02032 | 0.024837
1996 | 144.0417 | 0 | 0 | 0 | 0 | 0 | 0 | 0.012192 | 0.023235
1996 | 144.0521 | 0 | 0 | 0 | 0 | 0 | 0 | 0.012192 | 0.018027
1996 | 144.0625 | 0 | 0 | 0 | 0 | 0 | 0 | 0.012192 | 0.018027
1996 | 144.0729 | 0 | 0 | 0 | 0 | 0 | 0 | 0 | 0.0036054
1996 | 144.0833 | 0 | 0 | 0 | 0 | 0 | 0 | 0.016256 | 0.014822
1996 | 144.0938 | 0 | 0 | 0 | 0 | 0 | 0 | 0.012192 | 0.012419
1996 | 144.1042 | 0 | 0 | 0 | 0 | 0 | 0 | 0.016256 | 0.0084126
1996 | 144.1146 | 0 | 0 | 0 | 0 | 0 | 0 | 0.016256 | 0.022033
1996 | 144.125 | 0 | 0 | 0 | 0 | 0 | 0 | 0.016256 | 0.020431
1996 | 144.1354 | 0 | 0 | 0 | 0 | 0 | 0 | 0.028448 | 0.012419
1996 | 144.1458 | 0 | 0 | 0 | 0 | 0 | 0 | 0.016256 | 0.044066
1996 | 144.1563 | 0 | 0 | 0 | 0 | 0 | 0 | 0.016256 | 0.022834
1996 | 144.1667 | 0 | 0 | 0 | 0 | 0 | 0 | 0.024384 | 0.031247
1996 | 144.1771 | 0 | 0 | 0 | 0 | 0 | 0 | 0.012192 | 0.035653
1996 | 144.1875 | 0 | 0 | 0 | 0 | 0 | 0 | 0.016256 | 0.038458
1996 | 144.1979 | 0 | 0 | 0 | 0 | 0 | 0 | 0.004064 | 0.020831
1996 | 144.2083 | 0 | 0 | 0 | 0 | 0 | 0 | 0 | 0.030045
1996 | 144.2188 | 0 | 0 | 0 | 0 | 0 | 0 | 0.012192 | 0.019229
1996 | 144.2292 | 0 | 0 | 0 | 0 | 0 | 0 | 0.012192 | 0.010816
1996 | 144.2396 | 0 | 0 | 0 | 0 | 0 | 0 | 0.02032 | 0.018428
1996 | 144.25 | 0 | 0 | 0 | 0 | 0 | 0 | 0.012192 | -0.0004006
1996 | 144.2604 | 0 | 0 | 0 | 0 | 0 | 0 | 0.008128 | 0.002003
1996 | 144.2708 | 0 | 0 | 0 | 0 | 0 | 0 | 0.012192 | -0.019229
1996 | 144.2813 | 0 | 0.032048 | 0 | 0 | 0 | 0 | 0.012192 | -0.044066
1996 | 144.2917 | 0 | 0.03365 | 0 | 0 | 0 | 0 | 0.016256 | -0.010015
1996 | 144.3021 | 0 | 0.028843 | 0 | 0 | 0 | 0 | 0.02032 | -0.0064096
1996 | 144.3125 | 0 | 0 | 0 | 0 | 0 | 0 | 0.024384 | -0.017626
1996 | 144.3229 | 0 | 0.021632 | 0 | 0 | 0 | 0 | 0.024384 | 0.0004006
1996 | 144.3333 | 0 | 0 | 0 | 0 | 0 | 0 | 0.024384 | -0.012018
1996 | 144.3438 | 0 | 0 | 0 | 0 | 0 | 0 | 0.036576 | -0.0084126
1996 | 144.3542 | 0 | 0 | 0.13005 | 0 | 0 | 0 | -0.11786 | 0.0072108
1996 | 144.3646 | 0 | 0.02003 | 0 | 0 | 0 | 0 | 0.32512 | 0.00092138
1996 | 144.375 | 0 | 0 | 0 | 0 | 0 | 0 | -0.06096 | 0.041662
1996 | 144.3854 | 0 | 0 | 0 | 0 | 0 | 0 | 0.18694 | 0.01362
1996 | 144.3958 | 0 | 0 | 0 | 0 | 0 | 0 | 0.14224 | 0.063695
1996 | 144.4063 | 0 | 0 | 0 | 0 | 0 | 0 | 0.065024 | 0.094582
1996 | 144.4167 | 0 | 0 | 0 | 0 | 0 | 0 | 0.11786 | 0.088212
1996 | 144.4271 | 0 | 0 | 0 | 0 | 0 | 0 | 0.073152 | 0.088212
1996 | 144.4375 | 0 | 0 | 0 | 0 | 0 | 0 | 0.1016 | 0.088212
1996 | 144.4479 | 0 | 0 | 0 | 0 | 0 | 0 | 0.097536 | 0.089815
1996 | 144.4583 | 0 | 0 | 0 | 0 | 0 | 0 | 0.12192 | 0.1358
1996 | 144.4688 | 0 | 0 | 0 | 0 | 0 | 0 | 0.10566 | 0.1302
1996 | 144.4792 | 0 | 0 | 0 | 0 | 0 | 0 | 0.1016 | 0.12058
1996 | 144.4896 | 0 | 0 | 0 | 0 | 0 | 0 | 0.10973 | 0.14261
1996 | 144.5 | 0 | 0 | 0 | 0 | 0 | 0 | 0.12192 | 0.15143
1996 | 144.5104 | 0 | 0 | 0 | 0 | 0 | 0 | 0.11379 | 0.12058
1996 | 144.5208 | 0 | 0 | 0 | 0 | 0 | 0 | 0.13005 | 0.133
1996 | 144.5313 | 0 | 0 | 0 | 0 | 0 | 0 | 0.16256 | 0.16945
1996 | 144.5417 | 0 | 0 | 0 | 0 | 0 | 0 | 0.089408 | 0.14742
1996 | 144.5521 | 0 | 0 | 0 | 0 | 0 | 0 | 0.13005 | 0.17386
1996 | 144.5625 | 0 | 0 | 0 | 0 | 0 | 0 | 0.12192 | 0.12499
1996 | 144.5729 | 0 | 0 | 0 | 0 | 0 | 0 | 0.15443 | 0.15984
1996 | 144.5833 | 0 | 0 | 0 | 0 | 0 | 0 | 0.13818 | 0.13821
1996 | 144.5938 | 0 | 0 | 0 | 0 | 0 | 0 | 0.093472 | 0.14422
1996 | 144.6042 | 0 | 0 | 0 | 0 | 0 | 0 | 0.18694 | 0.15583
1996 | 144.6146 | 0 | 0 | 0 | 0 | 0 | 0 | 0.089408 | 0.15223
1996 | 144.625 | 0 | 0 | 0 | 0 | 0 | 0 | 0.16662 | 0.11617
1996 | 144.6354 | 0 | 0 | 0 | 0 | 0 | 0 | 0.044704 | 0.14822
1996 | 144.6458 | 0 | 0 | 0 | 0 | 0 | 0 | 0.19914 | 0.1334
1996 | 144.6563 | 0 | 0 | 0 | 0 | 0 | 0 | 0.12192 | 0.11497
1996 | 144.6667 | 0 | 0 | 0 | 0 | 0 | 0 | 0.077216 | 0.12258
1996 | 144.6771 | 0 | 0 | 0 | 0 | 0 | 0 | 0.10566 | 0.095343
1996 | 144.6875 | 0 | 0 | 0 | 0 | 0 | 0 | 0.10566 | 0.131
1996 | 144.6979 | 0 | 0 | 0 | 0 | 0 | 0 | 0.13411 | 0.11657
1996 | 144.7083 | 0 | 0 | 0 | 0 | 0 | 0 | 0.056896 | 0.087731
1996 | 144.7188 | 0 | 0 | 0 | 0 | 0 | 0 | 0.093472 | 0.091337
1996 | 144.7292 | 0 | 0 | 0 | 0 | 0 | 0 | 0.069088 | 0.083325
1996 | 144.7396 | 0 | 0 | 0 | 0 | 0 | 0 | 0.10566 | 0.078918
1996 | 144.75 | 0 | 0 | 0 | 0 | 0 | 0 | 0.073965 | 0.089734
1996 | 144.7604 | 0 | 0 | 0 | 0 | 0 | 0 | 0.035357 | 0.067301
1996 | 144.7708 | 0 | 0 | 0 | 0 | 0 | 0 | 0.084531 | 0.059689
1996 | 144.7813 | 0 | 0 | 0 | 0 | 0 | 0 | 0.095504 | 0.054882
1996 | 144.7917 | 0 | 0 | 0 | 0 | 0 | 0 | 0.063805 | 0.067301
1996 | 144.8021 | 0 | 0 | 0 | 0 | 0 | 0 | 0.062179 | 0.042864
1996 | 144.8125 | 0 | 0 | 0 | 0 | 0 | 0 | 0.028448 | 0.016425
1996 | 144.8229 | 0 | 0 | 0 | 0 | 0 | 0 | 0.012192 | 0.023635
1996 | 144.8333 | 0 | 0 | 0 | 0 | 0 | 0 | 0.023165 | 0.019229
1996 | 144.8438 | 0 | 0 | 0 | 0 | 0 | 0 | 0.013818 | 0.012419
1996 | 144.8542 | 0 | 0 | 0 | 0 | 0 | 0 | 0.013818 | 0.020831
1996 | 144.8646 | 0 | 0 | 0 | 0 | 0 | 0 | 0.015037 | 0.019229
1996 | 144.875 | 0 | 0 | 0 | 0 | 0 | 0 | 0.019914 | 0.016825
1996 | 144.8854 | 0 | 0 | 0 | 0 | 0 | 0 | 0.030074 | 0.025638
1996 | 144.8958 | 0 | 0 | 0 | 0 | 0 | 0 | 0.0032512 | 0.016024
1996 | 144.9063 | 0 | 0 | 0 | 0 | 0 | 0 | 0.023571 | 0.02003
1996 | 144.9167 | 0 | 0 | 0 | 0 | 0 | 0 | 0.01585 | 0.02684
1996 | 144.9271 | 0 | 0 | 0 | 0 | 0 | 0 | 0.02601 | 0.020831
1996 | 144.9375 | 0 | 0 | 0 | 0 | 0 | 0 | 0.022758 | 0.019629
1996 | 144.9479 | 0 | 0 | 0 | 0 | 0 | 0 | 0.013411 | 0.01322
1996 | 144.9583 | 0 | 0 | 0 | 0 | 0 | 0 | 0.021539 | 0.026039
1996 | 144.9688 | 0 | 0 | 0 | 0 | 0 | 0 | 0.01463 | 0.022434
1996 | 144.9792 | 0 | 0 | 0 | 0 | 0 | 0 | 0.029261 | 0.022033
1996 | 144.9896 | 0 | 0 | 0 | 0 | 0 | 0 | 0.0073152 | 0.014422
1996 | 145 | 0 | 0 | 0 | 0 | 0 | 0 | 0.021946 | 0.018428
1996 | 145.0104 | 0 | 0 | 0 | 0 | 0 | 0 | 0.03048 | 0.021632
1996 | 145.0208 | 0 | 0 | 0 | 0 | 0 | 0 | 0.013411 | 0.018027
1996 | 145.0313 | 0 | 0 | 0 | 0 | 0 | 0 | 0.022758 | 0.018027
1996 | 145.0417 | 0 | 0 | 0 | 0 | 0 | 0 | 0.029261 | 0.018428
1996 | 145.0521 | 0 | 0 | 0 | 0 | 0 | 0 | 0.013005 | 0.01322
1996 | 145.0625 | 0 | 0 | 0 | 0 | 0 | 0 | 0.004064 | 0.0072108
1996 | 145.0729 | 0 | 0 | 0 | 0 | 0 | 0 | -0.0028448 | 0.017226
1996 | 145.0833 | 0 | 0 | 0 | 0 | 0 | 0 | 0.023571 | 0.010816
1996 | 145.0938 | 0 | 0 | 0 | 0 | 0 | 0 | 0.002032 | 0.01362
1996 | 145.1042 | 0 | 0 | 0 | 0 | 0 | 0 | 0.032918 | 0.022434
1996 | 145.1146 | 0 | 0 | 0 | 0 | 0 | 0 | 0.0085344 | 0.01362
1996 | 145.125 | 0 | 0 | 0 | 0 | 0 | 0 | 0.018694 | 0.019229
1996 | 145.1354 | 0 | 0 | 0 | 0 | 0 | 0 | 0.020726 | 0.015623
1996 | 145.1458 | 0 | 0 | 0 | 0 | 0 | 0 | 0.01463 | 0.014822
1996 | 145.1563 | 0 | 0 | 0 | 0 | 0 | 0 | 0.017475 | 0.014422
1996 | 145.1667 | 0 | 0 | 0 | 0 | 0 | 0 | 0.017475 | 0.014021
1996 | 145.1771 | 0 | 0 | 0 | 0 | 0 | 0 | 0.017069 | 0.014422
1996 | 145.1875 | 0 | 0 | 0 | 0 | 0 | 0 | 0.012192 | 0.012018
1996 | 145.1979 | 0 | 0 | 0 | 0 | 0 | 0 | 0.013818 | 0.011217
1996 | 145.2083 | 0 | 0 | 0 | 0 | 0 | 0 | 0.0077216 | 0.0036054
1996 | 145.2188 | 0 | 0 | 0 | 0 | 0 | 0 | 0.0085344 | 0.006009
1996 | 145.2292 | 0 | 0 | 0 | 0 | 0 | 0 | 0.0069088 | 0.0056084
1996 | 145.2396 | 0 | 0 | 0 | 0 | 0 | 0 | 0.0056896 | 0.0084126
1996 | 145.25 | 0 | 0 | 0 | 0 | 0 | 0 | 0.0065024 | 0
1996 | 145.2604 | 0 | 0 | 0 | 0 | 0 | 0 | 0.0069088 | 0.014422
1996 | 145.2708 | 0 | 0 | 0 | 0 | 0 | 0 | 0.0073152 | 0.0072108
1996 | 145.2813 | 0 | 0 | 0 | 0 | 0 | 0 | 0.015037 | 0.010015
1996 | 145.2917 | 0 | 0 | 0 | 0 | 0 | 0 | 0.013818 | 0.017226
1996 | 145.3021 | 0 | 0 | 0 | 0 | 0 | 0 | 0.01585 | 0.018027
1996 | 145.3125 | 0 | 0 | 0 | 0 | 0 | 0 | 0.012598 | 0.020431
1996 | 145.3229 | 0 | 0 | 0 | 0 | 0 | 0 | 0.02479 | 0.016425
1996 | 145.3333 | 0 | 0 | 0 | 0 | 0 | 0 | 0.020726 | 0.036855
1996 | 145.3438 | 0 | 0 | 0 | 0 | 0 | 0 | 0.01463 | 0.031247
1996 | 145.3542 | 0 | 0 | 0 | 0 | 0 | 0 | 0.054458 | 0.047271
1996 | 145.3646 | 0 | 0 | 0 | 0 | 0 | 0 | 0.050394 | 0.037656
1996 | 145.375 | 0 | 0 | 0 | 0 | 0 | 0 | 0.05649 | 0.058888
1996 | 145.3854 | 0 | 0 | 0 | 0 | 0 | 0 | 0.066243 | 0.064096
1996 | 145.3958 | 0 | 0 | 0 | 0 | 0 | 0 | 0.047955 | 0.063295
1996 | 145.4063 | 0 | 0 | 0 | 0 | 0 | 0 | 0.06665 | 0.070906
1996 | 145.4167 | 0 | 0 | 0 | 0 | 0 | 0 | 0.082093 | 0.065298
1996 | 145.4271 | 0 | 0 | 0 | 0 | 0 | 0 | 0.090221 | 0.087331
1996 | 145.4375 | 0 | 0 | 0 | 0 | 0 | 0 | 0.086157 | 0.090135
1996 | 145.4479 | 0 | 0 | 0 | 0 | 0 | 0 | 0.094691 | 0.092539
1996 | 145.4583 | 0 | 0 | 0 | 0 | 0 | 0 | 0.10079 | 0.095343
1996 | 145.4688 | 0 | 0 | 0 | 0 | 0 | 0 | 0.086563 | 0.10055
1996 | 145.4792 | 0 | 0 | 0 | 0 | 0 | 0 | 0.099568 | 0.10816
1996 | 145.4896 | 0 | 0 | 0 | 0 | 0 | 0 | 0.11826 | 0.10856
1996 | 145.5 | 0 | 0 | 0 | 0 | 0 | 0 | 0.096317 | 0.10135
1996 | 145.5104 | 0 | 0 | 0 | 0 | 0 | 0 | 0.093066 | 0.08653
1996 | 145.5208 | 0 | 0 | 0 | 0 | 0 | 0 | 0.093878 | 0.12098
1996 | 145.5313 | 0 | 0 | 0 | 0 | 0 | 0 | 0.1333 | 0.098948
1996 | 145.5417 | 0 | 0 | 0 | 0 | 0 | 0 | 0.047549 | 0.097746
1996 | 145.5521 | 0 | 0 | 0 | 0 | 0 | 0 | 0.11948 | 0.10015
1996 | 145.5625 | 0 | 0 | 0 | 0 | 0 | 0 | 0.094285 | 0.12619
1996 | 145.5729 | 0 | 0 | 0 | 0 | 0 | 0 | 0.11745 | 0.12258
1996 | 145.5833 | 0 | 0 | 0 | 0 | 0 | 0 | 0.10444 | 0.133
1996 | 145.5938 | 0 | 0 | 0 | 0 | 0 | 0 | 0.059334 | 0.12338
1996 | 145.6042 | 0 | 0 | 0 | 0 | 0 | 0 | 0.18735 | 0.10576
1996 | 145.6146 | 0 | 0 | 0 | 0 | 0 | 0 | 0.086563 | 0.18227
1996 | 145.625 | 0 | 0 | 0 | 0 | 0 | 0 | 0.10973 | 0.099349
1996 | 145.6354 | 0 | 0 | 0 | 0 | 0 | 0 | 0.15728 | 0.18548
1996 | 145.6458 | 0 | 0 | 0 | 0 | 0 | 0 | 0.11217 | 0.13861
1996 | 145.6563 | 0 | 0 | 0 | 0 | 0 | 0 | 0.18694 | 0.12939
1996 | 145.6667 | 0 | 0 | 0 | 0 | 0 | 0 | 0.12192 | 0.11417
1996 | 145.6771 | 0 | 0 | 0 | 0 | 0 | 0 | 0.093878 | 0.11417
1996 | 145.6875 | 0 | 0 | 0 | 0 | 0 | 0 | 0.079654 | 0.10776
1996 | 145.6979 | 0 | 0 | 0 | 0 | 0 | 0 | 0.08697 | 0.12939
1996 | 145.7083 | 0 | 0 | 0 | 0 | 0 | 0 | 0.12476 | 0.082524
1996 | 145.7188 | 0 | 0 | 0 | 0 | 0 | 0 | 0.1016 | 0.094542
1996 | 145.7292 | 0 | 0 | 0 | 0 | 0 | 0 | 0.11379 | 0.088132
1996 | 145.7396 | 0 | 0 | 0 | 0 | 0 | 0 | 0.068275 | 0.09374
1996 | 145.75 | 0 | 0 | 0 | 0 | 0 | 0 | 0.10729 | 0.088132
1996 | 145.7604 | 0 | 0 | 0 | 0 | 0 | 0 | 0.08128 | 0.076915
1996 | 145.7708 | 0 | 0 | 0 | 0 | 0 | 0 | 0.06543 | 0.071307
1996 | 145.7813 | 0 | 0 | 0 | 0 | 0 | 0 | 0.10079 | 0.048873
1996 | 145.7917 | 0 | 0 | 0 | 0 | 0 | 0 | 0.031699 | 0.042063
1996 | 145.8021 | 0 | 0 | 0 | 0 | 0 | 0 | 0.060147 | 0.037256
1996 | 145.8125 | 0 | 0 | 0 | 0 | 0 | 0 | 0.069901 | 0.042063
1996 | 145.8229 | 0 | 0 | 0 | 0 | 0 | 0 | 0.03495 | 0.0064096
1996 | 145.8333 | 0 | 0 | 0 | 0 | 0 | 0 | 0.047955 | 0.010015
1996 | 145.8438 | 0 | 0 | 0 | 0 | 0 | 0 | 0.034544 | 0.0076114
1996 | 145.8542 | 0 | 0 | 0 | 0 | 0 | 0 | 0.013005 | -0.006009
1996 | 145.8646 | 0 | 0 | 0 | 0 | 0 | 0 | -0.044704 | 0.07371
1996 | 145.875 | 0 | 0 | 0 | 0 | 0 | 0 | 0.062179 | 0.015223
1996 | 145.8854 | 0 | 0 | 0 | 0 | 0 | 0 | 0.037795 | 0.016825
1996 | 145.8958 | 0 | 0 | 0 | 0 | 0 | 0 | 0.004064 | 0.010015
1996 | 145.9063 | 0 | 0 | 0 | 0 | 0 | 0 | 0.0069088 | 0.016024
1996 | 145.9167 | 0 | 0 | 0 | 0 | 0 | 0 | 0.0056896 | 0.0068102
1996 | 145.9271 | 0.021946 | 0 | 0 | 0 | 0 | 0 | -0.0016256 | 0.011617
1996 | 145.9375 | 0 | 0 | 0 | 0 | 0 | 0 | 0.010566 | 0.016024
1996 | 145.9479 | 0 | 0 | 0 | 0 | 0 | 0 | 0.012598 | 0.0048072
1996 | 145.9583 | 0 | 0 | 0 | 0 | 0 | 0 | 0.040234 | 0.0064096
1996 | 145.9688 | 0 | 0 | 0 | 0 | 0 | 0 | 0.032106 | 0.004006
1996 | 145.9792 | 0 | 0 | 0 | 0 | 0 | 0 | 0.0093472 | 0.0036054
1996 | 145.9896 | 0 | 0 | 0 | 0 | 0 | 0 | -0.0044704 | 0.0036054
1996 | 146 | 0 | 0 | 0 | 0 | 0 | 0 | 0.022352 | 0.014021
1996 | 146.0104 | 0 | 0 | 0 | 0 | 0 | 0 | 0.022758 | -0.0072108
1996 | 146.0208 | 0 | 0 | 0 | 0 | 0 | 0 | -0.0048768 | 0.023635
1996 | 146.0313 | 0 | 0 | 0 | 0 | 0 | 0 | -0.011786 | 0.0004006
1996 | 146.0417 | 0 | 0 | 0 | 0 | 0 | 0 | 0.026416 | 0.002003
1996 | 146.0521 | 0 | 0 | 0 | 0 | 0 | 0 | 0.013411 | 0.0004006
1996 | 146.0625 | 0 | 0 | 0 | 0 | 0 | 0 | 0.0073152 | 0.004006
1996 | 146.0729 | 0 | 0 | 0 | 0 | 0 | 0 | -0.010566 | -0.002003
1996 | 146.0833 | 0 | 0 | 0 | 0 | 0 | 0 | 0.037795 | 0.016024
1996 | 146.0938 | 0 | 0 | 0 | 0 | 0 | 0 | 0.0032512 | 0.008012
1996 | 146.1042 | 0 | 0 | 0 | 0 | 0 | 0 | 0.016662 | 0.0028042
1996 | 146.1146 | 0 | 0 | 0 | 0 | 0 | 0 | -0.0016256 | 0.031647
1996 | 146.125 | 0 | 0 | 0 | 0 | 0 | 0 | 0.0032512 | 0.018828
1996 | 146.1354 | 0 | 0 | 0 | 0 | 0 | 0 | -0.0056896 | 0.0068102
1996 | 146.1458 | 0 | 0 | 0 | 0 | 0 | 0 | 0.036576 | 0.010015
1996 | 146.1563 | 0 | 0 | 0 | 0 | 0 | 0 | 0.004064 | 0.004006
1996 | 146.1667 | 0 | 0 | 0 | 0 | 0 | 0 | 0.006096 | 0.0068102
1996 | 146.1771 | 0 | 0 | 0 | 0 | 0 | 0 | 0.014224 | 0.016425
1996 | 146.1875 | 0 | 0 | 0 | 0 | 0 | 0 | 0.019101 | 0.0036054
1996 | 146.1979 | 0 | 0 | 0 | 0 | 0 | 0 | 0.010566 | 0.014822
1996 | 146.2083 | 0 | 0 | 0 | 0 | 0 | 0 | 0.012192 | -0.0044066
1996 | 146.2188 | 0 | 0 | 0 | 0 | 0 | 0 | 0.0028448 | 0.021632
1996 | 146.2292 | 0 | 0 | 0 | 0 | 0 | 0 | 0.0069088 | 0.024837
1996 | 146.2396 | 0 | 0 | 0 | 0 | 0 | 0 | 0.028448 | -0.002003
1996 | 146.25 | 0 | 0 | 0 | 0 | 0 | 0 | 0.012598 | 0.020831
1996 | 146.2604 | 0 | 0 | 0 | 0 | 0 | 0 | 0.0048768 | -0.0004006
1996 | 146.2708 | 0 | 0 | 0 | 0 | 0 | 0 | 0 | 0.0064096
1996 | 146.2813 | 0 | 0 | 0 | 0 | 0 | 0 | 0.028042 | 0.0044066
1996 | 146.2917 | 0 | 0 | 0 | 0 | 0 | 0 | 0.0004064 | 0.011217
1996 | 146.3021 | 0 | 0 | 0 | 0 | 0 | 0 | 0.037795 | 0.012819
1996 | 146.3125 | 0.022758 | 0 | 0 | 0 | 0 | 0 | 0.0077216 | 0.0012018
1996 | 146.3229 | 0 | 0 | 0 | 0 | 0 | 0 | 0.025603 | 0.011617
1996 | 146.3333 | 0 | 0 | 0 | 0 | 0 | 0 | 0.021946 | 0.036054
1996 | 146.3438 | 0 | 0 | 0 | 0 | 0 | 0 | 0.027635 | 0.021632
1996 | 146.3542 | 0 | 0 | 0 | 0 | 0 | 0 | 0.0097536 | 0.014021
1996 | 146.3646 | 0 | 0 | 0 | 0 | 0 | 0 | 0.01463 | 0.032449
1996 | 146.375 | 0 | 0 | 0 | 0 | 0 | 0 | 0.01463 | 0.0012018
1996 | 146.3854 | 0 | 0 | 0 | 0 | 0 | 0 | 0.030074 | 0.027241
1996 | 146.3958 | 0 | 0 | 0 | 0 | 0 | 0 | 0.045923 | 0.048873
1996 | 146.4063 | 0 | 0 | 0 | 0 | 0 | 0 | 0.025197 | 0.01362
1996 | 146.4167 | 0 | 0 | 0 | 0 | 0 | 0 | 0.028854 | 0.048873
1996 | 146.4271 | 0 | 0 | 0 | 0 | 0 | 0 | 0.033731 | 0.016024
1996 | 146.4375 | 0 | 0 | 0 | 0 | 0 | 0 | 0.045923 | 0.034852
1996 | 146.4479 | 0 | 0 | 0 | 0 | 0 | 0 | 0.039827 | 0.043265
1996 | 146.4583 | 0 | 0 | 0 | 0 | 0 | 0 | 0.038608 | 0.018428
1996 | 146.4688 | 0 | 0 | 0 | 0 | 0 | 0 | 0.023978 | 0.074111
1996 | 146.4792 | 0 | 0 | 0 | 0 | 0 | 0 | 0.018694 | 0.0016024
1996 | 146.4896 | 0 | 0 | 0 | 0 | 0 | 0 | 0.023978 | 0.03325
1996 | 146.5 | 0 | 0 | 0 | 0 | 0 | 0 | 0.02032 | 0.0028042
1996 | 146.5104 | 0 | 0 | 0 | 0 | 0 | 0 | 0.03617 | 0.032849
1996 | 146.5208 | 0 | 0 | 0 | 0 | 0 | 0 | 0.010973 | 0.021232
1996 | 146.5313 | 0 | 0 | 0 | 0 | 0 | 0 | 0.037795 | 0.025238
1996 | 146.5417 | 0 | 0 | 0 | 0 | 0 | 0 | 0.023571 | 0.017626
1996 | 146.5521 | 0 | 0 | 0 | 0 | 0 | 0 | 0.0073152 | -0.0016024
1996 | 146.5625 | 0 | 0 | 0 | 0 | 0 | 0 | 0.015037 | 0.0068102
1996 | 146.5729 | 0 | 0 | 0 | 0 | 0 | 0 | 0.027635 | 0.027641
1996 | 146.5833 | 0 | 0 | 0 | 0 | 0 | 0 | 0.0073152 | 0.018828
1996 | 146.5938 | 0 | 0 | 0 | 0 | 0 | 0 | -0.0016256 | -0.006009
1996 | 146.6042 | 0 | 0 | 0 | 0 | 0 | 0 | 0.011379 | 0.01322
1996 | 146.6146 | 0 | 0 | 0 | 0 | 0 | 0 | 0.015037 | -0.010816
1996 | 146.625 | 0 | 0 | 0 | 0 | 0 | 0 | 0.038202 | 0.044867
1996 | 146.6354 | 0 | 0 | 0 | 0 | 0 | 0 | 0.0048768 | -0.0048072
1996 | 146.6458 | 0 | 0 | 0 | 0 | 0 | 0 | 0.026822 | 0.0004006
1996 | 146.6563 | 0 | 0 | 0 | 0 | 0 | 0 | -0.010973 | -0.0004006
1996 | 146.6667 | 0 | 0 | 0 | 0 | 0 | 0 | 0.014224 | 0.011217
1996 | 146.6771 | 0 | 0 | 0 | 0 | 0 | 0 | 0.004064 | 0.0048072
1996 | 146.6875 | 0 | 0 | 0 | 0 | 0 | 0 | -0.0048768 | -0.002003
1996 | 146.6979 | 0 | 0 | 0 | 0 | 0 | 0 | 0.014224 | 0.027641
1996 | 146.7083 | 0 | 0 | 0 | 0 | 0 | 0 | -0.0044704 | 0.016024
1996 | 146.7188 | 0 | 0 | 0 | 0 | 0 | 0 | 0.0077216 | 0.0044066
1996 | 146.7292 | 0.084531 | 0.058488 | 0 | 0 | 0 | 0 | -0.0036576 | -0.014021
1996 | 146.7396 | 0 | 0 | 0 | 0 | 0 | 0 | 0.02601 | 0.008012
1996 | 146.75 | 0 | 0 | 0 | 0 | 0 | 0 | 0.016256 | 0
1996 | 146.7604 | 0 | 0 | 0 | 0 | 0 | 0 | 0.028854 | 0.019229
1996 | 146.7708 | 0 | 0 | 0 | 0 | 0 | 0 | -0.0004064 | 0.012419
1996 | 146.7813 | 0 | 0 | 0 | 0 | 0 | 0 | 0.011379 | 0.021632
1996 | 146.7917 | 0 | 0 | 0 | 0 | 0 | 0 | 0.0097536 | -0.0024036
1996 | 146.8021 | 0 | 0 | 0 | 0 | 0 | 0 | 0.006096 | 0.038858
1996 | 146.8125 | 0 | 0 | 0 | 0 | 0 | 0 | 0.010566 | 0.019629
1996 | 146.8229 | 0 | 0 | 0 | 0 | 0 | 0 | 0.011786 | 0.020431
1996 | 146.8333 | 0 | 0 | 0 | 0 | 0 | 0 | 0.019914 | 0.016024
1996 | 146.8438 | 0 | 0 | 0 | 0 | 0 | 0 | 0.017882 | 0.0036054
1996 | 146.8542 | 0 | 0 | 0 | 0 | 0 | 0 | 0.01463 | -0.011217
1996 | 146.8646 | 0 | 0 | 0 | 0 | 0 | 0 | 0.01463 | 0.019229
1996 | 146.875 | 0 | 0 | 0 | 0 | 0 | 0 | 0.014224 | 0.038057
1996 | 146.8854 | 0 | 0 | 0 | 0 | 0 | 0 | 0.0032512 | 0.020831
1996 | 146.8958 | 0 | 0 | 0 | 0 | 0 | 0 | -0.006096 | 0.01362
1996 | 146.9063 | 0 | 0 | 0 | 0 | 0 | 0 | 0.0032512 | 0.012018
1996 | 146.9167 | 0 | 0 | 0 | 0 | 0 | 0 | 0.0004064 | -0.0024036
1996 | 146.9271 | 0 | 0 | 0 | 0 | 0 | 0 | 0.011786 | 0.0044066
1996 | 146.9375 | 0 | 0 | 0 | 0 | 0 | 0 | 0.0016256 | 0.0072108
1996 | 146.9479 | 0 | 0 | 0 | 0 | 0 | 0 | 0.0073152 | -0.0012018
1996 | 146.9583 | 0 | 0 | 0 | 0 | 0 | 0 | 0.013818 | 0.0076114
1996 | 146.9688 | 0 | 0 | 0 | 0 | 0 | 0 | 0.019507 | -0.036855
1996 | 146.9792 | 0 | 0 | 0 | 0 | 0 | 0 | -0.008128 | -0.014422
1996 | 146.9896 | 0 | 0 | 0 | 0 | 0 | 0 | 0.039421 | 0.025238
1996 | 147 | 0 | 0 | 0 | 0 | 0 | 0 | -0.0012192 | -0.02003
1996 | 147.0104 | 0 | 0 | 0 | 0 | 0 | 0 | 0.013005 | 0.069304
1996 | 147.0208 | 0 | 0 | 0 | 0 | 0 | 0 | 0.016662 | 0.037256
1996 | 147.0313 | 0 | 0 | 0 | 0 | 0 | 0 | -0.0028448 | 0.018428
1996 | 147.0417 | 0 | 0 | 0 | 0 | 0 | 0 | -0.025603 | 0.016024
1996 | 147.0521 | 0 | 0 | 0 | 0 | 0 | 0 | 0.0069088 | 0.0036054
1996 | 147.0625 | 0 | 0 | 0 | 0 | 0 | 0 | -0.023978 | 0.019229
1996 | 147.0729 | 0 | 0 | 0 | 0 | 0 | 0 | 0.03048 | 0.0088132
1996 | 147.0833 | 0 | 0 | 0 | 0 | 0 | 0 | 0.0077216 | 0.0096144
1996 | 147.0938 | 0 | 0 | 0 | 0 | 0 | 0 | 0.008128 | -0.002003
1996 | 147.1042 | 0 | 0 | 0 | 0 | 0 | 0 | 0.017069 | 0.0092138
1996 | 147.1146 | 0 | 0 | 0 | 0 | 0 | 0 | 0.01463 | 0.011217
1996 | 147.125 | 0 | 0 | 0 | 0 | 0 | 0 | 0.0069088 | 0.0028042
1996 | 147.1354 | 0 | 0 | 0 | 0 | 0 | 0 | 0.018288 | 0.0012018
1996 | 147.1458 | 0 | 0 | 0 | 0 | 0 | 0 | -0.002032 | 0.010015
1996 | 147.1563 | 0 | 0 | 0 | 0 | 0 | 0 | -0.0044704 | 0.0084126
1996 | 147.1667 | 0 | 0 | 0 | 0 | 0 | 0 | 0.0044704 | 0.01322
1996 | 147.1771 | 0 | 0 | 0 | 0 | 0 | 0 | 0.039421 | 0.0012018
1996 | 147.1875 | 0 | 0 | 0 | 0 | 0 | 0 | 0.02032 | 0.011217
1996 | 147.1979 | 0 | 0 | 0 | 0 | 0 | 0 | -0.008128 | -0.0004006
1996 | 147.2083 | 0 | 0 | 0 | 0 | 0 | 0 | 0.012598 | 0.0044066
1996 | 147.2188 | 0 | 0 | 0 | 0 | 0 | 0 | 0.010973 | 0.0072108
1996 | 147.2292 | 0 | 0 | 0 | 0 | 0 | 0 | 0.014224 | 0.006009
1996 | 147.2396 | 0 | 0 | 0 | 0 | 0 | 0 | 0.0044704 | 0.0056084
1996 | 147.25 | 0 | 0 | 0 | 0 | 0 | 0 | 0.0044704 | 0.0036054
1996 | 147.2604 | 0 | 0 | 0 | 0 | 0 | 0 | 0.011379 | 0.01322
1996 | 147.2708 | 0 | 0 | 0 | 0 | 0 | 0 | 0.020726 | 0.0052078
1996 | 147.2813 | 0 | 0 | 0 | 0 | 0 | 0 | 0.0004064 | 0.021232
1996 | 147.2917 | 0 | 0 | 0 | 0 | 0 | 0 | 0.022758 | 0.019229
1996 | 147.3021 | 0 | 0 | 0 | 0 | 0 | 0 | 0.019914 | 0.019229
1996 | 147.3125 | 0 | 0 | 0 | 0 | 0 | 0 | 0.041453 | 0.023635
1996 | 147.3229 | 0 | 0 | 0 | 0 | 0 | 0 | 0.03048 | 0.035653
1996 | 147.3333 | 0 | 0 | 0 | 0 | 0 | 0 | 0.04064 | 0.032849
1996 | 147.3438 | 0 | 0 | 0 | 0 | 0 | 0 | 0.043891 | 0.044467
1996 | 147.3542 | 0 | 0 | 0 | 0 | 0 | 0 | 0.052426 | 0.038858
1996 | 147.3646 | 0 | 0 | 0 | 0 | 0 | 0 | 0.055677 | 0.058888
1996 | 147.375 | 0 | 0 | 0 | 0 | 0 | 0 | 0.060147 | 0.069704
1996 | 147.3854 | 0 | 0 | 0 | 0 | 0 | 0 | 0.070307 | 0.057286
1996 | 147.3958 | 0 | 0 | 0 | 0 | 0 | 0 | 0.067869 | 0.078117
1996 | 147.4063 | 0 | 0 | 0 | 0 | 0 | 0 | 0.076403 | 0.071707
1996 | 147.4167 | 0 | 0 | 0 | 0 | 0 | 0 | 0.081686 | 0.087731
1996 | 147.4271 | 0 | 0 | 0 | 0 | 0 | 0 | 0.080061 | 0.088933
1996 | 147.4375 | 0 | 0 | 0 | 0 | 0 | 0 | 0.09713 | 0.094542
1996 | 147.4479 | 0 | 0 | 0 | 0 | 0 | 0 | 0.10688 | 0.10776
1996 | 147.4583 | 0 | 0 | 0 | 0 | 0 | 0 | 0.092659 | 0.11617
1996 | 147.4688 | 0 | 0 | 0 | 0 | 0 | 0 | 0.1016 | 0.10135
1996 | 147.4792 | 0 | 0 | 0 | 0 | 0 | 0 | 0.097536 | 0.11698
1996 | 147.4896 | 0 | 0 | 0 | 0 | 0 | 0 | 0.16175 | 0.14982
1996 | 147.5 | 0 | 0 | 0 | 0 | 0 | 0 | 0.1146 | 0.12699
1996 | 147.5104 | 0 | 0 | 0 | 0 | 0 | 0 | 0.15403 | 0.15143
1996 | 147.5208 | 0 | 0 | 0 | 0 | 0 | 0 | 0.059741 | 0.12779
1996 | 147.5313 | 0 | 0 | 0 | 0 | 0 | 0 | 0.15321 | 0.15904
1996 | 147.5417 | 0 | 0 | 0 | 0 | 0 | 0 | 0.15199 | 0.16865
1996 | 147.5521 | 0 | 0 | 0 | 0 | 0 | 0 | 0.18004 | 0.14582
1996 | 147.5625 | 0 | 0 | 0 | 0 | 0 | 0 | 0.16175 | 0.16024
1996 | 147.5729 | 0 | 0 | 0 | 0 | 0 | 0 | 0.10932 | 0.16985
1996 | 147.5833 | 0 | 0 | 0 | 0 | 0 | 0 | 0.17556 | 0.15023
1996 | 147.5938 | 0 | 0 | 0 | 0 | 0 | 0 | 0.26985 | 0.16625
1996 | 147.6042 | 0 | 0 | 0 | 0 | 0 | 0 | 0.11948 | 0.10416
1996 | 147.6146 | 0 | 0 | 0 | 0 | 0 | 0 | 0.178 | 0.16745
1996 | 147.625 | 0 | 0 | 0 | 0 | 0 | 0 | 0.14468 | 0.1342
1996 | 147.6354 | 0 | 0 | 0 | 0 | 0 | 0 | 0.087376 | 0.089734
1996 | 147.6458 | 0 | 0 | 0 | 0 | 0 | 0 | 0.097942 | 0.099349
1996 | 147.6563 | 0 | 0 | 0 | 0 | 0 | 0 | 0.14346 | 0.12899
1996 | 147.6667 | 0 | 0 | 0 | 0 | 0 | 0 | 0.089002 | 0.11617
1996 | 147.6771 | 0 | 0 | 0 | 0 | 0 | 0 | 0.12842 | 0.10616
1996 | 147.6875 | 0 | 0 | 0 | 0 | 0 | 0 | 0.10607 | 0.096945
1996 | 147.6979 | 0 | 0 | 0 | 0 | 0 | 0 | 0.093066 | 0.10736
1996 | 147.7083 | 0 | 0 | 0 | 0 | 0 | 0 | 0.16134 | 0.12539
1996 | 147.7188 | 0 | 0 | 0 | 0 | 0 | 0 | 0.13086 | 0.095743
1996 | 147.7292 | 0 | 0 | 0 | 0 | 0 | 0 | 0.065837 | 0.058888
1996 | 147.7396 | 0 | 0 | 0 | 0 | 0 | 0 | 0.1207 | 0.11497
1996 | 147.75 | 0 | 0 | 0 | 0 | 0 | 0 | 0.12802 | 0.092138
1996 | 147.7604 | 0 | 0 | 0 | 0 | 0 | 0 | 0.095098 | 0.0669
1996 | 147.7708 | 0 | 0 | 0 | 0 | 0 | 0 | 0.064618 | 0.048873
1996 | 147.7813 | 0 | 0 | 0 | 0 | 0 | 0 | 0.020726 | 0.045268
1996 | 147.7917 | 0 | 0 | 0 | 0 | 0 | 0 | 0.079654 | 0.07331
1996 | 147.8021 | 0 | 0 | 0 | 0 | 0 | 0 | 0.037795 | 0.028443
1996 | 147.8125 | 0 | 0 | 0 | 0 | 0 | 0 | 0.051206 | 0.035653
1996 | 147.8229 | 0 | 0 | 0 | 0 | 0 | 0 | 0.034138 | 0.038858
1996 | 147.8333 | 0 | 0 | 0 | 0 | 0 | 0 | 0.063398 | 0.032048
1996 | 147.8438 | 0 | 0 | 0 | 0 | 0 | 0 | 0.021946 | 0.014021
1996 | 147.8542 | 0 | 0 | 0 | 0 | 0 | 0 | 0.0077216 | 0.014021
1996 | 147.8646 | 0 | 0 | 0 | 0 | 0 | 0 | 0.0044704 | 0.010416
1996 | 147.875 | 0 | 0 | 0 | 0 | 0 | 0 | 0.0004064 | 0.006009
1996 | 147.8854 | 0 | 0 | 0 | 0 | 0 | 0 | 0.0073152 | 0.012018
1996 | 147.8958 | 0 | 0 | 0 | 0 | 0 | 0 | 0.01585 | 0.01322
1996 | 147.9063 | 0 | 0 | 0 | 0 | 0 | 0 | 0.012598 | 0.016024
1996 | 147.9167 | 0 | 0 | 0 | 0 | 0 | 0 | 0.015443 | 0.014822
1996 | 147.9271 | 0 | 0 | 0 | 0 | 0 | 0 | 0.012598 | 0.006009
1996 | 147.9375 | 0 | 0 | 0 | 0 | 0 | 0 | -0.0012192 | 0.014822
1996 | 147.9479 | 0 | 0 | 0 | 0 | 0 | 0 | 0.01585 | 0.014422
1996 | 147.9583 | 0 | 0 | 0 | 0 | 0 | 0 | 0.029667 | 0.012419
1996 | 147.9688 | 0 | 0 | 0 | 0 | 0 | 0 | 0.019914 | 0.01362
1996 | 147.9792 | 0 | 0 | 0 | 0 | 0 | 0 | 0.010973 | 0.0064096
1996 | 147.9896 | 0 | 0 | 0 | 0 | 0 | 0 | 0.0097536 | 0.0092138
1996 | 148 | 0 | 0 | 0 | 0 | 0 | 0 | 0.0069088 | 0.0096144
1996 | 148.0104 | 0 | 0 | 0 | 0 | 0 | 0 | 0.0069088 | 0.010816
1996 | 148.0208 | 0 | 0 | 0 | 0 | 0 | 0 | 0.011786 | 0.0072108
1996 | 148.0313 | 0 | 0 | 0 | 0 | 0 | 0 | 0.008128 | 0.0088132
1996 | 148.0417 | 0 | 0 | 0 | 0 | 0 | 0 | 0.010566 | 0.011617
1996 | 148.0521 | 0 | 0 | 0 | 0 | 0 | 0 | -0.008128 | 0.014422
1996 | 148.0625 | 0 | 0 | 0 | 0 | 0 | 0 | 0.024384 | 0.020831
1996 | 148.0729 | 0 | 0 | 0 | 0 | 0 | 0 | 0.019914 | 0.0048072
1996 | 148.0833 | 0 | 0 | 0 | 0 | 0 | 0 | 0.0085344 | 0.0068102
1996 | 148.0938 | 0 | 0 | 0 | 0 | 0 | 0 | 0.0036576 | 0
1996 | 148.1042 | 0 | 0 | 0 | 0 | 0 | 0 | 0.0024384 | 0.0016024
1996 | 148.1146 | 0 | 0 | 0 | 0 | 0 | 0 | -0.0016256 | 0
1996 | 148.125 | 0 | 0 | 0 | 0 | 0 | 0 | 0.0004064 | 0.0036054
1996 | 148.1354 | 0 | 0 | 0 | 0 | 0 | 0 | 0.0004064 | 0.0012018
1996 | 148.1458 | 0 | 0 | 0 | 0 | 0 | 0 | 0.0016256 | 0.0016024
1996 | 148.1563 | 0 | 0 | 0 | 0 | 0 | 0 | 0.0012192 | 0.0024036
1996 | 148.1667 | 0 | 0 | 0 | 0 | 0 | 0 | 0.0016256 | 0.0012018
1996 | 148.1771 | 0 | 0 | 0 | 0 | 0 | 0 | 0.0008128 | 0.0004006
1996 | 148.1875 | 0 | 0 | 0 | 0 | 0 | 0 | 0.0008128 | -0.0004006
1996 | 148.1979 | 0 | 0 | 0 | 0 | 0 | 0 | 0.0036576 | 0.0044066
1996 | 148.2083 | 0 | 0 | 0 | 0 | 0 | 0 | 0.0028448 | 0.006009
1996 | 148.2188 | 0 | 0 | 0 | 0 | 0 | 0 | 0.010566 | 0.0092138
1996 | 148.2292 | 0 | 0 | 0 | 0 | 0 | 0 | 0.011786 | 0.012419
1996 | 148.2396 | 0 | 0 | 0 | 0 | 0 | 0 | 0.0085344 | 0.011217
1996 | 148.25 | 0 | 0 | 0 | 0 | 0 | 0 | 0.011786 | 0.008012
1996 | 148.2604 | 0 | 0 | 0 | 0 | 0 | 0 | 0.008128 | 0.017626
1996 | 148.2708 | 0 | 0 | 0 | 0 | 0 | 0 | 0.025197 | 0.016024
1996 | 148.2813 | 0 | 0 | 0 | 0 | 0 | 0 | 0.023571 | 0.023235
1996 | 148.2917 | 0 | 0 | 0 | 0 | 0 | 0 | 0.031293 | 0.024437
1996 | 148.3021 | 0 | 0 | 0 | 0 | 0 | 0 | 0.025603 | 0.036054
1996 | 148.3125 | 0 | 0 | 0 | 0 | 0 | 0 | 0.039014 | 0.042464
1996 | 148.3229 | 0 | 0 | 0 | 0 | 0 | 0 | 0.055677 | 0.040461
1996 | 148.3333 | 0 | 0 | 0 | 0 | 0 | 0 | 0.0508 | 0.050876
1996 | 148.3438 | 0 | 0 | 0 | 0 | 0 | 0 | 0.064618 | 0.058488
1996 | 148.3542 | 0 | 0 | 0 | 0 | 0 | 0 | 0.078029 | 0.072509
1996 | 148.3646 | 0 | 0 | 0 | 0 | 0 | 0 | 0.082499 | 0.070105
1996 | 148.375 | 0 | 0 | 0 | 0 | 0 | 0 | 0.088595 | 0.083725
1996 | 148.3854 | 0 | 0 | 0 | 0 | 0 | 0 | 0.08697 | 0.091737
1996 | 148.3958 | 0 | 0 | 0 | 0 | 0 | 0 | 0.10607 | 0.087331
1996 | 148.4063 | 0 | 0 | 0 | 0 | 0 | 0 | 0.11095 | 0.10776
1996 | 148.4167 | 0 | 0 | 0 | 0 | 0 | 0 | 0.11867 | 0.10335
1996 | 148.4271 | 0 | 0 | 0 | 0 | 0 | 0 | 0.13045 | 0.11377
1996 | 148.4375 | 0 | 0 | 0 | 0 | 0 | 0 | 0.11135 | 0.11617
1996 | 148.4479 | 0 | 0 | 0 | 0 | 0 | 0 | -0.15809 | 0.12539
1996 | 148.4583 | 0 | 0 | 0 | 0 | 0 | 0 | 0.43607 | 0.12939
1996 | 148.4688 | 0 | 0 | 0 | 0 | 0 | 0 | 0.15118 | 0.13781
1996 | 148.4792 | 0 | 0 | 0 | 0 | 0 | 0 | 0.14793 | 0.13861
1996 | 148.4896 | 0 | 0 | 0 | 0 | 0 | 0 | 0.15768 | 0.14622
1996 | 148.5 | 0 | 0 | 0 | 0 | 0 | 0 | 0.15118 | 0.14702
1996 | 148.5104 | 0 | 0 | 0 | 0 | 0 | 0 | 0.15687 | 0.16385
1996 | 148.5208 | 0 | 0 | 0 | 0 | 0 | 0 | 0.1585 | 0.15183
1996 | 148.5313 | 0 | 0 | 0 | 0 | 0 | 0 | 0.19832 | 0.16945
1996 | 148.5417 | 0 | 0 | 0 | 0 | 0 | 0 | 0.17963 | 0.17586
1996 | 148.5521 | 0 | 0 | 0 | 0 | 0 | 0 | 0.16784 | 0.16585
1996 | 148.5625 | 0 | 0 | 0 | 0 | 0 | 0 | 0.18004 | 0.16905
1996 | 148.5729 | 0 | 0 | 0 | 0 | 0 | 0 | 0.20523 | 0.17025
1996 | 148.5833 | 0 | 0 | 0 | 0 | 0 | 0 | 0.1841 | 0.16985
1996 | 148.5938 | 0 | 0 | 0 | 0 | 0 | 0 | 0.15484 | 0.16825
1996 | 148.6042 | 0 | 0 | 0 | 0 | 0 | 0 | 0.17922 | 0.18147
1996 | 148.6146 | 0 | 0 | 0 | 0 | 0 | 0 | 0.21377 | 0.18187
1996 | 148.625 | 0 | 0 | 0 | 0 | 0 | 0 | 0.18816 | 0.17346
1996 | 148.6354 | 0 | 0 | 0 | 0 | 0 | 0 | 0.17475 | 0.17466
1996 | 148.6458 | 0 | 0 | 0 | 0 | 0 | 0 | 0.19792 | 0.16705
1996 | 148.6563 | 0 | 0 | 0 | 0 | 0 | 0 | 0.16988 | 0.15864
1996 | 148.6667 | 0 | 0 | 0 | 0 | 0 | 0 | 0.1971 | 0.16665
1996 | 148.6771 | 0 | 0 | 0 | 0 | 0 | 0 | 0.13045 | 0.13701
1996 | 148.6875 | 0 | 0 | 0 | 0 | 0 | 0 | 0.18207 | 0.16625
1996 | 148.6979 | 0 | 0 | 0 | 0 | 0 | 0 | 0.13086 | 0.12859
1996 | 148.7083 | 0 | 0 | 0 | 0 | 0 | 0 | 0.15931 | 0.1314
1996 | 148.7188 | 0 | 0 | 0 | 0 | 0 | 0 | 0.10973 | 0.10215
1996 | 148.7292 | 0 | 0 | 0 | 0 | 0 | 0 | 0.12802 | 0.10856
1996 | 148.7396 | 0 | 0 | 0 | 0 | 0 | 0 | 0.12842 | 0.091737
1996 | 148.75 | 0 | 0 | 0 | 0 | 0 | 0 | 0.097942 | 0.074111
1996 | 148.7604 | 0 | 0 | 0 | 0 | 0 | 0 | 0.098755 | 0.076114
1996 | 148.7708 | 0 | 0 | 0 | 0 | 0 | 0 | 0.18694 | 0.050075
1996 | 148.7813 | 0 | 0 | 0 | 0 | 0 | 0 | 0.063398 | 0.061292
1996 | 148.7917 | 0 | 0 | 0 | 0 | 0 | 0 | 0.050394 | 0.061292
1996 | 148.8021 | 0 | 0 | 0 | 0 | 0 | 0 | 0.04064 | 0.02644
1996 | 148.8125 | 0 | 0 | 0 | 0 | 0 | 0 | 0.038202 | 0.043265
1996 | 148.8229 | 0 | 0 | 0 | 0 | 0 | 0 | 0.02479 | 0.03325
1996 | 148.8333 | 0 | 0 | 0 | 0 | 0 | 0 | 0.013005 | 0.024837
1996 | 148.8438 | 0 | 0 | 0 | 0 | 0 | 0 | 0.012192 | 0.020431
1996 | 148.8542 | 0 | 0 | 0 | 0 | 0 | 0 | 0.010973 | 0.029244
1996 | 148.8646 | 0 | 0 | 0 | 0 | 0 | 0 | 0.022352 | 0.016024
1996 | 148.875 | 0 | 0 | 0 | 0 | 0 | 0 | 0.015037 | 0.02003
1996 | 148.8854 | 0 | 0 | 0 | 0 | 0 | 0 | 0.022352 | 0.018027
1996 | 148.8958 | 0 | 0 | 0 | 0 | 0 | 0 | 0.02601 | 0.021632
1996 | 148.9063 | 0 | 0 | 0 | 0 | 0 | 0 | -0.004064 | 0.018027
1996 | 148.9167 | 0 | 0 | 0 | 0 | 0 | 0 | 0.038202 | 0.0096144
1996 | 148.9271 | 0 | 0 | 0 | 0 | 0 | 0 | 0.0089408 | 0.019229
1996 | 148.9375 | 0 | 0 | 0 | 0 | 0 | 0 | 0.013818 | 0.023235
1996 | 148.9479 | 0 | 0 | 0 | 0 | 0 | 0 | 0.012192 | 0.016825
1996 | 148.9583 | 0 | 0 | 0 | 0 | 0 | 0 | 0.026416 | 0.011217
1996 | 148.9688 | 0 | 0 | 0 | 0 | 0 | 0 | -0.010973 | 0.012819
1996 | 148.9792 | 0 | 0 | 0 | 0 | 0 | 0 | -0.01585 | 0.011617
1996 | 148.9896 | 0 | 0 | 0 | 0 | 0 | 0 | 0.0012192 | 0.014422
1996 | 149 | 0 | 0 | 0 | 0 | 0 | 0 | 0.03617 | 0.012018
1996 | 149.0104 | 0 | 0 | 0 | 0 | 0 | 0 | -0.014224 | 0.0092138
1996 | 149.0208 | 0 | 0 | 0 | 0 | 0 | 0 | 0.031699 | 0.008012
1996 | 149.0313 | 0 | 0 | 0 | 0 | 0 | 0 | 0 | 0.014021
1996 | 149.0417 | 0 | 0 | 0 | 0 | 0 | 0 | 0.025603 | 0.016425
1996 | 149.0521 | 0 | 0 | 0 | 0 | 0 | 0 | -0.0004064 | 0.0096144
1996 | 149.0625 | 0 | 0 | 0 | 0 | 0 | 0 | 0.015037 | 0.0072108
1996 | 149.0729 | 0 | 0 | 0 | 0 | 0 | 0 | 0.012192 | 0.014422
1996 | 149.0833 | 0 | 0 | 0 | 0 | 0 | 0 | 0.0028448 | 0.0076114
1996 | 149.0938 | 0 | 0 | 0 | 0 | 0 | 0 | -0.025197 | 0.012819
1996 | 149.1042 | 0 | 0 | 0 | 0 | 0 | 0 | 0.037389 | 0.0084126
1996 | 149.1146 | 0 | 0 | 0 | 0 | 0 | 0 | 0.006096 | 0.014021
1996 | 149.125 | 0 | 0 | 0 | 0 | 0 | 0 | 0.008128 | 0.0088132
1996 | 149.1354 | 0 | 0 | 0 | 0 | 0 | 0 | 0.006096 | 0.0088132
1996 | 149.1458 | 0 | 0 | 0 | 0 | 0 | 0 | 0.0044704 | 0.0092138
1996 | 149.1563 | 0 | 0 | 0 | 0 | 0 | 0 | 0.010973 | 0.006009
1996 | 149.1667 | 0 | 0 | 0 | 0 | 0 | 0 | -0.0008128 | 0.012819
1996 | 149.1771 | 0 | 0 | 0 | 0 | 0 | 0 | 0.011786 | 0.0052078
1996 | 149.1875 | 0 | 0 | 0 | 0 | 0 | 0 | 0.0016256 | 0.012419
1996 | 149.1979 | 0 | 0 | 0 | 0 | 0 | 0 | 0.0012192 | 0.0012018
1996 | 149.2083 | 0 | 0 | 0 | 0 | 0 | 0 | 0.0089408 | 0.0056084
1996 | 149.2188 | 0 | 0 | 0 | 0 | 0 | 0 | 0.0052832 | 0.0076114
1996 | 149.2292 | 0 | 0 | 0 | 0 | 0 | 0 | 0 | 0.0096144
1996 | 149.2396 | 0 | 0 | 0 | 0 | 0 | 0 | 0.010566 | 0.0076114
1996 | 149.25 | 0 | 0 | 0 | 0 | 0 | 0 | 0.01585 | 0.0076114
1996 | 149.2604 | 0 | 0 | 0 | 0 | 0 | 0 | 0.0008128 | 0.011617
1996 | 149.2708 | 0 | 0 | 0 | 0 | 0 | 0 | 0.019507 | 0.012419
1996 | 149.2813 | 0 | 0 | 0 | 0 | 0 | 0 | 0.015037 | 0.012419
1996 | 149.2917 | 0 | 0 | 0 | 0 | 0 | 0 | 0.023571 | 0.02684
1996 | 149.3021 | 0 | 0 | 0 | 0 | 0 | 0 | 0.021539 | 0.02684
1996 | 149.3125 | 0 | 0 | 0 | 0 | 0 | 0 | 0.023978 | 0.02644
1996 | 149.3229 | 0 | 0 | 0 | 0 | 0 | 0 | 0.038202 | 0.031247
1996 | 149.3333 | 0 | 0 | 0 | 0 | 0 | 0 | 0.023165 | 0.040461
1996 | 149.3438 | 0 | 0 | 0 | 0 | 0 | 0 | 0.057892 | 0.048072
1996 | 149.3542 | 0 | 0 | 0 | 0 | 0 | 0 | 0.056388 | 0.048533
1996 | 149.3646 | 0 | 0 | 0 | 0 | 0 | 0 | 0.058115 | 0.042363
1996 | 149.375 | 0 | 0 | 0 | 0 | 0 | 0 | 0.077622 | 0.054882
1996 | 149.3854 | 0 | 0 | 0 | 0 | 0 | 0 | 0.065837 | 0.071307
1996 | 149.3958 | 0 | 0 | 0 | 0 | 0 | 0 | 0.091846 | 0.12058
1996 | 149.4063 | 0.033325 | 0 | 0 | 0 | 0 | 0 | 0.11135 | 0.0068102
1996 | 149.4167 | 0 | 0 | 0 | 0 | 0 | 0 | 0.073558 | 0.098948
1996 | 149.4271 | 0 | 0 | 0 | 0 | 0 | 0 | 0.12273 | 0.092939
1996 | 149.4375 | 0 | 0 | 0 | 0 | 0 | 0 | 0.10526 | 0.098147
1996 | 149.4479 | 0 | 0 | 0 | 0 | 0 | 0 | 0.09144 | 0.10616
1996 | 149.4583 | 0 | 0 | 0 | 0 | 0 | 0 | 0.13167 | 0.11057
1996 | 149.4688 | 0 | 0 | 0 | 0 | 0 | 0 | 0.11948 | 0.11177
1996 | 149.4792 | 0 | 0 | 0 | 0 | 0 | 0 | 0.12517 | 0.11577
1996 | 149.4896 | 0 | 0 | 0 | 0 | 0 | 0 | 0.12476 | 0.11858
1996 | 149.5 | 0 | 0 | 0 | 0 | 0 | 0 | 0.1459 | 0.12779
1996 | 149.5104 | 0 | 0 | 0 | 0 | 0 | 0 | 0.12558 | 0.14021
1996 | 149.5208 | 0 | 0 | 0 | 0 | 0 | 0 | 0.12639 | 0.1326
1996 | 149.5313 | 0 | 0 | 0 | 0 | 0 | 0 | 0.17516 | 0.13981
1996 | 149.5417 | 0 | 0 | 0 | 0 | 0 | 0 | 0.13005 | 0.1436
1996 | 149.5521 | 0 | 0 | 0 | 0 | 0 | 0 | 0.16581 | 0.1501
1996 | 149.5625 | 0 | 0 | 0 | 0 | 0 | 0 | 0.15403 | 0.14996
1996 | 149.5729 | 0 | 0 | 0 | 0 | 0 | 0 | 0.18247 | 0.15383
1996 | 149.5833 | 0 | 0 | 0 | 0 | 0 | 0 | 0.16165 | 0.15704
1996 | 149.5938 | 0 | 0 | 0 | 0 | 0 | 0 | 0.15911 | 0.15063
1996 | 149.6042 | 0 | 0 | 0 | 0 | 0 | 0 | 0.14559 | 0.1354
1996 | 149.6146 | 0 | 0 | 0 | 0 | 0 | 0 | 0.17272 | 0.13781
1996 | 149.625 | 0 | 0 | 0 | 0 | 0 | 0 | 0.14549 | 0.15543
1996 | 149.6354 | 0 | 0 | 0 | 0 | 0 | 0 | 0.13696 | 0.14662
1996 | 149.6458 | 0 | 0 | 0 | 0 | 0 | 0 | 0.18369 | 0.14902
1996 | 149.6563 | 0 | 0 | 0 | 0 | 0 | 0 | 0.1524 | 0.14061
1996 | 149.6667 | 0 | 0 | 0 | 0 | 0 | 0 | 0.13411 | 0.135
1996 | 149.6771 | 0 | 0 | 0 | 0 | 0 | 0 | 0.1463 | 0.1362
1996 | 149.6875 | 0 | 0 | 0 | 0 | 0 | 0 | 0.13452 | 0.12619
1996 | 149.6979 | 0 | 0 | 0 | 0 | 0 | 0 | 0.15646 | 0.12298
1996 | 149.7083 | 0 | 0 | 0 | 0 | 0 | 0 | 0.12395 | 0.11377
1996 | 149.7188 | 0 | 0 | 0 | 0 | 0 | 0 | 0.12233 | 0.10936
1996 | 149.7292 | 0 | 0 | 0 | 0 | 0 | 0 | 0.11948 | 0.10215
1996 | 149.7396 | 0 | 0 | 0 | 0 | 0 | 0 | 0.080467 | 0.08693
1996 | 149.75 | 0 | 0 | 0 | 0 | 0 | 0 | 0.10404 | 0.07331
1996 | 149.7604 | 0 | 0 | 0 | 0 | 0 | 0 | 0.080467 | 0.07331
1996 | 149.7708 | 0 | 0 | 0 | 0 | 0 | 0 | 0.10404 | 0.068503
1996 | 149.7813 | 0 | 0 | 0 | 0 | 0 | 0 | 0.063398 | 0.068102
1996 | 149.7917 | 0 | 0 | 0 | 0 | 0 | 0 | 0.043078 | 0.059289
1996 | 149.8021 | 0 | 0 | 0 | 0 | 0 | 0 | 0.047142 | 0.046069
1996 | 149.8125 | 0 | 0 | 0 | 0 | 0 | 0 | 0.051206 | 0.043665
1996 | 149.8229 | 0 | 0 | 0 | 0 | 0 | 0 | 0.052426 | 0.030045
1996 | 149.8333 | 0 | 0 | 0 | 0 | 0 | 0 | 0.039421 | 0.020431
1996 | 149.8438 | 0 | 0 | 0 | 0 | 0 | 0 | 0.0032512 | 0.020431
1996 | 149.8542 | 0 | 0 | 0 | 0 | 0 | 0 | 0.051613 | 0.018828
1996 | 149.8646 | 0 | 0 | 0 | 0 | 0 | 0 | 0.026416 | 0.014422
1996 | 149.875 | 0 | 0 | 0 | 0 | 0 | 0 | 0.012598 | 0.018428
1996 | 149.8854 | 0 | 0 | 0 | 0 | 0 | 0 | 0.002032 | 0.020431
1996 | 149.8958 | 0 | 0 | 0 | 0 | 0 | 0 | -0.0016256 | 0.017626
1996 | 149.9063 | 0 | 0 | 0 | 0 | 0 | 0 | 0.035763 | 0.021632
1996 | 149.9167 | 0 | 0 | 0 | 0 | 0 | 0 | 0.022758 | 0.017626
1996 | 149.9271 | 0 | 0 | 0 | 0 | 0 | 0 | 0.030886 | 0.022434
1996 | 149.9375 | 0 | 0 | 0 | 0 | 0 | 0 | 0.020726 | 0.014021
1996 | 149.9479 | 0 | 0 | 0 | 0 | 0 | 0 | 0.043891 | 0.0096144
1996 | 149.9583 | 0 | 0 | 0 | 0 | 0 | 0 | 0.0052832 | 0.012419
1996 | 149.9688 | 0 | 0 | 0 | 0 | 0 | 0 | 0.019507 | 0.0084126
1996 | 149.9792 | 0 | 0 | 0 | 0 | 0 | 0 | 0.017069 | 0.004006
1996 | 149.9896 | 0 | 0 | 0 | 0 | 0 | 0 | 0.011379 | 0.02003
1996 | 150 | 0 | 0 | 0 | 0 | 0 | 0 | 0.0048768 | 0.017226
1996 | 150.0104 | 0 | 0 | 0 | 0 | 0 | 0 | 0.0065024 | 0.014422
1996 | 150.0208 | 0 | 0 | 0 | 0 | 0 | 0 | -0.0028448 | 0.010816
1996 | 150.0313 | 0 | 0 | 0 | 0 | 0 | 0 | 0.010973 | 0.004006
1996 | 150.0417 | 0 | 0 | 0 | 0 | 0 | 0 | 0.0097536 | 0.012819
1996 | 150.0521 | 0 | 0 | 0 | 0 | 0 | 0 | -0.0008128 | 0.0048072
1996 | 150.0625 | 0 | 0 | 0 | 0 | 0 | 0 | 0.0028448 | 0.0084126
1996 | 150.0729 | 0 | 0 | 0 | 0 | 0 | 0 | -0.0028448 | 0.0008012
1996 | 150.0833 | 0 | 0 | 0 | 0 | 0 | 0 | 0.0097536 | 0.002003
1996 | 150.0938 | 0 | 0 | 0 | 0 | 0 | 0 | 0.0032512 | 0.0024036
1996 | 150.1042 | 0 | 0 | 0 | 0 | 0 | 0 | 0.0016256 | 0.0036054
1996 | 150.1146 | 0 | 0 | 0 | 0 | 0 | 0 | 0.0077216 | 0.0028042
1996 | 150.125 | 0 | 0 | 0 | 0 | 0 | 0 | -0.0008128 | 0.0028042
1996 | 150.1354 | 0 | 0 | 0 | 0 | 0 | 0 | 0.0044704 | 0.002003
1996 | 150.1458 | 0 | 0 | 0 | 0 | 0 | 0 | 0.010566 | 0.0016024
1996 | 150.1563 | 0 | 0 | 0 | 0 | 0 | 0 | -0.002032 | 0.0028042
1996 | 150.1667 | 0 | 0 | 0 | 0 | 0 | 0 | 0.01585 | 0.0028042
1996 | 150.1771 | 0 | 0 | 0 | 0 | 0 | 0 | 0.0024384 | 0.002003
1996 | 150.1875 | 0 | 0 | 0 | 0 | 0 | 0 | 0.0052832 | 0.0024036
1996 | 150.1979 | 0 | 0 | 0 | 0 | 0 | 0 | -0.0073152 | 0.0044066
1996 | 150.2083 | 0 | 0 | 0 | 0 | 0 | 0 | 0.006096 | 0.0016024
1996 | 150.2188 | 0 | 0 | 0 | 0 | 0 | 0 | 0.030074 | -5.6843e-14
1996 | 150.2292 | 0 | 0 | 0 | 0 | 0 | 0 | 0.015037 | 0.0056084
1996 | 150.2396 | 0 | 0 | 0 | 0 | 0 | 0 | 0.0077216 | 0.0092138
1996 | 150.25 | 0 | 0 | 0 | 0 | 0 | 0 | 0.0036576 | 0.0064096
1996 | 150.2604 | 0 | 0 | 0 | 0 | 0 | 0 | 0.013818 | 0.010015
1996 | 150.2708 | 0 | 0 | 0 | 0 | 0 | 0 | 0.01585 | 0.015223
1996 | 150.2813 | 0 | 0 | 0 | 0 | 1.2924 | 1.3572 | 0.0024384 | 0.0012018
1996 | 150.2917 | 0 | 0 | 0 | 0 | 9.0522 | 9.6481 | 0 | 0
1996 | 150.3021 | 0 | 0 | 0 | 0 | 10.8753 | 10.9404 | 0 | -5.6843e-14
1996 | 150.3125 | 0 | 0 | 0 | 0 | 12.6886 | 11.5405 | -1.1369e-13 | -5.6843e-14
1996 | 150.3229 | 0 | 0 | 0 | 0 | 3.6576 | 2.0447 | -5.6843e-14 | 0
1996 | 150.3333 | 0 | 0 | 0 | 0 | 0.13818 | 0.088933 | 5.6843e-14 | -0.022834
1996 | 150.3438 | 0 | 0 | 0 | 0 | 0.016256 | 0 | 0.016256 | 0.040461
1996 | 150.3542 | 0 | 0 | 0 | 0 | 0 | 0 | 0.036576 | 0.045668
1996 | 150.3646 | 0 | 0 | 0 | 0 | 0 | 0 | 0.06096 | 0.031247
1996 | 150.375 | 0 | 0 | 0 | 0 | 0 | 0 | 0.065024 | 0.038858
1996 | 150.3854 | 0 | 0 | 0 | 0 | 0 | 0 | 0.06096 | 0.0665
1996 | 150.3958 | 0 | 0 | 0 | 0 | 0 | 0 | 0.077216 | 0.071307
1996 | 150.4063 | 0 | 0 | 0 | 0 | 0 | 0 | 0.069088 | 0.044066
1996 | 150.4167 | 0 | 0 | 0 | 0 | 0 | 0 | 0.065024 | 0.092939
1996 | 150.4271 | 0 | 0 | 0 | 0 | 0 | 0 | 0.08128 | 0.07331
1996 | 150.4375 | 0 | 0 | 0 | 0 | 0 | 0 | 0.093472 | 0.08012
1996 | 150.4479 | 0 | 0 | 0 | 0 | 0 | 0 | 0.1016 | 0.098948
1996 | 150.4583 | 0 | 0 | 0 | 0 | 0 | 0 | 0.13818 | 0.097746
1996 | 150.4688 | 0 | 0 | 0 | 0 | 0 | 0 | 0.13005 | 0.079319
1996 | 150.4792 | 0 | 0 | 0 | 0 | 0 | 0 | 0.073152 | 0.082123
1996 | 150.4896 | 0 | 0 | 0 | 0 | 0 | 0 | 0.08128 | 0.076515
1996 | 150.5 | 0 | 0 | 0 | 0 | 0 | 0 | 0.1016 | 0.10295
1996 | 150.5104 | 0 | 0 | 0 | 0 | 0 | 0 | 0.093472 | 0.088132
1996 | 150.5208 | 0 | 0 | 0 | 0 | 0 | 0 | 0.13818 | 0.10936
1996 | 150.5313 | 0 | 0 | 0 | 0 | 0 | 0 | 0.10566 | 0.12779
1996 | 150.5417 | 0 | 0 | 0 | 0 | 0 | 0 | 0.097536 | 0.10856
1996 | 150.5521 | 0 | 0 | 0 | 0 | 0 | 0 | 0.17882 | 0.18988
1996 | 150.5625 | 0 | 0 | 0 | 0 | 0 | 0 | 0.15443 | 0.14261
1996 | 150.5729 | 0 | 0 | 0 | 0 | 0 | 0 | 0.1463 | 0.16745
1996 | 150.5833 | 0 | 0 | 0 | 0 | 0 | 0 | 0.15443 | 0.13861
1996 | 150.5938 | 0 | 0 | 0 | 0 | 0 | 0 | 0.16662 | 0.14862
1996 | 150.6042 | 0 | 0 | 0 | 0 | 0 | 0 | 0.19101 | 0.20711
1996 | 150.6146 | 0 | 0 | 0 | 0 | 0 | 0 | 0.15443 | 0.14221
1996 | 150.625 | 0 | 0 | 0 | 0 | 0 | 0 | 0.16256 | 0.18988
1996 | 150.6354 | 0 | 0 | 0 | 0 | 0 | 0 | 0.20726 | 0.13901
1996 | 150.6458 | 0 | 0 | 0 | 0 | 0 | 0 | 0.11786 | 0.19149
1996 | 150.6563 | 0 | 0 | 0 | 0 | 0 | 0 | 0.16662 | 0.14582
1996 | 150.6667 | 0 | 0 | 0 | 0 | 0 | 0 | 0.1463 | 0.17146
1996 | 150.6771 | 0 | 0 | 0 | 0 | 0 | 0 | 0.1585 | 0.14341
1996 | 150.6875 | 0 | 0 | 0 | 0 | 0 | 0 | 0.12192 | 0.11337
1996 | 150.6979 | 0 | 0 | 0 | 0 | 0 | 0 | 0.15037 | 0.14101
1996 | 150.7083 | 0 | 0 | 0 | 0 | 0 | 0 | 0.10973 | 0.13821
1996 | 150.7188 | 0 | 0 | 0 | 0 | 0 | 0 | 0.13411 | 0.091737
1996 | 150.7292 | 0 | 0 | 0 | 0 | 0 | 0 | 0.10973 | 0.092939
1996 | 150.7396 | 0 | 0 | 0 | 0 | 0 | 0 | 0.077216 | 0.12138
1996 | 150.75 | 0 | 0 | 0 | 0 | 0 | 0 | 0.097536 | 0.10095
1996 | 150.7604 | 0 | 0 | 0 | 0 | 0 | 0 | 0.073152 | 0.08653
1996 | 150.7708 | 0 | 0 | 0 | 0 | 0 | 0 | 0.089408 | 0.068903
1996 | 150.7813 | 0 | 0 | 0 | 0 | 0 | 0 | 0.052832 | 0.042063
1996 | 150.7917 | 0 | 0 | 0 | 0 | 0 | 0 | 0.056896 | 0.05328
1996 | 150.8021 | 0 | 0 | 0 | 0 | 0 | 0 | 0.044704 | 0.054882
1996 | 150.8125 | 0 | 0 | 0 | 0 | 0 | 0 | 0.028448 | 0.037256
1996 | 150.8229 | 0 | 0 | 0 | 0 | 0 | 0 | 0.04064 | 0.02684
1996 | 150.8333 | 0 | 0 | 0 | 0 | 0 | 0 | 0.036576 | 0.029244
1996 | 150.8438 | 0 | 0 | 0 | 0 | 0 | 0 | 0.036576 | 0.03325
1996 | 150.8542 | 0 | 0 | 0 | 0 | 0 | 0 | 0.028448 | 0.029244
1996 | 150.8646 | 0 | 0 | 0 | 0 | 0 | 0 | 0.024384 | 0.028843
1996 | 150.875 | 0 | 0 | 0 | 0 | 0 | 0 | 0.012192 | 0.028843
1996 | 150.8854 | 0 | 0 | 0 | 0 | 0 | 0 | 0.024384 | -0.0084126
1996 | 150.8958 | 0 | 0 | 0 | 0 | 0 | 0 | 0.028448 | 0.045668
1996 | 150.9063 | 0 | 0 | 0 | 0 | 0 | 0 | 0.024384 | 0.043265
1996 | 150.9167 | 0 | 0 | 0 | 0 | 0 | 0 | 0.02032 | 0.0004006
1996 | 150.9271 | 0 | 0 | 0 | 0 | 0 | 0 | 0.024384 | 0.050476
1996 | 150.9375 | 0 | 0 | 0 | 0 | 0 | 0 | 0.02032 | -0.006009
1996 | 150.9479 | 0 | 0 | 0 | 0 | 0 | 0 | 0.024384 | 0.031247
1996 | 150.9583 | 0 | 0 | 0 | 0 | 0 | 0 | 0.012192 | 0.019229
1996 | 150.9688 | 0 | 0 | 0 | 0 | 0 | 0 | 0.016256 | 0.025638
1996 | 150.9792 | 0 | 0 | 0 | 0 | 0 | 0 | 0.016256 | 0.0072108
1996 | 150.9896 | 0 | 0 | 0 | 0 | 0 | 0 | 0.008128 | 0.023235
1996 | 151 | 0 | 0 | 0 | 0 | 0 | 0 | 0.016256 | 0.017626
1996 | 151.0104 | 0 | 0 | 0 | 0 | 0 | 0 | 0.02032 | 0.018428
1996 | 151.0208 | 0 | 0 | 0 | 0 | 0 | 0 | 0.012192 | -0.018828
1996 | 151.0313 | 0 | 0 | 0 | 0 | 0 | 0 | 0.036576 | 0.048873
1996 | 151.0417 | 0 | 0 | 0 | 0 | 0 | 0 | 0.016256 | 0.0012018
1996 | 151.0521 | 0 | 0 | 0 | 0 | 0 | 0 | 0.012192 | 0.034051
1996 | 151.0625 | 0 | 0 | 0 | 0 | 0 | 0 | 0.016256 | 0.011217
1996 | 151.0729 | 0 | 0 | 0 | 0 | 0 | 0 | 0.004064 | 0.022434
1996 | 151.0833 | 0 | 0 | 0 | 0 | 0 | 0 | 0.008128 | 0.01362
1996 | 151.0938 | 0 | 0 | 0 | 0 | 0 | 0 | 0.028448 | 0.004006
1996 | 151.1042 | 0 | 0 | 0 | 0 | 0 | 0 | 0.024384 | 0.044066
1996 | 151.1146 | 0 | 0 | 0 | 0 | 0 | 0 | -0.008128 | -0.01362
1996 | 151.125 | 0 | 0 | 0 | 0 | 0 | 0 | 0.024384 | 0.024437
1996 | 151.1354 | 0 | 0 | 0 | 0 | 0 | 0 | 0.008128 | 0.016425
1996 | 151.1458 | 0 | 0 | 0.024384 | 0.035253 | 0 | 0 | 0.02032 | 0.025238
1996 | 151.1563 | 0 | 0 | 0.29261 | 0.27161 | 0 | 0 | 0.004064 | 0.015223
1996 | 151.1667 | 0 | 0 | 0 | 0 | 0 | 0 | 0.02032 | 0.0072108
1996 | 151.1771 | 0 | 0 | 0 | 0 | 0 | 0 | 0.016256 | 0.011217
1996 | 151.1875 | 0 | 0 | 0.048768 | 0.067301 | 0 | 0 | -5.6843e-14 | 0.02003
1996 | 151.1979 | 0 | 0 | 0.24384 | 0.2019 | 0 | 0 | 1.1369e-13 | 0.0032048
1996 | 151.2083 | 0 | 0 | 0 | 0 | 0 | 0 | 0.016256 | 0.036054
1996 | 151.2188 | 0 | 0 | 0 | 0 | 0 | 0 | 0.012192 | 0.0068102
1996 | 151.2292 | 0 | 0 | 0 | 0 | 0 | 0 | 0.008128 | 0.019629
1996 | 151.2396 | 0 | 0 | 0 | 0 | 0 | 0 | 0 | -0.004006
1996 | 151.25 | 0 | 0 | 0 | 0 | 0 | 0 | 0.008128 | 0.0032048
1996 | 151.2604 | 0 | 0 | 0 | 0 | 0 | 0 | 0 | 0.0028042
1996 | 151.2708 | 0 | 0 | 0 | 0 | 0 | 0 | 0.016256 | 0.03325
1996 | 151.2813 | 0 | 0 | 0 | 0 | 0 | 0 | 0.008128 | -0.0076114
1996 | 151.2917 | 0 | 0 | 0 | 0 | 0 | 0 | 0.028448 | 0.0084126
1996 | 151.3021 | 0 | 0 | 0 | 0 | 0 | 0 | 0.02032 | 0.034051
1996 | 151.3125 | 0 | 0 | 0 | 0 | 0 | 0 | 0.032512 | 0.046069
1996 | 151.3229 | 0 | 0 | 0 | 0 | 0 | 0 | 0.032512 | 0.0024036
1996 | 151.3333 | 0 | 0 | 0 | 0 | 0 | 0 | 0.032512 | 0.038057
1996 | 151.3438 | 0 | 0 | 0 | 0 | 0 | 0 | 0.048768 | 0.029244
1996 | 151.3542 | 0 | 0 | 0 | 0 | 0 | 0 | 0.028448 | 0.078117
1996 | 151.3646 | 0 | 0 | 0 | 0 | 0 | 0 | 0.028448 | 0.0092138
1996 | 151.375 | 0 | 0 | 0.2032 | 0.28603 | 0 | 0 | 0.012192 | 0.06009
1996 | 151.3854 | 0 | 0 | 2.479 | 2.9725 | 0 | 0 | -0.008128 | -0.031247
1996 | 151.3958 | 0 | 0 | 0 | 0 | 0 | 0 | 0.04064 | 0.049274
1996 | 151.4063 | 0 | 0 | 0 | 0 | 0 | 0 | 0.024384 | 0.03365
1996 | 151.4167 | 0 | 0 | 0 | 0 | 0 | 0 | 0.02032 | 0.014021
1996 | 151.4271 | 0 | 0 | 0 | 0 | 0 | 0 | 0.06096 | 0.074111
1996 | 151.4375 | 0 | 0 | 0 | 0 | 0 | 0 | 0.048768 | 0.054482
1996 | 151.4479 | 0 | 0 | 0 | 0 | 0 | 0 | 0.044704 | 0.025238
1996 | 151.4583 | 0 | 0 | 0.097536 | 0 | 0 | 0 | 0 | -0.056885
1996 | 151.4688 | 0 | 0 | 0 | 0 | 0 | 0 | 0.06096 | 0.075313
1996 | 151.4792 | 0 | 0 | 0 | 0 | 0 | 0 | 0.097536 | -0.010416
1996 | 151.4896 | 0 | 0 | 0 | 0 | 0 | 0 | 0.036576 | 0.092939
1996 | 151.5 | 0 | 0 | 0 | 0 | 0 | 0 | 0.077216 | 0.0665
1996 | 151.5104 | 0 | 0 | 0 | 0 | 0 | 0 | 0.089408 | 0.081322
1996 | 151.5208 | 0 | 0 | 0 | 0 | 0 | 0 | 0.093472 | 0.15583
1996 | 151.5313 | 0 | 0 | 0 | 0 | 0 | 0 | 0.085344 | 0.084527
1996 | 151.5417 | 0 | 0 | 0 | 0 | 0 | 0 | 0.052832 | 0.01322
1996 | 151.5521 | 0 | 0 | 0 | 0 | 0 | 0 | 0.04064 | 0.051677
1996 | 151.5625 | 0 | 0 | 0 | 0 | 0 | 0 | 0.1463 | 0.028443
1996 | 151.5729 | 0 | 0 | 0.28448 | 0.21312 | 0 | 0 | 0.04064 | -0.0056084
1996 | 151.5833 | 0 | 0 | 0 | 0 | 0 | 0 | 0.073152 | 0.11297
1996 | 151.5938 | 0 | 0 | 0 | 0 | 0 | 0 | 0.069088 | 0.09374
1996 | 151.6042 | 0 | 0 | 0 | 0 | 0 | 0 | 0.065024 | 0.041662
1996 | 151.6146 | 0 | 0 | 0 | 0 | 0 | 0 | 0.077216 | 0.097346
1996 | 151.625 | 0 | 0 | 0 | 0 | 0 | 0 | 0.069088 | 0.062494
1996 | 151.6354 | 0 | 0 | 0 | 0 | 0 | 0 | 0.04064 | 0.015223
1996 | 151.6458 | 0 | 0 | 0 | 0 | 0 | 0 | 0.044704 | 0.058888
1996 | 151.6563 | 0 | 0 | 0 | 0 | 0 | 0 | 0.052832 | 0.063695
1996 | 151.6667 | 0 | 0 | 0 | 0 | 0 | 0 | 0.065024 | 0.090536
1996 | 151.6771 | 0 | 0 | 0 | 0 | 0 | 0 | 0.089408 | 0.028843
1996 | 151.6875 | 0 | 0 | 0 | 0 | 0 | 0 | 0.10973 | 0.11217
1996 | 151.6979 | 0 | 0 | 0 | 0 | 0 | 0 | 0.10973 | 0.1354
1996 | 151.7083 | 0 | 0 | 0 | 0 | 0 | 0 | 0.077216 | 0.094942
1996 | 151.7188 | 0 | 0 | 0 | 0 | 0 | 0 | 0.08128 | 0.085728
1996 | 151.7292 | 0 | 0 | 0 | 0 | 0 | 0 | 0.08128 | 0.071307
1996 | 151.7396 | 0 | 0 | 0 | 0 | 0 | 0 | 0.06096 | 0.074912
1996 | 151.75 | 0 | 0 | 0 | 0 | 0 | 0 | 0.052832 | 0.05368
1996 | 151.7604 | 0 | 0 | 0 | 0 | 0 | 0 | 0.065024 | 0.054081
1996 | 151.7708 | 0 | 0 | 0 | 0 | 0 | 0 | 0.02032 | 0.040861
1996 | 151.7813 | 0 | 0 | 0 | 0 | 0 | 0 | 0.056896 | 0.01362
1996 | 151.7917 | 0 | 0 | 0 | 0 | 0 | 0 | 0.073152 | 0.08012
1996 | 151.8021 | 0 | 0 | 0 | 0 | 0 | 0 | 0.036576 | 0.050075
1996 | 151.8125 | 0 | 0 | 0 | 0 | 0 | 0 | 0.036576 | 0.03365
1996 | 151.8229 | 0 | 0 | 0 | 0 | 0 | 0 | 0.032512 | 0.025638
1996 | 151.8333 | 0 | 0 | 0 | 0 | 0 | 0 | 0.044704 | 0.0092138
1996 | 151.8438 | 0 | 0.035253 | 0 | 0 | 0 | 0 | 0.012192 | 0.078518
1996 | 151.8542 | 0 | 0 | 0 | 0 | 0 | 0 | 0.016256 | 0.090135
1996 | 151.8646 | 0 | 0 | 0.008128 | 0.057686 | 0 | 0 | 0.024384 | -0.0052078
1996 | 151.875 | 0 | 0 | 11.6799 | 10.7946 | 0 | 0 | 0 | -5.6843e-14
1996 | 151.8854 | 0 | 0 | 2.7066 | 2.5959 | 0 | 0 | 0 | -5.6843e-14
1996 | 151.8958 | 0 | 0 | 0.69901 | 0.72909 | 0 | 0 | 0 | 0
1996 | 151.9063 | 0 | 0 | 0.21133 | 0.21632 | 0 | 0 | 0.004064 | -0.004006
1996 | 151.9167 | 0 | 0 | 0 | 0 | 0 | 0 | 0.008128 | 0.032048
1996 | 151.9271 | 0 | 0 | 0 | 0 | 0 | 0 | 0.04064 | -0.004006
1996 | 151.9375 | 0 | 0 | 0 | 0 | 0 | 0 | 0.044704 | 0.016024
1996 | 151.9479 | 0 | 0 | 0 | 0 | 0 | 0 | 0.016256 | 0.02003
1996 | 151.9583 | 0 | 0 | 0 | 0 | 0 | 0 | 0.028448 | 0.008012
1996 | 151.9688 | 0 | 0 | 0 | 0 | 0 | 0 | 0.02032 | 0.052078
1996 | 151.9792 | 0 | 0 | 0 | 0 | 0 | 0 | -0.016256 | 0.012018
1996 | 151.9896 | 0 | 0 | 0 | 0 | 0 | 0 | -0.008128 | 0
1996 | 152 | 0 | 0 | 0 | 0 | 0 | 0 | 0.024384 | 0.024036
1996 | 152.0104 | 0 | 0 | 0 | 0 | 0 | 0 | 0.012192 | -0.004006
1996 | 152.0208 | 0 | 0 | 0 | 0 | 0 | 0 | 0.024384 | 0.032048
1996 | 152.0313 | 0 | 0 | 0 | 0 | 0 | 0 | 0 | 0.008012
1996 | 152.0417 | 0 | 0 | 0 | 0 | 0 | 0 | 0.008128 | 0.008012
1996 | 152.0521 | 0 | 0 | 0 | 0 | 0 | 0 | 0.004064 | -0.008012
1996 | 152.0625 | 0 | 0 | 0 | 0 | 0 | 0 | 0.008128 | 0.008012
1996 | 152.0729 | 0 | 0 | 0 | 0 | 0 | 0 | -5.6843e-14 | 0.032048
1996 | 152.0833 | 0 | 0 | 0 | 0 | 0 | 0 | -0.004064 | 0.02003
1996 | 152.0938 | 0 | 0 | 0 | 0 | 0 | 0 | 0.008128 | -0.012018
1996 | 152.1042 | 0 | 0 | 0 | 0 | 0 | 0 | 0.012192 | 0.032048
1996 | 152.1146 | 0 | 0.04006 | 0 | 0 | 0 | 0 | -0.004064 | 0.016024
1996 | 152.125 | 0 | 0 | 0 | 0 | 0 | 0 | -0.008128 | 0.016024
1996 | 152.1354 | 0 | 0 | 0 | 0 | 0 | 0 | -0.016256 | -0.016024
1996 | 152.1458 | 0 | 0 | 0 | 0 | 0 | 0 | -0.012192 | -0.012018
1996 | 152.1563 | 0.024384 | 0 | 0 | 0 | 0 | 0 | 0.004064 | -0.004006
1996 | 152.1667 | 0 | 0 | 0 | 0 | 0 | 0 | 0.004064 | -0.028042
1996 | 152.1771 | 0 | 0 | 0 | 0 | 0 | 0 | -5.6843e-14 | 0.016024
1996 | 152.1875 | 0 | 0 | 0 | 0 | 0 | 0 | -0.008128 | -0.008012
1996 | 152.1979 | 0 | 0 | 0 | 0 | 0 | 0 | -0.012192 | 0
1996 | 152.2083 | 0 | 0 | 0 | 0 | 0 | 0 | 0.004064 | -0.008012
1996 | 152.2188 | 0 | 0 | 0 | 0 | 0 | 0 | 0 | 0
1996 | 152.2292 | 0 | 0 | 0 | 0 | 0 | 0 | -0.012192 | -0.008012
1996 | 152.2396 | 0 | 0 | 0 | 0 | 0 | 0 | -0.008128 | -0.008012
1996 | 152.25 | 0 | 0 | 0 | 0 | 0 | 0 | 0.02032 | 0.012018
1996 | 152.2604 | 0 | 0 | 0 | 0 | 0 | 0 | 0.004064 | 0
1996 | 152.2708 | 0 | 0 | 0 | 0 | 0 | 0 | 0.004064 | -0.004006
1996 | 152.2813 | 0 | 0 | 0 | 0 | 0 | 0 | 0.008128 | 0.016024
1996 | 152.2917 | 0 | 0 | 0 | 0 | 0 | 0 | 0.008128 | 0.004006
1996 | 152.3021 | 0 | 0 | 0 | 0 | 0 | 0 | 0.008128 | 0.012018
1996 | 152.3125 | 0 | 0 | 0 | 0 | 0 | 0 | 0.008128 | 0.012018
1996 | 152.3229 | 0 | 0 | 0 | 0 | 0 | 0 | 0.012192 | -0.012018
1996 | 152.3333 | 0 | 0 | 0 | 0 | 0 | 0 | 0 | 0.012018
1996 | 152.3438 | 0 | 0 | 0 | 0 | 0 | 0 | 0.02032 | 0.02003
1996 | 152.3542 | 0 | 0 | 0 | 0 | 0 | 0 | 0.012192 | 0.004006
1996 | 152.3646 | 0 | 0 | 0 | 0 | 0 | 0 | 0.032512 | 0.048072
1996 | 152.375 | 0 | 0 | 0 | 0 | 0 | 0 | 0.032512 | 0.048072
1996 | 152.3854 | 0 | 0 | 0 | 0 | 0 | 0 | 0.028448 | 0.036054
1996 | 152.3958 | 0 | 0 | 0 | 0 | 0.35763 | 1.7066 | 0.024384 | 0.012018
1996 | 152.4063 | 0 | 0 | 0 | 0 | 10.5664 | 10.5678 | 1.1369e-13 | -5.6843e-14
1996 | 152.4167 | 0 | 0 | 0 | 0 | 4.8036 | 1.306 | 0.012192 | 0.04006
1996 | 152.4271 | 0 | 0 | 0 | 0 | 0 | 0 | 0.089408 | 0.088132
1996 | 152.4375 | 0 | 0 | 0 | 0 | 0 | 0 | 0.1016 | 0.088132
1996 | 152.4479 | 0 | 0 | 0 | 0 | 0 | 0 | 0.11786 | 0.12419
1996 | 152.4583 | 0 | 0 | 0 | 0 | 0 | 0 | 0.12192 | 0.11617
1996 | 152.4688 | 0 | 0 | 0 | 0 | 0 | 0 | 0.11786 | 0.1322
1996 | 152.4792 | 0 | 0 | 0 | 0 | 0 | 0 | 0.15443 | 0.14021
1996 | 152.4896 | 0 | 0 | 0 | 0 | 0 | 0 | 0.15443 | 0.17626
1996 | 152.5 | 0 | 0 | 0 | 0 | 0 | 0 | 0.17069 | 0.15223
1996 | 152.5104 | 0 | 0 | 0 | 0 | 0 | 0 | 0.14224 | 0.16024
1996 | 152.5208 | 0 | 0 | 0 | 0 | 0 | 0 | 0.1585 | 0.15623
1996 | 152.5313 | 0 | 0 | 0 | 0 | 0 | 0 | 0.16256 | 0.16425
1996 | 152.5417 | 0 | 0 | 0 | 0 | 0 | 0 | 0.17069 | 0.16825
1996 | 152.5521 | 0 | 0 | 0 | 0 | 0 | 0 | 0.1585 | 0.17626
1996 | 152.5625 | 0 | 0 | 0 | 0 | 0 | 0 | 0.19507 | 0.20831
1996 | 152.5729 | 0 | 0 | 0 | 0 | 0 | 0 | 0.19507 | 0.21232
1996 | 152.5833 | 0 | 0 | 0 | 0 | 0 | 0 | 0.2032 | 0.19629
1996 | 152.5938 | 0 | 0 | 0 | 0 | 0 | 0 | 0.2032 | 0.2003
1996 | 152.6042 | 0 | 0 | 0 | 0 | 0 | 0 | 0.20726 | 0.22033
1996 | 152.6146 | 0 | 0 | 0 | 0 | 0 | 0 | 0.19914 | 0.20831
1996 | 152.625 | 0 | 0 | 0 | 0 | 0 | 0 | 0.16662 | 0.16024
1996 | 152.6354 | 0 | 0 | 0 | 0 | 0 | 0 | 0.1016 | 0.088132
1996 | 152.6458 | 0 | 0 | 0 | 0 | 0 | 0 | 0.069088 | 0.08012
1996 | 152.6563 | 0 | 0 | 0 | 0 | 0 | 0 | 0.032512 | 0.072108
1996 | 152.6667 | 0 | 0 | 0 | 0 | 0 | 0 | 0.024384 | 0.064096
1996 | 152.6771 | 0 | 0 | 0 | 0.032048 | 0 | 0 | 0.065024 | 0.02003
1996 | 152.6875 | 0 | 0 | 0.024384 | 0.04006 | 0 | 0 | -0.008128 | 5.6843e-14
1996 | 152.6979 | 0 | 0 | 0.2032 | 0.16825 | 0 | 0 | 0.02032 | 0.016024
1996 | 152.7083 | 0 | 0 | 0 | 0 | 0 | 0 | 0.02032 | 0.016024
1996 | 152.7188 | 0 | 0 | 0 | 0 | 0 | 0 | 0.056896 | 0.048072
1996 | 152.7292 | 0 | 0 | 0 | 0 | 0 | 0 | 0.024384 | 0.028042
1996 | 152.7396 | 0 | 0 | 0 | 0 | 0 | 0 | 0.02032 | 0.028042
1996 | 152.75 | 0 | 0 | 0 | 0 | 0 | 0 | 0.085344 | 0.068102
1996 | 152.7604 | 0 | 0 | 0 | 0 | 0 | 0 | 0.11379 | 0.096144
1996 | 152.7708 | 0 | 0 | 0 | 0 | 0 | 0 | 0.073152 | 0.088132
1996 | 152.7813 | 0 | 0 | 0 | 0 | 0 | 0 | 0.056896 | 0.06009
1996 | 152.7917 | 0 | 0 | 0 | 0 | 0 | 0 | 0.069088 | 0.052078
1996 | 152.8021 | 0 | 0 | 0 | 0 | 0 | 0 | 0.056896 | 0.048072
1996 | 152.8125 | 0 | 0 | 0 | 0 | 0 | 0 | -0.016256 | 0.032048
1996 | 152.8229 | 0 | 0 | 0 | 0 | 0 | 0 | 0.028448 | 0.02003
1996 | 152.8333 | 0 | 0 | 0 | 0 | 0 | 0 | 0.028448 | 0.028042
1996 | 152.8438 | 0 | 0 | 0 | 0 | 0 | 0 | 0.044704 | 0.024036
1996 | 152.8542 | 0 | 0 | 0 | 0 | 0 | 0 | 0.028448 | 0.024036
1996 | 152.8646 | 0 | 0 | 0 | 0 | 0 | 0 | 0.036576 | 0.032048
1996 | 152.875 | 0 | 0 | 0 | 0 | 0 | 0 | 0.028448 | 0.024036
1996 | 152.8854 | 0 | 0 | 0 | 0 | 0 | 0 | 0.024384 | 0.028042
1996 | 152.8958 | 0 | 0 | 0 | 0 | 0 | 0 | 0.012192 | 0.016024
1996 | 152.9063 | 0 | 0 | 0 | 0 | 0 | 0 | 0.008128 | 0.028042
1996 | 152.9167 | 0 | 0 | 0 | 0 | 0 | 0 | 0.016256 | 0.012018
1996 | 152.9271 | 0 | 0 | 0 | 0 | 0 | 0 | 0.012192 | 0.024036
1996 | 152.9375 | 0 | 0 | 0 | 0 | 0 | 0 | 0 | 0.008012
1996 | 152.9479 | 0 | 0 | 0 | 0 | 0 | 0 | 0.016256 | 0.02003
1996 | 152.9583 | 0 | 0 | 0 | 0 | 0 | 0 | 0.012192 | 0.008012
1996 | 152.9688 | 0 | 0 | 0 | 0 | 0 | 0 | 0.016256 | 0.012018
1996 | 152.9792 | 0 | 0 | 0 | 0 | 0 | 0 | 0 | 0.012018
1996 | 152.9896 | 0 | 0 | 0 | 0 | 0 | 0 | 0 | -0.004006
1996 | 153 | 0 | 0 | 0 | 0 | 0 | 0 | 0.012192 | 0.016024
1996 | 153.0104 | 0 | 0 | 0 | 0 | 0 | 0 | 0.012192 | 0
1996 | 153.0208 | 0 | 0 | 0 | 0 | 0 | 0 | 0 | 0.012018
1996 | 153.0313 | 0 | 0 | 0 | 0 | 0 | 0 | 0 | 0.004006
1996 | 153.0417 | 0 | 0 | 0 | 0 | 0 | 0 | 0.02032 | 0.004006
1996 | 153.0521 | 0 | 0 | 0 | 0 | 0 | 0 | -0.004064 | 0.008012
1996 | 153.0625 | 0 | 0 | 0 | 0 | 0 | 0 | -0.008128 | -0.004006
1996 | 153.0729 | 0 | 0 | 0 | 0 | 0 | 0 | -0.008128 | -0.004006
1996 | 153.0833 | 0 | 0 | 0 | 0 | 0 | 0 | 0 | 0
1996 | 153.0938 | 0 | 0 | 0 | 0 | 0 | 0 | -0.008128 | -0.008012
1996 | 153.1042 | 0 | 0 | 0 | 0 | 0 | 0 | -0.012192 | -0.012018
1996 | 153.1146 | 0 | 0 | 0 | 0 | 0 | 0 | -0.012192 | -0.004006
1996 | 153.125 | 0 | 0 | 0 | 0 | 0 | 0 | -0.008128 | -0.016024
1996 | 153.1354 | 0 | 0 | 0 | 0 | 0 | 0 | -0.004064 | -0.004006
1996 | 153.1458 | 0 | 0 | 0 | 0 | 0 | 0 | -0.012192 | -0.012018
1996 | 153.1563 | 0 | 0 | 0 | 0 | 0 | 0 | -0.012192 | -0.004006
1996 | 153.1667 | 0 | 0 | 0 | 0 | 0 | 0 | 0 | 0
1996 | 153.1771 | 0 | 0 | 0 | 0 | 0 | 0 | 0.02032 | 0
1996 | 153.1875 | 0 | 0 | 0 | 0 | 0 | 0 | 0.032512 | -0.004006
1996 | 153.1979 | 0 | 0 | 0 | 0 | 0 | 0 | 0.02032 | 0.016024
1996 | 153.2083 | 0 | 0 | 0 | 0 | 0 | 0 | 0.04064 | 0.008012
1996 | 153.2188 | 0 | 0 | 0 | 0 | 0 | 0 | 0.008128 | 0.028042
1996 | 153.2292 | 0 | 0 | 0 | 0 | 0 | 0 | 0.056896 | 0.024036
1996 | 153.2396 | 0 | 0 | 0 | 0 | 0 | 0 | 0.008128 | 0.016024
1996 | 153.25 | 0 | 0 | 0 | 0 | 0 | 0 | 0.04064 | 0.024036
1996 | 153.2604 | 0 | 0 | 0 | 0 | 0 | 0 | -0.012192 | 0.02003
1996 | 153.2708 | 0 | 0 | 0 | 0 | 0 | 0 | 0 | 0
1996 | 153.2813 | 0 | 0 | 0 | 0 | 0 | 0 | 0.024384 | 0.016024
1996 | 153.2917 | 0 | 0 | 0 | 0 | 0 | 0 | -0.004064 | 0.024036
1996 | 153.3021 | 0 | 0 | 0 | 0 | 0 | 0 | 0.032512 | 0.028042
1996 | 153.3125 | 0 | 0 | 0 | 0 | 0 | 0 | 0.044704 | 0.04006
1996 | 153.3229 | 0 | 0 | 0 | 0 | 0 | 0 | 0.036576 | 0.036054
1996 | 153.3333 | 0 | 0 | 0 | 0 | 0 | 0 | 0.065024 | 0.06009
1996 | 153.3438 | 0 | 0 | 0 | 0 | 0 | 0 | 0.044704 | 0.056084
1996 | 153.3542 | 0 | 0 | 0 | 0 | 0 | 0 | 0.065024 | 0.064096
1996 | 153.3646 | 0 | 0 | 0 | 0 | 0 | 0 | 0.06096 | 0.076114
1996 | 153.375 | 0 | 0 | 0 | 0 | 0 | 0 | 0.069088 | 0.084126
1996 | 153.3854 | 0 | 0 | 0 | 0 | 0 | 0 | 0.089408 | 0.092138
1996 | 153.3958 | 0 | 0 | 0 | 0 | 0 | 0 | 0.1016 | 0.10015
1996 | 153.4063 | 0 | 0 | 0 | 0 | 0 | 0 | 0.073152 | 0.068102
1996 | 153.4167 | 0 | 0 | 0 | 0 | 0 | 0 | 0.085344 | 0.076114
1996 | 153.4271 | 0 | 0 | 0 | 0 | 0 | 0 | 0.085344 | 0.076114
1996 | 153.4375 | 0 | 0 | 0 | 0 | 0 | 0 | 0.073152 | 0.072108
1996 | 153.4479 | 0 | 0 | 0 | 0 | 0 | 0 | 0.077216 | 0.084126
1996 | 153.4583 | 0 | 0 | 0 | 0 | 0 | 0 | 0.077216 | 0.06009
1996 | 153.4688 | 0 | 0 | 0 | 0 | 0 | 0 | 0.085344 | 0.10015
1996 | 153.4792 | 0 | 0 | 0 | 0 | 0 | 0 | 0.069088 | 0.088132
1996 | 153.4896 | 0 | 0 | 0 | 0 | 0 | 0 | 0.097536 | 0.092138
1996 | 153.5 | 0 | 0 | 0 | 0 | 0 | 0 | 0.10973 | 0.11217
1996 | 153.5104 | 0 | 0 | 0 | 0 | 0 | 0 | 0.13005 | 0.14021
1996 | 153.5208 | 0 | 0 | 0 | 0 | 0 | 0 | 0.13005 | 0.12419
1996 | 153.5313 | 0 | 0 | 0 | 0 | 0 | 0 | 0.15037 | 0.12819
1996 | 153.5417 | 0 | 0 | 0 | 0 | 0 | 0 | 0.14224 | 0.14422
1996 | 153.5521 | 0 | 0 | 0 | 0 | 0 | 0 | 0.15037 | 0.14822
1996 | 153.5625 | 0 | 0 | 0 | 0 | 0 | 0 | 0.15037 | 0.15623
1996 | 153.5729 | 0 | 0 | 0 | 0 | 0 | 0 | 0.17882 | 0.19229
1996 | 153.5833 | 0 | 0 | 0 | 0 | 0 | 0 | 0.13005 | 0.14822
1996 | 153.5938 | 0 | 0 | 0 | 0 | 0 | 0 | 0.1463 | 0.15623
1996 | 153.6042 | 0 | 0 | 0 | 0 | 0 | 0 | 0.13818 | 0.16024
1996 | 153.6146 | 0 | 0 | 0 | 0 | 0 | 0 | 0.13818 | 0.16024
1996 | 153.625 | 0 | 0 | 0 | 0 | 0 | 0 | 0.17475 | 0.12819
1996 | 153.6354 | 0 | 0 | 0 | 0 | 0 | 0 | 0.15443 | 0.15623
1996 | 153.6458 | 0 | 0 | 0 | 0 | 0 | 0 | 0.13818 | 0.16024
1996 | 153.6562 | 0 | 0 | 0 | 0 | 0 | 0 | 0.15037 | 0.15223
1996 | 153.6667 | 0 | 0 | 0 | 0 | 0 | 0 | 0.1463 | 0.16825
1996 | 153.6771 | 0 | 0 | 0 | 0 | 0 | 0 | 0.1463 | 0.1362
1996 | 153.6875 | 0 | 0 | 0 | 0 | 0 | 0 | 0.1463 | 0.15223
1996 | 153.6979 | 0 | 0 | 0 | 0 | 0 | 0 | 0.15037 | 0.14422
1996 | 153.7083 | 0 | 0 | 0 | 0 | 0 | 0 | 0.10566 | 0.12419
1996 | 153.7187 | 0 | 0 | 0 | 0 | 0 | 0 | 0.12192 | 0.12018
1996 | 153.7292 | 0 | 0 | 0 | 0 | 0 | 0 | 0.11379 | 0.11217
1996 | 153.7396 | 0 | 0 | 0 | 0 | 0 | 0 | 0.093472 | 0.10416
1996 | 153.75 | 0 | 0 | 0 | 0 | 0 | 0 | 0.097536 | 0.096144
1996 | 153.7604 | 0 | 0 | 0 | 0 | 0 | 0 | 0.077216 | 0.092138
1996 | 153.7708 | 0 | 0 | 0 | 0 | 0 | 0 | 0.077216 | 0.072108
1996 | 153.7812 | 0 | 0 | 0 | 0 | 0 | 0 | 0.065024 | 0.076114
1996 | 153.7917 | 0 | 0 | 0 | 0 | 0 | 0 | 0.06096 | 0.06009
1996 | 153.8021 | 0 | 0 | 0 | 0 | 0 | 0 | 0.056896 | 0.052078
1996 | 153.8125 | 0 | 0 | 0 | 0 | 0 | 0 | 0.032512 | 0.04006
1996 | 153.8229 | 0 | 0 | 0 | 0 | 0 | 0 | 0.04064 | 0.044066
1996 | 153.8333 | 0 | 0 | 0 | 0 | 0 | 0 | 0.028448 | 0.02003
1996 | 153.8437 | 0 | 0 | 0 | 0 | 0 | 0 | 0.024384 | 0.032048
1996 | 153.8542 | 0 | 0 | 0 | 0 | 0 | 0 | 0.032512 | 0.028042
1996 | 153.8646 | 0 | 0 | 0 | 0 | 0 | 0 | 0.012192 | 0.02003
1996 | 153.875 | 0 | 0 | 0 | 0 | 0 | 0 | 0.02032 | 0.024036
1996 | 153.8854 | 0 | 0 | 0 | 0 | 0 | 0 | 0.012192 | 0.024036
1996 | 153.8958 | 0 | 0 | 0 | 0 | 0 | 0 | 0.02032 | 0.016024
1996 | 153.9062 | 0 | 0 | 0 | 0 | 0 | 0 | -0.004064 | 0.012018
1996 | 153.9167 | 0 | 0 | 0 | 0 | 0 | 0 | 0.016256 | 0.012018
1996 | 153.9271 | 0 | 0 | 0 | 0 | 0 | 0 | 0.004064 | 0.004006
1996 | 153.9375 | 0 | 0 | 0 | 0 | 0 | 0 | 0.012192 | 0.016024
1996 | 153.9479 | 0 | 0 | 0 | 0 | 0 | 0 | -0.004064 | 0
1996 | 153.9583 | 0 | 0 | 0 | 0 | 0 | 0 | -0.008128 | 0.008012
1996 | 153.9687 | 0 | 0 | 0 | 0 | 0 | 0 | 0.036576 | 0.016024
1996 | 153.9792 | 0 | 0 | 0 | 0 | 0 | 0 | -0.012192 | -0.016024
1996 | 153.9896 | 0 | 0 | 0 | 0 | 0 | 0 | 0.016256 | 0.004006
1996 | 154 | 0 | 0 | 0 | 0 | 0 | 0 | 0.016256 | 0.012018
1996 | 154.0104 | 0 | 0 | 0 | 0 | 0 | 0 | 0.004064 | 0.004006
1996 | 154.0208 | 0 | 0 | 0 | 0 | 0 | 0 | 0.004064 | 0.004006
1996 | 154.0312 | 0 | 0 | 0 | 0 | 0 | 0 | 0.016256 | 0.012018
1996 | 154.0417 | 0 | 0 | 0.056896 | 0 | 0 | 0 | -5.6843e-14 | -0.02003
1996 | 154.0521 | 0 | 0 | 0.34138 | 0.32849 | 0 | 0 | 5.6843e-14 | -5.6843e-14
1996 | 154.0625 | 0 | 0 | 0 | 0 | 0 | 0 | 0.032512 | 0.012018
1996 | 154.0729 | 0 | 0 | 0 | 0 | 0 | 0 | 0.036576 | 0.008012
1996 | 154.0833 | 0 | 0 | 0 | 0 | 0 | 0 | -0.04064 | 0.02003
1996 | 154.0937 | 0 | 0 | 0 | 0 | 0 | 0 | -0.004064 | 0.008012
1996 | 154.1042 | 0 | 0 | 0 | 0 | 0 | 0 | 0.004064 | 0.008012
1996 | 154.1146 | 0 | 0 | 0 | 0 | 0 | 0 | -0.008128 | 0
1996 | 154.125 | 0 | 0 | 0 | 0 | 0 | 0 | 0.008128 | 0.008012
1996 | 154.1354 | 0 | 0 | 0 | 0 | 0 | 0 | 0 | 0
1996 | 154.1458 | 0 | 0 | 0 | 0 | 0 | 0 | 0.004064 | 0.016024
1996 | 154.1562 | 0 | 0 | 0 | 0 | 0 | 0 | 0.016256 | 0.004006
1996 | 154.1667 | 0 | 0 | 0 | 0 | 0 | 0 | 0.008128 | 0.008012
1996 | 154.1771 | 0 | 0 | 0 | 0 | 0 | 0 | 0 | 0.004006
1996 | 154.1875 | 0 | 0 | 0 | 0 | 0 | 0 | 0.012192 | -0.004006
1996 | 154.1979 | 0 | 0 | 0 | 0 | 0 | 0 | 0.008128 | 0.004006
1996 | 154.2083 | 0 | 0 | 0 | 0 | 0 | 0 | 0.012192 | 0.004006
1996 | 154.2187 | 0 | 0 | 0 | 0 | 0 | 0 | 0 | -0.004006
1996 | 154.2292 | 0 | 0 | 0 | 0 | 0 | 0 | 0 | 0.004006
1996 | 154.2396 | 0 | 0 | 0 | 0 | 0 | 0 | 0 | 0.004006
1996 | 154.25 | 0 | 0 | 0 | 0 | 0 | 0 | -0.012192 | -0.012018
1996 | 154.2604 | 0 | 0 | 0 | 0 | 0 | 0 | -0.004064 | 0.004006
1996 | 154.2708 | 0 | 0 | 0 | 0 | 0 | 0 | 0 | -0.008012
1996 | 154.2812 | 0 | 0 | 0 | 0 | 0 | 0 | -0.004064 | -5.6843e-14
1996 | 154.2917 | 0 | 0 | 0 | 0 | 0 | 0 | 0.004064 | 0.016024
1996 | 154.3021 | 0 | 0 | 0 | 0 | 0 | 0 | 0.008128 | 0.004006
1996 | 154.3125 | 0 | 0 | 0 | 0 | 0 | 0 | 0.016256 | 0.016024
1996 | 154.3229 | 0 | 0 | 0 | 0 | 0 | 0 | 0.012192 | 0.016024
1996 | 154.3333 | 0 | 0 | 0 | 0 | 0 | 0 | 0.024384 | 0.008012
1996 | 154.3437 | 0 | 0 | 0 | 0 | 0 | 0 | 0.028448 | 0.044066
1996 | 154.3542 | 0 | 0 | 0 | 0 | 0 | 0 | 0.044704 | 0.044066
1996 | 154.3646 | 0 | 0 | 0 | 0 | 0 | 0 | 0.06096 | 0.052078
1996 | 154.375 | 0 | 0 | 0 | 0 | 0 | 0 | 0.069088 | 0.08012
1996 | 154.3854 | 0 | 0 | 0 | 0 | 0 | 0 | 0.06096 | 0.056084
1996 | 154.3958 | 0 | 0 | 0 | 0 | 0 | 0 | 0.077216 | 0.076114
1996 | 154.4062 | 0 | 0 | 0 | 0 | 0 | 0 | 0.06096 | 0.068102
1996 | 154.4167 | 0 | 0 | 0 | 0 | 0 | 0 | 0.085344 | 0.08012
1996 | 154.4271 | 0 | 0 | 0 | 0 | 0 | 0 | 0.11379 | 0.10816
1996 | 154.4375 | 0 | 0 | 0 | 0 | 0 | 0 | 0.12598 | 0.11617
1996 | 154.4479 | 0 | 0 | 0 | 0 | 0 | 0 | 0.13818 | 0.14021
1996 | 154.4583 | 0 | 0 | 0 | 0 | 0 | 0 | 0.13005 | 0.1322
1996 | 154.4687 | 0 | 0 | 0 | 0 | 0 | 0 | 0.1463 | 0.15223
1996 | 154.4792 | 0 | 0 | 0 | 0 | 0 | 0 | 0.13005 | 0.096144
1996 | 154.4896 | 0 | 0 | 0 | 0 | 0 | 0 | 0.077216 | 0.064096
1996 | 154.5 | 0 | 0 | 0 | 0 | 0 | 0 | 0.089408 | 0.084126
1996 | 154.5104 | 0 | 0 | 0 | 0 | 0 | 0 | 0.12192 | 0.12419
1996 | 154.5208 | 0 | 0 | 0 | 0 | 0 | 0 | 0.15037 | 0.14422
1996 | 154.5312 | 0 | 0 | 0 | 0 | 0 | 0 | 0.17475 | 0.18027
1996 | 154.5417 | 0 | 0 | 0 | 0 | 0 | 0 | 0.17069 | 0.17226
1996 | 154.5521 | 0 | 0 | 0 | 0 | 0 | 0 | 0.12192 | 0.10015
1996 | 154.5625 | 0 | 0 | 0 | 0 | 0 | 0 | 0.17882 | 0.15623
1996 | 154.5729 | 0 | 0 | 0 | 0 | 0 | 0 | 0.14224 | 0.15223
1996 | 154.5833 | 0 | 0 | 0 | 0 | 0 | 0 | 0.097536 | 0.10015
1996 | 154.5937 | 0 | 0 | 0 | 0 | 0 | 0 | 0.1016 | 0.092138
1996 | 154.6042 | 0 | 0 | 0 | 0 | 0 | 0 | 0.12598 | 0.12819
1996 | 154.6146 | 0 | 0 | 0 | 0 | 0 | 0 | 0.097536 | 0.10416
1996 | 154.625 | 0 | 0 | 0 | 0 | 0 | 0 | 0.14224 | 0.12819
1996 | 154.6354 | 0 | 0 | 0 | 0 | 0 | 0 | 0.17882 | 0.17226
1996 | 154.6458 | 0 | 0 | 0 | 0 | 0 | 0 | 0.19101 | 0.19629
1996 | 154.6562 | 0 | 0 | 0 | 0 | 0 | 0 | 0.17475 | 0.18428
1996 | 154.6667 | 0 | 0 | 0 | 0 | 0 | 0 | 0.17069 | 0.18027
1996 | 154.6771 | 0 | 0 | 0 | 0 | 0 | 0 | 0.1016 | 0.12419
1996 | 154.6875 | 0 | 0 | 0 | 0 | 0 | 0 | 0.11379 | 0.096144
1996 | 154.6979 | 0 | 0 | 0 | 0 | 0 | 0 | 0.1016 | 0.10015
1996 | 154.7083 | 0 | 0 | 0 | 0 | 0 | 0 | 0.065024 | 0.084126
1996 | 154.7187 | 0 | 0 | 0 | 0 | 0 | 0 | 0.069088 | 0.064096
1996 | 154.7292 | 0 | 0 | 0 | 0 | 0 | 0 | 0.052832 | 0.064096
1996 | 154.7396 | 0 | 0 | 0 | 0 | 0 | 0 | 0.093472 | 0.06009
1996 | 154.75 | 0 | 0 | 0 | 0 | 0 | 0 | 0.13818 | 0.088132
1996 | 154.7604 | 0 | 0 | 0 | 0 | 0 | 0 | 0.028448 | 0.028042
1996 | 154.7708 | 0 | 0 | 0 | 0 | 0 | 0 | 0.052832 | 0.08012
1996 | 154.7812 | 0 | 0 | 0 | 0 | 0 | 0 | 0.089408 | 0.068102
1996 | 154.7917 | 0 | 0 | 0 | 0 | 0 | 0 | 0.008128 | 0.06009
1996 | 154.8021 | 0 | 0 | 0.95098 | 0.8012 | 0 | 0 | -5.6843e-14 | 1.1369e-13
1996 | 154.8125 | 0 | 0 | 0.41453 | 0.45668 | 0 | 0 | 0.008128 | 0.004006
1996 | 154.8229 | 0 | 0 | 0 | 0 | 0 | 0 | 0.016256 | 0.012018
1996 | 154.8333 | 0 | 0 | 0 | 0 | 0 | 0 | 0.032512 | 0.012018
1996 | 154.8437 | 0 | 0 | 0 | 0 | 0 | 0 | 0.016256 | 0.032048
1996 | 154.8542 | 0 | 0 | 0 | 0 | 0 | 0 | 0.016256 | 0.012018
1996 | 154.8646 | 0 | 0 | 0 | 0 | 0 | 0 | 0.028448 | 0.02003
1996 | 154.875 | 0 | 0 | 0 | 0 | 0 | 0 | 0.008128 | 0.02003
1996 | 154.8854 | 0 | 0 | 0 | 0 | 0 | 0 | 0.012192 | 0.02003
1996 | 154.8958 | 0 | 0 | 0 | 0 | 0 | 0 | 0.008128 | 0
1996 | 154.9062 | 0 | 0 | 0 | 0 | 0 | 0 | 0.012192 | 0.016024
1996 | 154.9167 | 0 | 0 | 0 | 0 | 0 | 0 | 0.008128 | 0.004006
1996 | 154.9271 | 0 | 0 | 0 | 0 | 0 | 0 | 0.012192 | 0.016024
1996 | 154.9375 | 0 | 0 | 0 | 0 | 0 | 0 | 0.008128 | 0.012018
1996 | 154.9479 | 0 | 0 | 0 | 0 | 0 | 0 | 0.012192 | 0.008012
1996 | 154.9583 | 0 | 0 | 0 | 0 | 0 | 0 | 0.008128 | 0.008012
1996 | 154.9687 | 0 | 0 | 0 | 0 | 0 | 0 | 0.004064 | 0.008012
1996 | 154.9792 | 0 | 0 | 0 | 0 | 0 | 0 | 0.008128 | 0.008012
1996 | 154.9896 | 0 | 0 | 0 | 0 | 0 | 0 | 0.016256 | 0.012018
1996 | 155 | 0 | 0 | 0 | 0 | 0 | 0 | 0.012192 | 0.012018
1996 | 155.0104 | 0 | 0 | 0 | 0 | 0 | 0 | 0.012192 | 0.008012
1996 | 155.0208 | 0 | 0 | 0 | 0 | 0 | 0 | 0.016256 | 0.016024
1996 | 155.0312 | 0 | 0 | 0 | 0 | 0 | 0 | 0.012192 | 0.012018
1996 | 155.0417 | 0 | 0 | 0 | 0 | 0 | 0 | 0.012192 | 0.012018
1996 | 155.0521 | 0 | 0 | 0 | 0 | 0 | 0 | -0.004064 | 0
1996 | 155.0625 | 0 | 0 | 0 | 0 | 0 | 0 | -0.004064 | 0.004006
1996 | 155.0729 | 0 | 0 | 0 | 0 | 0 | 0 | 0.016256 | 0
1996 | 155.0833 | 0 | 0 | 0 | 0 | 0 | 0 | 0 | 0
1996 | 155.0937 | 0 | 0 | 0 | 0 | 0 | 0 | 0.004064 | 0.004006
1996 | 155.1042 | 0 | 0 | 0 | 0 | 0 | 0 | 0.004064 | 0.004006
1996 | 155.1146 | 0 | 0 | 0 | 0 | 0 | 0 | 0 | 0.004006
1996 | 155.125 | 0 | 0 | 0 | 0 | 0 | 0 | 0 | 0
1996 | 155.1354 | 0 | 0 | 0 | 0 | 0 | 0 | -0.004064 | 0
1996 | 155.1458 | 0.056896 | 0.064096 | 0 | 0 | 0 | 0 | -0.012192 | -0.016024
1996 | 155.1562 | 0 | 0 | 0 | 0 | 0 | 0 | 0 | 0.008012
1996 | 155.1667 | 0 | 0 | 0 | 0 | 0 | 0 | 0 | -0.004006
1996 | 155.1771 | 0 | 0 | 0 | 0 | 0 | 0 | 0.004064 | 0.008012
1996 | 155.1875 | 0 | 0 | 0 | 0 | 0 | 0 | 0.004064 | 0.008012
1996 | 155.1979 | 0 | 0 | 0 | 0 | 0 | 0 | 0.004064 | 0
1996 | 155.2083 | 0 | 0 | 0 | 0 | 0 | 0 | 0.004064 | 0.012018
1996 | 155.2187 | 0 | 0 | 0 | 0 | 0 | 0 | 0 | -0.004006
1996 | 155.2292 | 0 | 0 | 0.13005 | 0.15223 | 0 | 0 | -1.1369e-13 | 0
1996 | 155.2396 | 0 | 0 | 0.4064 | 0.36054 | 0 | 0 | -5.6843e-14 | 0
1996 | 155.25 | 0 | 0 | 0.23571 | 0.28843 | 0 | 0 | 1.1369e-13 | 0
1996 | 155.2604 | 0 | 0 | 0.073152 | 0.048072 | 0 | 0 | 0.004064 | -0.008012
1996 | 155.2708 | 0 | 0 | 0 | 0 | 0 | 0 | 0.008128 | -0.004006
1996 | 155.2812 | 0 | 0 | 0 | 0 | 0 | 0 | 0.004064 | 0.024036
1996 | 155.2917 | 0 | 0 | 0 | 0 | 0 | 0 | 0.008128 | 0.016024
1996 | 155.3021 | 0 | 0 | 0 | 0 | 0 | 0 | 0.016256 | 0.02003
1996 | 155.3125 | 0 | 0 | 0 | 0 | 0 | 0 | 0 | 0.012018
1996 | 155.3229 | 0 | 0 | 0 | 0 | 0 | 0 | 0.012192 | 0.008012
1996 | 155.3333 | 0 | 0 | 0 | 0 | 0 | 0 | 0.012192 | 0.012018
1996 | 155.3437 | 0 | 0 | 0 | 0 | 0 | 0 | 0.008128 | 0.012018
1996 | 155.3542 | 0 | 0 | 0 | 0 | 0 | 0 | 0.02032 | 0.016024
1996 | 155.3646 | 0 | 0 | 0.032512 | 0.032048 | 0 | 0 | 0.004064 | 0.012018
1996 | 155.375 | 0 | 0 | 0.15443 | 0.14422 | 0 | 0 | -5.6843e-14 | -0.004006
1996 | 155.3854 | 0 | 0 | 0 | 0 | 0 | 0 | 0.016256 | 0.024036
1996 | 155.3958 | 0 | 0 | 0 | 0 | 0 | 0 | 0.028448 | 0.008012
1996 | 155.4062 | 0 | 0 | 0 | 0 | 0 | 0 | 0.016256 | 0.028042
1996 | 155.4167 | 0 | 0 | 0 | 0 | 0 | 0 | 0.008128 | 0.012018
1996 | 155.4271 | 0 | 0 | 0 | 0 | 0 | 0 | 0.024384 | 0.028042
1996 | 155.4375 | 0 | 0 | 0 | 0 | 0 | 0 | 0.065024 | 0.08012
1996 | 155.4479 | 0 | 0 | 0 | 0 | 0 | 0 | 0.12598 | 0.14021
1996 | 155.4583 | 0 | 0 | 0 | 0 | 0 | 0 | 0.1463 | 0.16024
1996 | 155.4687 | 0 | 0 | 0 | 0 | 0 | 0 | 0.11786 | 0.12419
1996 | 155.4792 | 0 | 0 | 0 | 0 | 0 | 0 | 0.11379 | 0.10816
1996 | 155.4896 | 0 | 0 | 0 | 0 | 0 | 0 | 0.1585 | 0.16825
1996 | 155.5 | 0 | 0 | 0 | 0 | 0.51206 | 0.22434 | 0.04064 | 0.06009
1996 | 155.5104 | 0 | 0 | 0 | 0 | 10.8509 | 10.0551 | 0 | -1.1369e-13
1996 | 155.5208 | 0 | 0 | 0 | 0 | 10.7208 | 10.9204 | 0 | 5.6843e-14
1996 | 155.5312 | 0 | 0 | 0 | 0 | 3.8283 | 2.4597 | 0.02032 | 0.072108
1996 | 155.5417 | 0 | 0 | 0 | 0 | 0 | 0 | 0.19101 | 0.2003
1996 | 155.5521 | 0 | 0 | 0 | 0 | 0 | 0 | 0.23165 | 0.23635
1996 | 155.5625 | 0 | 0 | 0 | 0 | 0 | 0 | 0.23978 | 0.22834
1996 | 155.5729 | 0 | 0 | 0 | 0 | 0 | 0 | 0.23165 | 0.20831
1996 | 155.5833 | 0 | 0 | 0 | 0 | 0 | 0 | 0.19507 | 0.22834
1996 | 155.5937 | 0 | 0 | 0 | 0 | 0 | 0 | 0.18288 | 0.18027
1996 | 155.6042 | 0 | 0 | 0 | 0 | 0 | 0 | 0.1585 | 0.18828
1996 | 155.6146 | 0 | 0 | 0 | 0 | 0 | 0 | 0.19101 | 0.20431
1996 | 155.625 | 0 | 0 | 0 | 0 | 0 | 0 | 0.19101 | 0.22434
1996 | 155.6354 | 0 | 0 | 0 | 0 | 0 | 0 | 0.14224 | 0.15623
1996 | 155.6458 | 0 | 0 | 0 | 0 | 0 | 0 | 0.13818 | 0.16024
1996 | 155.6562 | 0 | 0 | 0 | 0 | 0 | 0 | 0.11786 | 0.12018
1996 | 155.6667 | 0 | 0 | 0 | 0 | 0 | 0 | 0.085344 | 0.08012
1996 | 155.6771 | 0 | 0 | 0 | 0 | 0 | 0 | 0.077216 | 0.084126
1996 | 155.6875 | 0 | 0 | 0 | 0 | 0 | 0 | 0.04064 | 0.052078
1996 | 155.6979 | 0 | 0 | 0 | 0 | 0 | 0 | 0.16256 | 0.028042
1996 | 155.7083 | 0 | 0 | 1.6012 | 1.6184 | 0 | 0 | 0.004064 | 0
1996 | 155.7187 | 0 | 0 | 3.5601 | 3.6695 | 0 | 0 | -1.1369e-13 | -5.6843e-14
1996 | 155.7292 | 0 | 0 | 0.23571 | 0.21632 | 0 | 0 | 0.016256 | -0.012018
1996 | 155.7396 | 0 | 0 | 0 | 0 | 0 | 0 | -0.024384 | 0.016024
1996 | 155.75 | 0 | 0 | 0 | 0 | 0 | 0 | -0.016256 | 0.016024
1996 | 155.7604 | 0 | 0 | 0 | 0 | 0 | 0 | 0.028448 | 0.028042
1996 | 155.7708 | 0 | 0 | 0 | 0 | 0 | 0 | 0 | 0.02003
1996 | 155.7812 | 0 | 0 | 0 | 0 | 0 | 0 | 0.012192 | 0.008012
1996 | 155.7917 | 0 | 0 | 0 | 0 | 0 | 0 | 0.016256 | 0.016024
1996 | 155.8021 | 0 | 0 | 0 | 0 | 0 | 0 | 0.004064 | 0.012018
1996 | 155.8125 | 0 | 0 | 0 | 0 | 0 | 0 | 0.016256 | 0.02003
1996 | 155.8229 | 0 | 0 | 0 | 0 | 0 | 0 | 0.012192 | 0.008012
1996 | 155.8333 | 0 | 0 | 0 | 0 | 0 | 0 | 0.008128 | 0.016024
1996 | 155.8437 | 0 | 0 | 0 | 0 | 0 | 0 | 0.004064 | 0.012018
1996 | 155.8542 | 0 | 0 | 0 | 0 | 0 | 0 | 0.008128 | -0.004006
1996 | 155.8646 | 0 | 0 | 0 | 0 | 0 | 0 | -0.004064 | 0.004006
1996 | 155.875 | 0 | 0 | 0 | 0 | 0 | 0 | -0.008128 | -0.008012
1996 | 155.8854 | 0 | 0 | 0 | 0 | 0 | 0 | 0.004064 | 0
1996 | 155.8958 | 0 | 0 | 0 | 0 | 0 | 0 | -0.004064 | -0.004006
1996 | 155.9062 | 0 | 0 | 0 | 0 | 0 | 0 | -0.008128 | -0.004006
1996 | 155.9167 | 0 | 0 | 0 | 0 | 0 | 0 | 0 | 0
1996 | 155.9271 | 0 | 0 | 0 | 0 | 0 | 0 | -0.004064 | -0.008012
1996 | 155.9375 | 0 | 0 | 0 | 0 | 0 | 0 | -0.004064 | 0
1996 | 155.9479 | 0 | 0 | 0 | 0 | 0 | 0 | -0.004064 | 0
1996 | 155.9583 | 0 | 0 | 0 | 0 | 0 | 0 | 0 | -0.004006
1996 | 155.9687 | 0 | 0 | 0 | 0 | 0 | 0 | -0.004064 | -0.004006
1996 | 155.9792 | 0 | 0 | 0 | 0 | 0 | 0 | -0.008128 | -0.008012
1996 | 155.9896 | 0 | 0 | 0 | 0 | 0 | 0 | -0.004064 | 0
1996 | 156 | 0 | 0 | 0 | 0 | 0 | 0 | 0.004064 | -0.008012
1996 | 156.0104 | 0 | 0 | 0 | 0 | 0 | 0 | -0.012192 | 0
1996 | 156.0208 | 0 | 0 | 0 | 0 | 0 | 0 | 0 | 0
1996 | 156.0312 | 0 | 0 | 0 | 0 | 0 | 0 | -0.004064 | -0.004006
1996 | 156.0417 | 0 | 0 | 0 | 0 | 0 | 0 | -0.004064 | -0.004006
1996 | 156.0521 | 0 | 0 | 0 | 0 | 0 | 0 | -0.004064 | -0.004006
1996 | 156.0625 | 0 | 0 | 0 | 0 | 0 | 0 | -0.004064 | -0.004006
1996 | 156.0729 | 0 | 0 | 0 | 0 | 0 | 0 | -0.004064 | 0
1996 | 156.0833 | 0 | 0 | 0 | 0 | 0 | 0 | 0 | -0.004006
1996 | 156.0937 | 0 | 0 | 0 | 0 | 0 | 0 | 0 | 0
1996 | 156.1042 | 0 | 0 | 0 | 0 | 0 | 0 | -0.004064 | -0.004006
1996 | 156.1146 | 0 | 0 | 0 | 0 | 0 | 0 | -0.004064 | 0
1996 | 156.125 | 0 | 0 | 0 | 0 | 0 | 0 | -0.012192 | -0.008012
1996 | 156.1354 | 0 | 0 | 0 | 0 | 0 | 0 | 0.008128 | 0
1996 | 156.1458 | 0 | 0 | 0 | 0 | 0 | 0 | -0.016256 | -0.004006
1996 | 156.1562 | 0 | 0 | 0 | 0 | 0 | 0 | 0.004064 | -0.008012
1996 | 156.1667 | 0 | 0 | 0 | 0 | 0 | 0 | -0.008128 | -0.004006
1996 | 156.1771 | 0 | 0 | 0 | 0 | 0 | 0 | 0 | -0.004006
1996 | 156.1875 | 0 | 0 | 0 | 0 | 0 | 0 | -0.008128 | -0.004006
1996 | 156.1979 | 0 | 0 | 0 | 0 | 0 | 0 | 0.004064 | 0
1996 | 156.2083 | 0 | 0 | 0 | 0 | 0 | 0 | -0.012192 | -0.008012
1996 | 156.2187 | 0 | 0 | 0 | 0 | 0 | 0 | 0 | 0
1996 | 156.2292 | 0 | 0 | 0 | 0 | 0 | 0 | -0.008128 | -0.008012
1996 | 156.2396 | 0 | 0 | 0 | 0 | 0 | 0 | -0.008128 | -0.004006
1996 | 156.25 | 0 | 0 | 0 | 0 | 0 | 0 | -0.008128 | -0.004006
1996 | 156.2604 | 0 | 0 | 0 | 0 | 0 | 0 | 0.004064 | 0
1996 | 156.2708 | 0 | 0 | 0 | 0 | 0 | 0 | 0 | 0
1996 | 156.2812 | 0 | 0 | 0 | 0 | 0 | 0 | 0.008128 | 0.004006
1996 | 156.2917 | 0 | 0 | 0 | 0 | 0 | 0 | 0.008128 | 0.016024
1996 | 156.3021 | 0 | 0 | 0 | 0 | 0 | 0 | 0.016256 | 0.02003
1996 | 156.3125 | 0 | 0 | 0 | 0 | 0 | 0 | 0.024384 | 0.032048
1996 | 156.3229 | 0 | 0 | 0 | 0 | 0 | 0 | 0.024384 | 0.032048
1996 | 156.3333 | 0 | 0 | 0 | 0 | 0 | 0 | 0.04064 | 0.04006
1996 | 156.3437 | 0 | 0 | 0 | 0 | 0 | 0 | 0.036576 | 0.044066
1996 | 156.3542 | 0 | 0 | 0 | 0 | 0 | 0 | 0.052832 | 0.044066
1996 | 156.3646 | 0 | 0 | 0 | 0 | 0 | 0 | 0.065024 | 0.06009
1996 | 156.375 | 0 | 0 | 0 | 0 | 0 | 0 | 0.048768 | 0.052078
1996 | 156.3854 | 0 | 0 | 0 | 0 | 0 | 0 | 0.069088 | 0.076114
1996 | 156.3958 | 0 | 0 | 0 | 0 | 0 | 0 | 0.08128 | 0.10816
1996 | 156.4062 | 0 | 0 | 0 | 0 | 0 | 0 | 0.11786 | 0.11217
1996 | 156.4167 | 0 | 0 | 0 | 0 | 0 | 0 | 0.11379 | 0.11217
1996 | 156.4271 | 0 | 0 | 0 | 0 | 0 | 0 | 0.12192 | 0.12419
1996 | 156.4375 | 0 | 0 | 0 | 0 | 0 | 0 | 0.13818 | 0.14822
1996 | 156.4479 | 0 | 0 | 0 | 0 | 0 | 0 | 0.1585 | 0.16024
1996 | 156.4583 | 0 | 0 | 0 | 0 | 0 | 0 | 0.17475 | 0.17226
1996 | 156.4687 | 0 | 0 | 0 | 0 | 0 | 0 | 0.17882 | 0.18828
1996 | 156.4792 | 0 | 0 | 0 | 0 | 0 | 0 | 0.18694 | 0.19629
1996 | 156.4896 | 0 | 0 | 0 | 0 | 0 | 0 | 0.21539 | 0.22434
1996 | 156.5 | 0 | 0 | 0 | 0 | 0 | 0 | 0.21133 | 0.22434
1996 | 156.5104 | 0 | 0 | 0 | 0 | 0 | 0 | 0.21946 | 0.23235
1996 | 156.5208 | 0 | 0 | 0 | 0 | 0 | 0 | 0.22352 | 0.21632
1996 | 156.5312 | 0 | 0 | 0 | 0 | 0 | 0 | 0.23571 | 0.24837
1996 | 156.5417 | 0 | 0 | 0 | 0 | 0 | 0 | 0.24384 | 0.24837
1996 | 156.5521 | 0 | 0 | 0 | 0 | 0 | 0 | 0.24384 | 0.24437
1996 | 156.5625 | 0 | 0 | 0 | 0 | 0 | 0 | 0.22352 | 0.24036
1996 | 156.5729 | 0 | 0 | 0 | 0 | 0 | 0 | 0.25603 | 0.2644
1996 | 156.5833 | 0 | 0 | 0 | 0 | 0 | 0 | 0.26416 | 0.2644
1996 | 156.5937 | 0 | 0 | 0 | 0 | 0 | 0 | 0.25603 | 0.25238
1996 | 156.6042 | 0 | 0 | 0 | 0 | 0 | 0 | 0.24384 | 0.2684
1996 | 156.6146 | 0 | 0 | 0 | 0 | 0 | 0 | 0.26822 | 0.28042
1996 | 156.625 | 0 | 0 | 0 | 0 | 0 | 0 | 0.25197 | 0.24437
1996 | 156.6354 | 0 | 0 | 0 | 0 | 0 | 0 | 0.23571 | 0.24837
1996 | 156.6458 | 0 | 0 | 0 | 0 | 0 | 0 | 0.22352 | 0.24437
1996 | 156.6562 | 0 | 0 | 0 | 0 | 0 | 0 | 0.24384 | 0.23235
1996 | 156.6667 | 0 | 0 | 0 | 0 | 0 | 0 | 0.23571 | 0.2644
1996 | 156.6771 | 0 | 0 | 0 | 0 | 0 | 0 | 0.23165 | 0.23235
1996 | 156.6875 | 0 | 0 | 0 | 0 | 0 | 0 | 0.18288 | 0.19629
1996 | 156.6979 | 0 | 0 | 0 | 0 | 0 | 0 | 0.19101 | 0.21232
1996 | 156.7083 | 0 | 0 | 0 | 0 | 0 | 0 | 0.16662 | 0.15223
1996 | 156.7187 | 0 | 0 | 0 | 0 | 0 | 0 | 0.1463 | 0.14822
1996 | 156.7292 | 0 | 0 | 0 | 0 | 0 | 0 | 0.16662 | 0.16425
1996 | 156.7396 | 0 | 0 | 0 | 0 | 0 | 0 | 0.16662 | 0.17226
1996 | 156.75 | 0 | 0 | 0 | 0 | 0 | 0 | 0.12598 | 0.12819
1996 | 156.7604 | 0 | 0 | 0 | 0 | 0 | 0 | 0.1016 | 0.10816
1996 | 156.7708 | 0 | 0 | 0 | 0 | 0 | 0 | 0.065024 | 0.076114
1996 | 156.7812 | 0 | 0 | 0 | 0 | 0 | 0 | 0.052832 | 0.048072
1996 | 156.7917 | 0 | 0 | 0 | 0 | 0 | 0 | 0.024384 | 0.032048
1996 | 156.8021 | 0 | 0 | 0 | 0 | 0 | 0 | 0.016256 | 0.012018
1996 | 156.8125 | 0 | 0 | 0 | 0 | 0 | 0 | 0.004064 | 0.008012
1996 | 156.8229 | 0 | 0 | 0 | 0 | 0 | 0 | 0.004064 | 0
1996 | 156.8333 | 0 | 0 | 0 | 0 | 0 | 0 | 0.004064 | 0
1996 | 156.8437 | 0 | 0 | 0 | 0 | 0 | 0 | 0 | 0.008012
1996 | 156.8542 | 0 | 0 | 0 | 0 | 0 | 0 | 0.004064 | -0.008012
1996 | 156.8646 | 0 | 0 | 0 | 0 | 0 | 0 | 0 | 0.008012
1996 | 156.875 | 0 | 0 | 0 | 0 | 0 | 0 | 0.012192 | 0.008012
1996 | 156.8854 | 0 | 0 | 0 | 0 | 0 | 0 | 0 | 0.008012
1996 | 156.8958 | 0 | 0 | 0 | 0 | 0 | 0 | 0.004064 | 0.008012
1996 | 156.9062 | 0 | 0 | 0 | 0 | 0 | 0 | 0.012192 | 0
1996 | 156.9167 | 0 | 0 | 0 | 0 | 0 | 0 | 0.008128 | 0.016024
1996 | 156.9271 | 0 | 0 | 0 | 0 | 0 | 0 | 0.004064 | 0.008012
1996 | 156.9375 | 0 | 0 | 0 | 0 | 0 | 0 | 0.028448 | 0.012018
1996 | 156.9479 | 0 | 0 | 0 | 0 | 0 | 0 | 0.032512 | 0.04006
1996 | 156.9583 | 0 | 0 | 0 | 0 | 0 | 0 | 0.024384 | 0.028042
1996 | 156.9687 | 0 | 0 | 0 | 0 | 0 | 0 | 0.032512 | 0.04006
1996 | 156.9792 | 0 | 0 | 0 | 0 | 0 | 0 | 0.028448 | 0.028042
1996 | 156.9896 | 0 | 0 | 0 | 0 | 0 | 0 | 0.024384 | 0.032048
1996 | 157 | 0 | 0 | 0 | 0 | 0 | 0 | 0.032512 | 0.028042
1996 | 157.0104 | 0 | 0 | 0 | 0 | 0 | 0 | 0.016256 | 0.028042
1996 | 157.0208 | 0 | 0 | 0 | 0 | 0 | 0 | 0.02032 | 0.02003
1996 | 157.0312 | 0 | 0 | 0 | 0 | 0 | 0 | 0.016256 | 0.02003
1996 | 157.0417 | 0 | 0 | 0 | 0 | 0 | 0 | 0.016256 | 0.02003
1996 | 157.0521 | 0 | 0 | 0 | 0 | 0 | 0 | 0.012192 | 0.016024
1996 | 157.0625 | 0 | 0 | 0 | 0 | 0 | 0 | 0.004064 | 0.016024
1996 | 157.0729 | 0 | 0 | 0 | 0 | 0 | 0 | 0.02032 | 0.02003
1996 | 157.0833 | 0 | 0 | 0 | 0 | 0 | 0 | 0.016256 | 0.008012
1996 | 157.0937 | 0 | 0 | 0 | 0 | 0 | 0 | 0.016256 | 0.016024
1996 | 157.1042 | 0 | 0 | 0 | 0 | 0 | 0 | 0.008128 | 0.012018
1996 | 157.1146 | 0 | 0 | 0 | 0 | 0 | 0 | 0.012192 | 0.012018
1996 | 157.125 | 0 | 0 | 0 | 0 | 0 | 0 | 0.004064 | 0.02003
1996 | 157.1354 | 0 | 0 | 0 | 0 | 0 | 0 | 0.02032 | 0.012018
1996 | 157.1458 | 0 | 0 | 0 | 0 | 0 | 0 | 0.012192 | 0.012018
1996 | 157.1562 | 0 | 0 | 0 | 0 | 0 | 0 | 0.008128 | 0.012018
1996 | 157.1667 | 0 | 0 | 0 | 0 | 0 | 0 | 0.008128 | 0.012018
1996 | 157.1771 | 0 | 0 | 0 | 0 | 0 | 0 | 0.004064 | 0.016024
1996 | 157.1875 | 0 | 0 | 0 | 0 | 0 | 0 | 0.008128 | 0.016024
1996 | 157.1979 | 0 | 0 | 0 | 0 | 0 | 0 | 0.016256 | 0.004006
1996 | 157.2083 | 0 | 0 | 0 | 0 | 0 | 0 | 0 | 0.008012
1996 | 157.2187 | 0 | 0 | 0 | 0 | 0 | 0 | 0.016256 | 0
1996 | 157.2292 | 0 | 0 | 0 | 0 | 0 | 0 | 0.004064 | 0.012018
1996 | 157.2396 | 0 | 0 | 0 | 0 | 0 | 0 | 0.004064 | 0.008012
1996 | 157.25 | 0 | 0 | 0 | 0 | 0 | 0 | 0.004064 | 0
1996 | 157.2604 | 0 | 0 | 0 | 0 | 0 | 0 | 0 | 0.008012
1996 | 157.2708 | 0 | 0 | 0 | 0 | 0 | 0 | 0.02032 | 0.012018
1996 | 157.2812 | 0 | 0 | 0 | 0 | 0 | 0 | 0.012192 | 0.016024
1996 | 157.2917 | 0 | 0 | 0 | 0 | 0 | 0 | 0.008128 | 0.024036
1996 | 157.3021 | 0 | 0 | 0 | 0 | 0 | 0 | 0.032512 | 0.032048
1996 | 157.3125 | 0 | 0 | 0 | 0 | 0 | 0 | 0.032512 | 0.04006
1996 | 157.3229 | 0 | 0 | 0 | 0 | 0 | 0 | 0.052832 | 0.076114
1996 | 157.3333 | 0 | 0 | 0 | 0 | 0 | 0 | 0.06096 | 0.064096
1996 | 157.3437 | 0 | 0 | 0 | 0 | 0 | 0 | 0.065024 | 0.10416
1996 | 157.3542 | 0 | 0 | 0 | 0 | 0 | 0 | 0.10566 | 0.10015
1996 | 157.3646 | 0 | 0 | 0 | 0 | 0 | 0 | 0.10973 | 0.1362
1996 | 157.375 | 0 | 0 | 0 | 0 | 0 | 0 | 0.13005 | 0.14422
1996 | 157.3854 | 0 | 0 | 0 | 0 | 0 | 0 | 0.1585 | 0.18428
1996 | 157.3958 | 0 | 0 | 0 | 0 | 0 | 0 | 0.17882 | 0.18027
1996 | 157.4062 | 0 | 0 | 0 | 0 | 0 | 0 | 0.18288 | 0.19229
1996 | 157.4167 | 0 | 0 | 0 | 0 | 0 | 0 | 0.19914 | 0.18828
1996 | 157.4271 | 0 | 0 | 0 | 0 | 0 | 0 | 0.2032 | 0.22434
1996 | 157.4375 | 0 | 0 | 0 | 0 | 0 | 0 | 0.23571 | 0.23635
1996 | 157.4479 | 0 | 0 | 0 | 0 | 0 | 0 | 0.25197 | 0.23635
1996 | 157.4583 | 0 | 0 | 0 | 0 | 0 | 0 | 0.21946 | 0.25638
1996 | 157.4687 | 0 | 0 | 0 | 0 | 0 | 0 | 0.27635 | 0.26039
1996 | 157.4792 | 0 | 0 | 0 | 0 | 0 | 0 | 0.2601 | 0.2684
1996 | 157.4896 | 0 | 0 | 0 | 0 | 0 | 0 | 0.28854 | 0.28443
1996 | 157.5 | 0 | 0 | 0 | 0 | 0 | 0 | 0.2032 | 0.23235
1996 | 157.5104 | 0 | 0 | 0 | 0 | 6.0147 | 6.8422 | 0 | 0
1996 | 157.5208 | 0 | 0 | 0 | 0 | 11.0947 | 12.4747 | 0 | -1.1369e-13
1996 | 157.5312 | 0 | 0 | 0 | 0 | 8.1768 | 5.7126 | -1.1369e-13 | 0.032048
1996 | 157.5417 | 0 | 0 | 0 | 0 | 0.15443 | 0 | 0.27229 | 0.2684
1996 | 157.5521 | 0 | 0 | 0 | 0 | 0 | 0 | 0.28854 | 0.30045
1996 | 157.5625 | 0 | 0 | 0 | 0 | 0 | 0 | 0.29667 | 0.30446
1996 | 157.5729 | 0 | 0 | 0 | 0 | 0 | 0 | 0.29667 | 0.30846
1996 | 157.5833 | 0 | 0 | 0 | 0 | 0 | 0 | 0.28854 | 0.28443
1996 | 157.5937 | 0 | 0 | 0 | 0 | 0 | 0 | 0.28854 | 0.29644
1996 | 157.6042 | 0 | 0 | 0 | 0 | 0 | 0 | 0.27229 | 0.29244
1996 | 157.6146 | 0 | 0 | 0 | 0 | 0 | 0 | 0.2601 | 0.27241
1996 | 157.625 | 0 | 0 | 0 | 0 | 0 | 0 | 0.28448 | 0.30446
1996 | 157.6354 | 0 | 0 | 0 | 0 | 0 | 0 | 0.2479 | 0.2644
1996 | 157.6458 | 0 | 0 | 0 | 0 | 0 | 0 | 0.27229 | 0.2684
1996 | 157.6562 | 0 | 0 | 0 | 0 | 0 | 0 | 0.20726 | 0.24437
1996 | 157.6667 | 0 | 0 | 0 | 0 | 0 | 0 | 0.21133 | 0.23235
1996 | 157.6771 | 0 | 0 | 0 | 0 | 0 | 0 | 0.23165 | 0.26039
1996 | 157.6875 | 0 | 0 | 0 | 0 | 0 | 0 | 0.21946 | 0.22434
1996 | 157.6979 | 0 | 0 | 0 | 0 | 0 | 0 | 0.16256 | 0.18027
1996 | 157.7083 | 0 | 0 | 0 | 0 | 0 | 0 | 0.18694 | 0.2003
1996 | 157.7187 | 0 | 0 | 0 | 0 | 0 | 0 | 0.2032 | 0.22434
1996 | 157.7292 | 0 | 0 | 0 | 0 | 0 | 0 | 0.13005 | 0.1362
1996 | 157.7396 | 0 | 0 | 0 | 0 | 0 | 0 | 0.10973 | 0.1322
1996 | 157.75 | 0 | 0 | 0 | 0 | 0 | 0 | 0.08128 | 0.14021
1996 | 157.7604 | 0 | 0 | 0 | 0 | 0 | 0 | 0.11379 | 0.11617
1996 | 157.7708 | 0 | 0 | 0 | 0 | 0 | 0 | 0.1016 | 0.12018
1996 | 157.7812 | 0 | 0 | 0 | 0 | 0 | 0 | 0.10973 | 0.14021
1996 | 157.7917 | 0 | 0 | 0 | 0 | 0 | 0 | 0.16256 | 0.16425
1996 | 157.8021 | 0 | 0 | 0 | 0 | 0 | 0 | 0.10973 | 0.15623
1996 | 157.8125 | 0 | 0 | 0 | 0 | 0 | 0 | 0.1016 | 0.11217
1996 | 157.8229 | 0 | 0 | 0 | 0 | 0 | 0 | 0.11786 | 0.12819
1996 | 157.8333 | 0 | 0 | 0 | 0 | 0 | 0 | 0.065024 | 0.076114
1996 | 157.8437 | 0 | 0 | 0 | 0 | 0 | 0 | 0.048768 | 0.052078
1996 | 157.8542 | 0 | 0 | 0 | 0 | 0 | 0 | 0.048768 | 0.048072
1996 | 157.8646 | 0 | 0 | 0 | 0 | 0 | 0 | 0.024384 | 0.04006
1996 | 157.875 | 0 | 0 | 0 | 0 | 0 | 0 | 0.02032 | 0.04006
1996 | 157.8854 | 0 | 0 | 0 | 0 | 0 | 0 | 0.044704 | 0.056084
1996 | 157.8958 | 0 | 0 | 0 | 0 | 0 | 0 | 0.048768 | 0.056084
1996 | 157.9062 | 0 | 0 | 0 | 0 | 0 | 0 | 0.06096 | 0.06009
1996 | 157.9167 | 0 | 0 | 0 | 0 | 0 | 0 | 0.06096 | 0.068102
1996 | 157.9271 | 0 | 0 | 0 | 0 | 0 | 0 | 0.052832 | 0.064096
1996 | 157.9375 | 0 | 0 | 0 | 0 | 0 | 0 | 0.048768 | 0.056084
1996 | 157.9479 | 0 | 0 | 0 | 0 | 0 | 0 | 0.04064 | 0.028042
1996 | 157.9583 | 0 | 0 | 0 | 0 | 0 | 0 | 0.024384 | 0.044066
1996 | 157.9687 | 0 | 0 | 0 | 0 | 0 | 0 | 0.048768 | 0.068102
1996 | 157.9792 | 0 | 0 | 0 | 0 | 0 | 0 | 0.077216 | 0.068102
1996 | 157.9896 | 0 | 0 | 0 | 0 | 0 | 0 | 0.073152 | 0.072108
1996 | 158 | 0 | 0 | 0 | 0 | 0 | 0 | 0.044704 | 0.06009
1996 | 158.0104 | 0 | 0 | 0 | 0 | 0 | 0 | 0.08128 | 0.084126
1996 | 158.0208 | 0 | 0 | 0 | 0 | 0 | 0 | 0.065024 | 0.072108
1996 | 158.0312 | 0 | 0 | 0 | 0 | 0 | 0 | 0.052832 | 0.064096
1996 | 158.0417 | 0 | 0 | 0 | 0 | 0 | 0 | 0.073152 | 0.064096
1996 | 158.0521 | 0 | 0 | 0 | 0 | 0 | 0 | 0.04064 | 0.056084
1996 | 158.0625 | 0 | 0 | 0 | 0 | 0 | 0 | 0.052832 | 0.064096
1996 | 158.0729 | 0 | 0 | 0 | 0 | 0 | 0 | 0.065024 | 0.06009
1996 | 158.0833 | 0 | 0 | 0 | 0 | 0 | 0 | 0.052832 | 0.04006
1996 | 158.0937 | 0 | 0 | 0 | 0 | 0 | 0 | 0.032512 | 0.04006
1996 | 158.1042 | 0 | 0 | 0 | 0 | 0 | 0 | 0.044704 | 0.04006
1996 | 158.1146 | 0 | 0 | 0 | 0 | 0 | 0 | 0.032512 | 0.044066
1996 | 158.125 | 0 | 0 | 0 | 0 | 0 | 0 | 0.036576 | 0.032048
1996 | 158.1354 | 0 | 0 | 0 | 0 | 0 | 0 | 0.04064 | 0.032048
1996 | 158.1458 | 0 | 0 | 0 | 0 | 0 | 0 | 0.012192 | 0.032048
1996 | 158.1562 | 0 | 0 | 0 | 0 | 0 | 0 | 0.04064 | 0.036054
1996 | 158.1667 | 0 | 0 | 0 | 0 | 0 | 0 | 0.032512 | 0.032048
1996 | 158.1771 | 0 | 0 | 0 | 0 | 0 | 0 | 0.028448 | 0.032048
1996 | 158.1875 | 0 | 0 | 0 | 0 | 0 | 0 | 0.024384 | 0.036054
1996 | 158.1979 | 0 | 0 | 0 | 0 | 0 | 0 | 0.04064 | 0.024036
1996 | 158.2083 | 0 | 0 | 0 | 0 | 0 | 0 | 0.024384 | 0.024036
1996 | 158.2187 | 0 | 0 | 0 | 0 | 0 | 0 | 0.02032 | 0.032048
1996 | 158.2292 | 0 | 0 | 0 | 0 | 0 | 0 | 0.024384 | 0.028042
1996 | 158.2396 | 0 | 0 | 0 | 0 | 0 | 0 | 0.02032 | 0.016024
1996 | 158.25 | 0 | 0 | 0 | 0 | 0 | 0 | 0.024384 | 0.028042
1996 | 158.2604 | 0 | 0 | 0 | 0 | 0 | 0 | 0.02032 | 0.016024
1996 | 158.2708 | 0 | 0 | 0 | 0 | 0 | 0 | 0.02032 | 0.024036
1996 | 158.2812 | 0 | 0 | 0 | 0 | 0 | 0 | 0.036576 | 0.024036
1996 | 158.2917 | 0 | 0 | 0 | 0 | 0 | 0 | 0.008128 | 0.032048
1996 | 158.3021 | 0 | 0 | 0 | 0 | 0 | 0 | 0.04064 | 0.028042
1996 | 158.3125 | 0 | 0 | 0 | 0 | 0 | 0 | 0.036576 | 0.052078
1996 | 158.3229 | 0 | 0 | 0 | 0 | 0 | 0 | 0.044704 | 0.06009
1996 | 158.3333 | 0 | 0 | 0 | 0 | 0 | 0 | 0.077216 | 0.076114
1996 | 158.3437 | 0 | 0 | 0 | 0 | 0 | 0 | 0.056896 | 0.076114
1996 | 158.3542 | 0 | 0 | 0 | 0 | 0 | 0 | 0.077216 | 0.088132
1996 | 158.3646 | 0 | 0 | 0 | 0 | 0 | 0 | 0.073152 | 0.076114
1996 | 158.375 | 0 | 0 | 0 | 0 | 0 | 0 | 0.065024 | 0.06009
1996 | 158.3854 | 0 | 0 | 0 | 0 | 0 | 0 | 0.13818 | 0.12419
1996 | 158.3958 | 0 | 0 | 0 | 0 | 0 | 0 | 0.16256 | 0.14422
1996 | 158.4062 | 0 | 0 | 0 | 0 | 0 | 0 | 0.17475 | 0.16825
1996 | 158.4167 | 0 | 0 | 0 | 0 | 0 | 0 | 0.21946 | 0.19229
1996 | 158.4271 | 0 | 0 | 0 | 0 | 0 | 0 | 0.21946 | 0.16024
1996 | 158.4375 | 0 | 0 | 0 | 0 | 0 | 0 | 0.24384 | 0.21232
1996 | 158.4479 | 0 | 0 | 0 | 0 | 0 | 0 | 0.27229 | 0.24036
1996 | 158.4583 | 0 | 0 | 0 | 0 | 0 | 0 | 0.24384 | 0.26039
1996 | 158.4687 | 0 | 0 | 0 | 0 | 0 | 0 | 0.27635 | 0.24437
1996 | 158.4792 | 0 | 0 | 0 | 0 | 0 | 0 | 0.26416 | 0.25638
1996 | 158.4896 | 0 | 0 | 0 | 0 | 0 | 0 | 0.27229 | 0.24036
1996 | 158.5 | 0 | 0 | 0 | 0 | 0 | 0 | 0.22758 | 0.21632
1996 | 158.5104 | 0 | 0 | 0 | 0 | 0 | 0 | 0.23571 | 0.24036
1996 | 158.5208 | 0 | 0 | 0 | 0 | 0 | 0 | 0.25603 | 0.23635
1996 | 158.5312 | 0 | 0 | 0 | 0 | 0 | 0 | 0.24384 | 0.24437
1996 | 158.5417 | 0 | 0 | 0 | 0 | 0 | 0 | 0.27229 | 0.22834
1996 | 158.5521 | 0 | 0 | 0 | 0 | 0 | 0 | 0.22758 | 0.20831
1996 | 158.5625 | 0 | 0 | 0 | 0 | 0 | 0 | 0.23978 | 0.2644
1996 | 158.5729 | 0 | 0 | 0 | 0 | 0 | 0 | 0.2479 | 0.21632
1996 | 158.5833 | 0 | 0 | 0 | 0 | 0 | 0 | 0.23978 | 0.22834
1996 | 158.5937 | 0 | 0 | 0 | 0 | 0 | 0 | 0.23978 | 0.25238
1996 | 158.6042 | 0 | 0 | 0 | 0 | 0 | 0 | 0.2032 | 0.22834
1996 | 158.6146 | 0 | 0 | 0 | 0 | 0 | 0 | 0.31699 | 0.24036
1996 | 158.625 | 0 | 0 | 0 | 0 | 0 | 0 | 0.18288 | 0.22434
1996 | 158.6354 | 0 | 0 | 0 | 0 | 0 | 0 | 0.2601 | 0.24437
1996 | 158.6458 | 0 | 0 | 0 | 0 | 0 | 0 | 0.22758 | 0.24036
1996 | 158.6562 | 0 | 0 | 0 | 0 | 0 | 0 | 0.24384 | 0.22834
1996 | 158.6667 | 0 | 0 | 0 | 0 | 0 | 0 | 0.22352 | 0.23235
1996 | 158.6771 | 0 | 0 | 0 | 0 | 0 | 0 | 0.23165 | 0.22033
1996 | 158.6875 | 0 | 0 | 0 | 0 | 0 | 0 | 0.17882 | 0.21232
1996 | 158.6979 | 0 | 0 | 0 | 0 | 0 | 0 | 0.20726 | 0.19229
1996 | 158.7083 | 0 | 0 | 0 | 0 | 0 | 0 | 0.17882 | 0.19229
1996 | 158.7187 | 0 | 0 | 0 | 0 | 0 | 0 | 0.19101 | 0.19229
1996 | 158.7292 | 0 | 0 | 0 | 0 | 0 | 0 | 0.17882 | 0.15623
1996 | 158.7396 | 0 | 0 | 0 | 0 | 0 | 0 | 0.14224 | 0.17226
1996 | 158.75 | 0 | 0 | 0 | 0 | 0 | 0 | 0.14224 | 0.14822
1996 | 158.7604 | 0 | 0 | 0 | 0 | 0 | 0 | 0.13818 | 0.14422
1996 | 158.7708 | 0 | 0 | 0 | 0 | 0 | 0 | 0.1016 | 0.11217
1996 | 158.7812 | 0 | 0 | 0 | 0 | 0 | 0 | 0.1016 | 0.10416
1996 | 158.7917 | 0 | 0 | 0 | 0 | 0 | 0 | 0.085344 | 0.08012
1996 | 158.8021 | 0 | 0 | 0 | 0 | 0 | 0 | 0.085344 | 0.076114
1996 | 158.8125 | 0 | 0 | 0 | 0 | 0 | 0 | 0.065024 | 0.076114
1996 | 158.8229 | 0 | 0 | 0 | 0 | 0 | 0 | 0.06096 | 0.06009
1996 | 158.8333 | 0 | 0 | 0 | 0 | 0 | 0 | 0.044704 | 0.044066
1996 | 158.8437 | 0 | 0 | 0 | 0 | 0 | 0 | 0.044704 | 0.044066
1996 | 158.8542 | 0 | 0 | 0 | 0 | 0 | 0 | 0.024384 | 0.04006
1996 | 158.8646 | 0 | 0 | 0 | 0 | 0 | 0 | 0.028448 | 0.028042
1996 | 158.875 | 0 | 0 | 0 | 0 | 0 | 0 | 0.024384 | 0.032048
1996 | 158.8854 | 0 | 0 | 0 | 0 | 0 | 0 | 0.024384 | 0.02003
1996 | 158.8958 | 0 | 0 | 0 | 0 | 0 | 0 | 0.028448 | 0.02003
1996 | 158.9062 | 0 | 0 | 0 | 0 | 0 | 0 | 0.012192 | 0.024036
1996 | 158.9167 | 0 | 0 | 0 | 0 | 0 | 0 | 0.004064 | 0.016024
1996 | 158.9271 | 0 | 0 | 0 | 0 | 0 | 0 | 0.028448 | 0.016024
1996 | 158.9375 | 0 | 0 | 0 | 0 | 0 | 0 | 0.012192 | 0.012018
1996 | 158.9479 | 0 | 0 | 0 | 0 | 0 | 0 | 0.008128 | 0.012018
1996 | 158.9583 | 0 | 0 | 0 | 0 | 0 | 0 | 0.012192 | 0.012018
1996 | 158.9687 | 0 | 0 | 0 | 0 | 0 | 0 | 0.012192 | 0.012018
1996 | 158.9792 | 0 | 0 | 0 | 0 | 0 | 0 | 0 | 0.004006
1996 | 158.9896 | 0 | 0 | 0 | 0 | 0 | 0 | 0 | 0.004006
1996 | 159 | 0 | 0 | 0 | 0 | 0 | 0 | 0 | -0.004006
1996 | 159.0104 | 0 | 0 | 0 | 0 | 0 | 0 | 0 | 0.004006
1996 | 159.0208 | 0 | 0 | 0 | 0 | 0 | 0 | -0.004064 | -0.004006
1996 | 159.0312 | 0 | 0 | 0 | 0 | 0 | 0 | 0.004064 | 0
1996 | 159.0417 | 0 | 0 | 0 | 0 | 0 | 0 | -0.004064 | 0
1996 | 159.0521 | 0 | 0 | 0 | 0 | 0 | 0 | 0 | 0
1996 | 159.0625 | 0 | 0 | 0 | 0 | 0 | 0 | -0.008128 | 0
1996 | 159.0729 | 0 | 0 | 0 | 0 | 0 | 0 | 0.004064 | 0
1996 | 159.0833 | 0 | 0 | 0 | 0 | 0 | 0 | 0.004064 | -0.004006
1996 | 159.0937 | 0 | 0 | 0 | 0 | 0 | 0 | 0.016256 | 0.008012
1996 | 159.1042 | 0 | 0 | 0 | 0 | 0 | 0 | 0.004064 | 0.004006
1996 | 159.1146 | 0 | 0 | 0 | 0 | 0 | 0 | 0.016256 | 0.004006
1996 | 159.125 | 0 | 0 | 0 | 0 | 0 | 0 | -0.004064 | 0.004006
1996 | 159.1354 | 0 | 0 | 0 | 0 | 0 | 0 | 0.004064 | 0
1996 | 159.1458 | 0 | 0 | 0 | 0 | 0 | 0 | -0.008128 | 0
1996 | 159.1562 | 0 | 0 | 0 | 0 | 0 | 0 | 0 | -0.004006
1996 | 159.1667 | 0 | 0 | 0 | 0 | 0 | 0 | 0 | -0.004006
1996 | 159.1771 | 0 | 0 | 0 | 0 | 0 | 0 | -0.004064 | 0
1996 | 159.1875 | 0 | 0 | 0 | 0 | 0 | 0 | 0.004064 | 0
1996 | 159.1979 | 0 | 0 | 0 | 0 | 0 | 0 | 0 | 0
1996 | 159.2083 | 0 | 0 | 0 | 0 | 0 | 0 | 0 | 0
1996 | 159.2187 | 0 | 0 | 0 | 0 | 0 | 0 | -0.004064 | -0.004006
1996 | 159.2292 | 0 | 0 | 0 | 0 | 0 | 0 | 0.012192 | 0.004006
1996 | 159.2396 | 0 | 0 | 0 | 0 | 0 | 0 | 0.004064 | 0.008012
1996 | 159.25 | 0 | 0 | 0 | 0 | 0 | 0 | 0.008128 | 0.004006
1996 | 159.2604 | 0 | 0 | 0 | 0 | 0 | 0 | 0.008128 | 0.012018
1996 | 159.2708 | 0 | 0 | 0 | 0 | 0 | 0 | 0.008128 | 0.004006
1996 | 159.2812 | 0 | 0 | 0 | 0 | 0 | 0 | 0.016256 | 0.012018
1996 | 159.2917 | 0 | 0 | 0 | 0 | 0 | 0 | 0.036576 | 0.02003
1996 | 159.3021 | 0 | 0 | 0 | 0 | 0 | 0 | 0.036576 | 0.032048
1996 | 159.3125 | 0 | 0 | 0 | 0 | 0 | 0 | 0.056896 | 0.048072
1996 | 159.3229 | 0 | 0 | 0 | 0 | 0 | 0 | 0.065024 | 0.06009
1996 | 159.3333 | 0 | 0 | 0 | 0 | 0 | 0 | 0.085344 | 0.14822
1996 | 159.3437 | 0 | 0 | 0 | 0 | 0 | 0 | 0.097536 | 0.012018
1996 | 159.3542 | 0 | 0 | 0 | 0 | 0 | 0 | 0.093472 | 0.096144
1996 | 159.3646 | 0 | 0 | 0 | 0 | 0 | 0 | 0.093472 | 0.10015
1996 | 159.375 | 0 | 0 | 0 | 0 | 0 | 0 | 0.1016 | 0.10015
1996 | 159.3854 | 0 | 0 | 0 | 0 | 0 | 0 | 0.10973 | 0.11617
1996 | 159.3958 | 0 | 0 | 0 | 0 | 0 | 0 | 0.10973 | 0.11617
1996 | 159.4062 | 0 | 0 | 0 | 0 | 0 | 0 | 0.12598 | 0.11617
1996 | 159.4167 | 0 | 0 | 0 | 0 | 0 | 0 | 0.12192 | 0.1322
1996 | 159.4271 | 0 | 0 | 0 | 0 | 0 | 0 | 0.15443 | 0.14422
1996 | 159.4375 | 0 | 0 | 0 | 0 | 0 | 0 | 0.16256 | 0.16024
1996 | 159.4479 | 0 | 0 | 0 | 0 | 0.27635 | 2.5238 | 0.073152 | 0.032048
1996 | 159.4583 | 0 | 0 | 0 | 0 | 10.0543 | 11.9699 | 0 | 0
1996 | 159.4687 | 0 | 0 | 0 | 0 | 8.4044 | 4.5668 | 0.024384 | 0.02003
1996 | 159.4792 | 0 | 0 | 0 | 0 | 0 | 0 | 0.1585 | 0.19629
1996 | 159.4896 | 0 | 0 | 0 | 0 | 0 | 0 | 0.22352 | 0.2003
1996 | 159.5 | 0 | 0 | 0 | 0 | 0 | 0 | 0.2032 | 0.2003
1996 | 159.5104 | 0 | 0 | 0 | 0 | 0 | 0 | 0.22758 | 0.19629
1996 | 159.5208 | 0 | 0 | 0 | 0 | 0 | 0 | 0.2032 | 0.21232
1996 | 159.5312 | 0 | 0 | 0 | 0 | 0 | 0 | 0.21539 | 0.20431
1996 | 159.5417 | 0 | 0 | 0 | 0 | 0 | 0 | 0.23571 | 0.20831
1996 | 159.5521 | 0 | 0 | 0 | 0 | 0 | 0 | 0.21133 | 0.20831
1996 | 159.5625 | 0 | 0 | 0 | 0 | 0 | 0 | 0.21539 | 0.20831
1996 | 159.5729 | 0 | 0 | 0 | 0 | 0 | 0 | 0.19914 | 0.22033
1996 | 159.5833 | 0 | 0 | 0 | 0 | 0 | 0 | 0.22352 | 0.2003
1996 | 159.5937 | 0 | 0 | 0 | 0 | 0 | 0 | 0.2032 | 0.17226
1996 | 159.6042 | 0 | 0 | 0 | 0 | 0 | 0 | 0.20726 | 0.2003
1996 | 159.6146 | 0 | 0 | 0 | 0 | 0 | 0 | 0.2032 | 0.22434
1996 | 159.625 | 0 | 0 | 0 | 0 | 0 | 0 | 0.19101 | 0.17626
1996 | 159.6354 | 0 | 0 | 0 | 0 | 0 | 0 | 0.13411 | 0.16024
1996 | 159.6458 | 0 | 0 | 0 | 0 | 0 | 0 | 0.1585 | 0.14422
1996 | 159.6562 | 0 | 0 | 0 | 0 | 0 | 0 | 0.17475 | 0.16825
1996 | 159.6667 | 0 | 0 | 0 | 0 | 0 | 0 | 0.17475 | 0.18027
1996 | 159.6771 | 0 | 0 | 0 | 0 | 0 | 0 | 0.18694 | 0.17226
1996 | 159.6875 | 0 | 0 | 0 | 0 | 0 | 0 | 0.18694 | 0.18027
1996 | 159.6979 | 0 | 0 | 0 | 0 | 0 | 0 | 0.17475 | 0.18027
1996 | 159.7083 | 0 | 0 | 0 | 0 | 0 | 0 | 0.16256 | 0.16425
1996 | 159.7187 | 0 | 0 | 0 | 0 | 0 | 0 | 0.16256 | 0.14422
1996 | 159.7292 | 0 | 0 | 0 | 0 | 0 | 0 | 0.1463 | 0.14021
1996 | 159.7396 | 0 | 0 | 0 | 0 | 0 | 0 | 0.093472 | 0.10416
1996 | 159.75 | 0 | 0 | 0 | 0 | 0 | 0 | 0.12598 | 0.11217
1996 | 159.7604 | 0 | 0 | 0 | 0 | 0 | 0 | 0.10566 | 0.11217
1996 | 159.7708 | 0 | 0 | 0 | 0 | 0 | 0 | 0.08128 | 0.08012
1996 | 159.7812 | 0 | 0 | 0 | 0 | 0 | 0 | 0.12192 | 0.096144
1996 | 159.7917 | 0 | 0 | 0 | 0 | 0 | 0 | 0.089408 | 0.076114
1996 | 159.8021 | 0 | 0 | 0 | 0 | 0 | 0 | 0.048768 | 0.06009
1996 | 159.8125 | 0 | 0 | 0 | 0 | 0 | 0 | 0.056896 | 0.048072
1996 | 159.8229 | 0 | 0 | 0 | 0 | 0 | 0 | 0.069088 | 0.048072
1996 | 159.8333 | 0 | 0 | 0 | 0 | 0 | 0 | 0.028448 | 0.024036
1996 | 159.8437 | 0 | 0 | 0 | 0 | 0 | 0 | 0.024384 | 0.012018
1996 | 159.8542 | 0 | 0 | 0 | 0 | 0 | 0 | 0.008128 | 0
1996 | 159.8646 | 0 | 0 | 0 | 0 | 0 | 0 | 0.008128 | 0
1996 | 159.875 | 0 | 0 | 0 | 0 | 0 | 0 | 0.016256 | 0.016024
1996 | 159.8854 | 0 | 0 | 0 | 0 | 0 | 0 | 0.012192 | 0.012018
1996 | 159.8958 | 0 | 0 | 0 | 0 | 0 | 0 | 0.004064 | 0.008012
1996 | 159.9062 | 0 | 0 | 0 | 0 | 0 | 0 | 0.008128 | 0.004006
1996 | 159.9167 | 0 | 0 | 0 | 0 | 0 | 0 | 0 | 0
1996 | 159.9271 | 0 | 0 | 0 | 0 | 0 | 0 | 0.008128 | 0.004006
1996 | 159.9375 | 0 | 0 | 0 | 0 | 0 | 0 | 0.028448 | 0.024036
1996 | 159.9479 | 0 | 0 | 0 | 0 | 0 | 0 | 0.036576 | 0.04006
1996 | 159.9583 | 0 | 0 | 0 | 0 | 0 | 0 | 0.016256 | 0.028042
1996 | 159.9687 | 0 | 0 | 0 | 0 | 0 | 0 | 0.028448 | 0.028042
1996 | 159.9792 | 0 | 0 | 0 | 0 | 0 | 0 | 0.024384 | 0.024036
1996 | 159.9896 | 0 | 0 | 0 | 0 | 0 | 0 | 0.024384 | 0.024036
1996 | 160 | 0 | 0 | 0 | 0 | 0 | 0 | -0.008128 | 0.004006
1996 | 160.0104 | 0 | 0 | 0 | 0 | 0 | 0 | 0.012192 | 0
1996 | 160.0208 | 0 | 0 | 0 | 0 | 0 | 0 | 0.016256 | 0.012018
1996 | 160.0312 | 0 | 0 | 0 | 0 | 0 | 0 | 0.02032 | 0.024036
1996 | 160.0417 | 0 | 0 | 0 | 0 | 0 | 0 | 0.008128 | 0.016024
1996 | 160.0521 | 0 | 0 | 0 | 0 | 0 | 0 | 0.016256 | 0.008012
1996 | 160.0625 | 0 | 0 | 0 | 0 | 0 | 0 | 0.008128 | 0.016024
1996 | 160.0729 | 0 | 0 | 0 | 0 | 0 | 0 | 0.012192 | 0.012018
1996 | 160.0833 | 0 | 0 | 0 | 0 | 0 | 0 | 0.004064 | 0.004006
1996 | 160.0937 | 0 | 0 | 0 | 0 | 0 | 0 | 0 | 0.004006
1996 | 160.1042 | 0 | 0 | 0 | 0 | 0 | 0 | 0.008128 | 0.008012
1996 | 160.1146 | 0 | 0 | 0 | 0 | 0 | 0 | 0.004064 | -0.008012
1996 | 160.125 | 0 | 0 | 0 | 0 | 0 | 0 | -0.012192 | 0.004006
1996 | 160.1354 | 0 | 0 | 0 | 0 | 0 | 0 | 0.008128 | 0.004006
1996 | 160.1458 | 0 | 0 | 0 | 0 | 0 | 0 | -0.004064 | 0
1996 | 160.1562 | 0 | 0 | 0 | 0 | 0 | 0 | 0 | -0.004006
1996 | 160.1667 | 0 | 0 | 0 | 0 | 0 | 0 | 0 | 0.004006
1996 | 160.1771 | 0 | 0 | 0 | 0 | 0 | 0 | 0 | -0.008012
1996 | 160.1875 | 0 | 0 | 0 | 0 | 0 | 0 | -0.004064 | 0.004006
1996 | 160.1979 | 0 | 0 | 0 | 0 | 0 | 0 | 0.004064 | -0.004006
1996 | 160.2083 | 0 | 0 | 0 | 0 | 0 | 0 | -0.008128 | 0.004006
1996 | 160.2187 | 0 | 0 | 0 | 0 | 0 | 0 | 0 | -0.004006
1996 | 160.2292 | 0 | 0 | 0 | 0 | 0 | 0 | 0 | 0
1996 | 160.2396 | 0 | 0 | 0 | 0 | 0 | 0 | -0.004064 | 0
1996 | 160.25 | 0 | 0 | 0 | 0 | 0 | 0 | 0.004064 | 0
1996 | 160.2604 | 0 | 0 | 0 | 0 | 0 | 0 | 0.004064 | 0
1996 | 160.2708 | 0 | 0 | 0 | 0 | 0 | 0 | -0.004064 | 0
1996 | 160.2812 | 0 | 0 | 0 | 0 | 0 | 0 | 0.012192 | 0.004006
1996 | 160.2917 | 0 | 0 | 0 | 0 | 0 | 0 | 0.012192 | 0.012018
1996 | 160.3021 | 0 | 0 | 0 | 0 | 0 | 0 | 0.028448 | 0.024036
1996 | 160.3125 | 0 | 0 | 0 | 0 | 0 | 0 | 0.036576 | 0.04006
1996 | 160.3229 | 0 | 0 | 0 | 0 | 0 | 0 | 0.052832 | 0.052078
1996 | 160.3333 | 0 | 0 | 0 | 0 | 0 | 0 | 0.06096 | 0.072108
1996 | 160.3437 | 0 | 0 | 0 | 0 | 0 | 0 | 0.077216 | 0.072108
1996 | 160.3542 | 0 | 0 | 0 | 0 | 0 | 0 | 0.069088 | 0.072108
1996 | 160.3646 | 0 | 0 | 0 | 0 | 0 | 0 | 0.077216 | 0.076114
1996 | 160.375 | 0 | 0 | 0 | 0 | 0 | 0 | 0.08128 | 0.096144
1996 | 160.3854 | 0 | 0 | 0 | 0 | 0 | 0 | 0.093472 | 0.088132
1996 | 160.3958 | 0 | 0 | 0 | 0 | 0 | 0 | 0.11379 | 0.11617
1996 | 160.4062 | 0 | 0 | 0 | 0 | 0 | 0 | 0.1016 | 0.11217
1996 | 160.4167 | 0 | 0 | 0 | 0 | 0 | 0 | 0.13411 | 0.12419
1996 | 160.4271 | 0 | 0 | 0 | 0 | 0 | 0 | 0.13005 | 0.1322
1996 | 160.4375 | 0 | 0 | 0 | 0 | 0 | 0 | 0.13005 | 0.1362
1996 | 160.4479 | 0 | 0 | 0 | 0 | 0 | 0 | 0.15443 | 0.16024
1996 | 160.4583 | 0 | 0 | 0 | 0 | 0 | 0 | 0.1585 | 0.16024
1996 | 160.4687 | 0 | 0 | 0 | 0 | 0 | 0 | 0.1585 | 0.16825
1996 | 160.4792 | 0 | 0 | 0 | 0 | 0 | 0 | 0.18288 | 0.17226
1996 | 160.4896 | 0 | 0 | 0 | 0 | 0 | 0 | 0.18288 | 0.18027
1996 | 160.5 | 0 | 0 | 0 | 0 | 0 | 0 | 0.18694 | 0.18828
1996 | 160.5104 | 0 | 0 | 0 | 0 | 0 | 0 | 0.17882 | 0.19629
1996 | 160.5208 | 0 | 0 | 0 | 0 | 0 | 0 | 0.20726 | 0.2003
1996 | 160.5312 | 0 | 0 | 0 | 0 | 0 | 0 | 0.18694 | 0.19229
1996 | 160.5417 | 0 | 0 | 0 | 0 | 0 | 0 | 0.2032 | 0.20831
1996 | 160.5521 | 0 | 0 | 0 | 0 | 0 | 0 | 0.19507 | 0.20431
1996 | 160.5625 | 0 | 0 | 0 | 0 | 0 | 0 | 0.2032 | 0.22033
1996 | 160.5729 | 0 | 0 | 0 | 0 | 0 | 0 | 0.22352 | 0.21632
1996 | 160.5833 | 0 | 0 | 0 | 0 | 0 | 0 | 0.19914 | 0.21232
1996 | 160.5937 | 0 | 0 | 0 | 0 | 0 | 0 | 0.20726 | 0.20831
1996 | 160.6042 | 0 | 0 | 0 | 0 | 0 | 0 | 0.21946 | 0.22033
1996 | 160.6146 | 0 | 0 | 0 | 0 | 0 | 0 | 0.19507 | 0.19629
1996 | 160.625 | 0 | 0 | 0 | 0 | 0 | 0 | 0.19101 | 0.2003
1996 | 160.6354 | 0 | 0 | 0 | 0 | 0 | 0 | 0.18288 | 0.18428
1996 | 160.6458 | 0 | 0 | 0 | 0 | 0 | 0 | 0.18694 | 0.2003
1996 | 160.6562 | 0 | 0 | 0 | 0 | 0 | 0 | 0.19101 | 0.18828
1996 | 160.6667 | 0 | 0 | 0 | 0 | 0 | 0 | 0.17882 | 0.17626
1996 | 160.6771 | 0 | 0 | 0 | 0 | 0 | 0 | 0.18694 | 0.16024
1996 | 160.6875 | 0 | 0 | 0 | 0 | 0 | 0 | 0.1463 | 0.17626
1996 | 160.6979 | 0 | 0 | 0 | 0 | 0 | 0 | 0.13411 | 0.15223
1996 | 160.7083 | 0 | 0 | 0 | 0 | 0 | 0 | 0.13411 | 0.12819
1996 | 160.7187 | 0 | 0 | 0 | 0 | 0 | 0 | 0.12192 | 0.12018
1996 | 160.7292 | 0 | 0 | 0 | 0 | 0 | 0 | 0.11379 | 0.12018
1996 | 160.7396 | 0 | 0 | 0 | 0 | 0 | 0 | 0.14224 | 0.1362
1996 | 160.75 | 0 | 0 | 0 | 0 | 0 | 0 | 0.15443 | 0.16024
1996 | 160.7604 | 0 | 0 | 0 | 0 | 0 | 0 | 0.13005 | 0.14422
1996 | 160.7708 | 0 | 0 | 0 | 0 | 0 | 0 | 0.12598 | 0.12819
1996 | 160.7812 | 0 | 0 | 0 | 0 | 0 | 0 | 0.11379 | 0.1362
1996 | 160.7917 | 0 | 0 | 0 | 0 | 0 | 0 | 0.10973 | 0.11617
1996 | 160.8021 | 0 | 0 | 0 | 0 | 0 | 0 | 0.097536 | 0.10416
1996 | 160.8125 | 0 | 0 | 0 | 0 | 0 | 0 | 0.085344 | 0.084126
1996 | 160.8229 | 0 | 0 | 0 | 0 | 0 | 0 | 0.073152 | 0.08012
1996 | 160.8333 | 0 | 0 | 0 | 0 | 0 | 0 | 0.077216 | 0.088132
1996 | 160.8437 | 0 | 0 | 0 | 0 | 0 | 0 | 0.06096 | 0.06009
1996 | 160.8542 | 0 | 0 | 0 | 0 | 0 | 0 | 0.052832 | 0.056084
1996 | 160.8646 | 0 | 0 | 0 | 0 | 0 | 0 | 0.032512 | 0.044066
1996 | 160.875 | 0 | 0 | 0 | 0 | 0 | 0 | 0.04064 | 0.028042
1996 | 160.8854 | 0 | 0 | 0 | 0 | 0 | 0 | 0.036576 | 0.032048
1996 | 160.8958 | 0 | 0 | 0 | 0 | 0 | 0 | 0.036576 | 0.044066
1996 | 160.9062 | 0 | 0 | 0 | 0 | 0 | 0 | 0.036576 | 0.04006
1996 | 160.9167 | 0 | 0 | 0 | 0 | 0 | 0 | 0.028448 | 0.032048
1996 | 160.9271 | 0 | 0 | 0 | 0 | 0 | 0 | 0.028448 | 0.036054
1996 | 160.9375 | 0 | 0 | 0 | 0 | 0 | 0 | 0.036576 | 0.032048
1996 | 160.9479 | 0 | 0 | 0 | 0 | 0 | 0 | 0.032512 | 0.036054
1996 | 160.9583 | 0 | 0 | 0 | 0 | 0 | 0 | 0.028448 | 0.032048
1996 | 160.9687 | 0 | 0 | 0 | 0 | 0 | 0 | 0.024384 | 0.024036
1996 | 160.9792 | 0 | 0 | 0 | 0 | 0 | 0 | 0.012192 | 0.024036
1996 | 160.9896 | 0 | 0 | 0 | 0 | 0 | 0 | 0.024384 | 0.024036
1996 | 161 | 0 | 0 | 0 | 0 | 0 | 0 | 0.016256 | 0.016024
1996 | 161.0104 | 0 | 0 | 0 | 0 | 0 | 0 | 0.016256 | 0.024036
1996 | 161.0208 | 0 | 0 | 0 | 0 | 0 | 0 | 0.024384 | 0.02003
1996 | 161.0312 | 0 | 0 | 0 | 0 | 0 | 0 | 0.024384 | 0.032048
1996 | 161.0417 | 0 | 0 | 0 | 0 | 0 | 0 | 0.032512 | 0.032048
1996 | 161.0521 | 0 | 0 | 0 | 0 | 0 | 0 | 0.02032 | 0.028042
1996 | 161.0625 | 0 | 0 | 0 | 0 | 0 | 0 | 0.012192 | 0.02003
1996 | 161.0729 | 0 | 0 | 0 | 0 | 0 | 0 | 0.02032 | 0.02003
1996 | 161.0833 | 0 | 0 | 0 | 0 | 0 | 0 | 0.012192 | 0.016024
1996 | 161.0937 | 0 | 0 | 0 | 0 | 0 | 0 | 0.012192 | 0.028042
1996 | 161.1042 | 0 | 0 | 0 | 0 | 0 | 0 | 0.028448 | 0.028042
1996 | 161.1146 | 0 | 0 | 0 | 0 | 0 | 0 | 0.024384 | 0.024036
1996 | 161.125 | 0 | 0 | 0 | 0 | 0 | 0 | 0.02032 | 0.024036
1996 | 161.1354 | 0 | 0 | 0 | 0 | 0 | 0 | 0.028448 | 0.028042
1996 | 161.1458 | 0 | 0 | 0 | 0 | 0 | 0 | 0.016256 | 0.02003
1996 | 161.1562 | 0 | 0 | 0 | 0 | 0 | 0 | 0.02032 | 0.024036
1996 | 161.1667 | 0 | 0 | 0 | 0 | 0 | 0 | 0.016256 | 0.02003
1996 | 161.1771 | 0 | 0 | 0 | 0 | 0 | 0 | 0.016256 | 0.016024
1996 | 161.1875 | 0 | 0 | 0 | 0 | 0 | 0 | 0.012192 | 0.02003
1996 | 161.1979 | 0 | 0 | 0 | 0 | 0 | 0 | 0.016256 | 0.02003
1996 | 161.2083 | 0 | 0 | 0 | 0 | 0 | 0 | 0.016256 | 0.012018
1996 | 161.2187 | 0 | 0 | 0 | 0 | 0 | 0 | 0.02032 | 0.024036
1996 | 161.2292 | 0 | 0 | 0 | 0 | 0 | 0 | 0.012192 | 0.024036
1996 | 161.2396 | 0 | 0 | 0 | 0 | 0 | 0 | 0.016256 | 0.016024
1996 | 161.25 | 0 | 0 | 0 | 0 | 0 | 0 | 0.02032 | 0.02003
1996 | 161.2604 | 0 | 0 | 0 | 0 | 0 | 0 | 0.02032 | 0.024036
1996 | 161.2708 | 0 | 0 | 0 | 0 | 0 | 0 | 0.024384 | 0.02003
1996 | 161.2812 | 0 | 0 | 0 | 0 | 0 | 0 | 0.028448 | 0.04006
1996 | 161.2917 | 0 | 0 | 0 | 0 | 0 | 0 | 0.032512 | 0.044066
1996 | 161.3021 | 0 | 0 | 0 | 0 | 0 | 0 | 0.052832 | 0.056084
1996 | 161.3125 | 0 | 0 | 0 | 0 | 0 | 0 | 0.06096 | 0.072108
1996 | 161.3229 | 0 | 0 | 0 | 0 | 0 | 0 | 0.08128 | 0.092138
1996 | 161.3333 | 0 | 0 | 0 | 0 | 0 | 0 | 0.085344 | 0.092138
1996 | 161.3437 | 0 | 0 | 0 | 0 | 0 | 0 | 0.10566 | 0.11617
1996 | 161.3542 | 0 | 0 | 0 | 0 | 0 | 0 | 0.10566 | 0.12419
1996 | 161.3646 | 0 | 0 | 0 | 0 | 0 | 0 | 0.12192 | 0.1322
1996 | 161.375 | 0 | 0 | 0 | 0 | 0 | 0 | 0.13411 | 0.1362
1996 | 161.3854 | 0 | 0 | 0 | 0 | 0 | 0 | 0.13411 | 0.15223
1996 | 161.3958 | 0 | 0 | 0 | 0 | 0 | 0 | 0.1463 | 0.16825
1996 | 161.4062 | 0 | 0 | 0 | 0 | 0 | 0 | 0.16256 | 0.16825
1996 | 161.4167 | 0 | 0 | 0 | 0 | 0 | 0 | 0.15443 | 0.18027
1996 | 161.4271 | 0 | 0 | 0 | 0 | 0 | 0 | 0.17069 | 0.19629
1996 | 161.4375 | 0 | 0 | 0 | 0 | 0 | 0 | 0.16662 | 0.16024
1996 | 161.4479 | 0 | 0 | 0 | 0 | 0 | 0 | 0.15037 | 0.16024
1996 | 161.4583 | 0 | 0 | 0 | 0 | 0 | 0 | 0.1585 | 0.17226
1996 | 161.4687 | 0 | 0 | 0 | 0 | 0 | 0 | 0.19914 | 0.20431
1996 | 161.4792 | 0 | 0 | 0 | 0 | 0 | 0 | 0.23165 | 0.24036
1996 | 161.4896 | 0 | 0 | 0 | 0 | 0 | 0 | 0.2032 | 0.21632
1996 | 161.5 | 0 | 0 | 0 | 0 | 0 | 0 | 0.18694 | 0.19229
1996 | 161.5104 | 0 | 0 | 0 | 0 | 0 | 0 | 0.22352 | 0.22834
1996 | 161.5208 | 0 | 0 | 0 | 0 | 0 | 0 | 0.22352 | 0.22033
1996 | 161.5312 | 0 | 0 | 0 | 0 | 0 | 0 | 0.22352 | 0.22434
1996 | 161.5417 | 0 | 0 | 0 | 0 | 0 | 0 | 0.16256 | 0.18428
1996 | 161.5521 | 0 | 0 | 0 | 0 | 0 | 0 | 0.22758 | 0.25238
1996 | 161.5625 | 0 | 0 | 0 | 0 | 0 | 0 | 0.18288 | 0.2003
1996 | 161.5729 | 0 | 0 | 0 | 0 | 0 | 0 | 0.16256 | 0.18027
1996 | 161.5833 | 0 | 0 | 0 | 0 | 0 | 0 | 0.22758 | 0.22434
1996 | 161.5937 | 0 | 0 | 0 | 0 | 0 | 0 | 0.23165 | 0.25238
1996 | 161.6042 | 0 | 0 | 0 | 0 | 0 | 0 | 0.22352 | 0.2644
1996 | 161.6146 | 0 | 0 | 0 | 0 | 0 | 0 | 0.25603 | 0.27641
1996 | 161.625 | 0 | 0 | 0 | 0 | 0 | 0 | 0.23165 | 0.2644
1996 | 161.6354 | 0 | 0 | 0 | 0 | 0 | 0 | 0.23571 | 0.22834
1996 | 161.6458 | 0 | 0 | 0 | 0 | 0 | 0 | 0.21946 | 0.24437
1996 | 161.6562 | 0 | 0 | 0 | 0 | 0 | 0 | 0.21539 | 0.25638
1996 | 161.6667 | 0 | 0 | 0 | 0 | 0 | 0 | 0.21539 | 0.22834
1996 | 161.6771 | 0 | 0 | 0 | 0 | 0 | 0 | 0.21946 | 0.2644
1996 | 161.6875 | 0 | 0 | 0 | 0 | 0 | 0 | 0.21946 | 0.23635
1996 | 161.6979 | 0 | 0 | 0 | 0 | 0 | 0 | 0.18694 | 0.2003
1996 | 161.7083 | 0 | 0 | 0 | 0 | 0 | 0 | 0.19507 | 0.20831
1996 | 161.7187 | 0 | 0 | 0 | 0 | 0 | 0 | 0.15443 | 0.16425
1996 | 161.7292 | 0 | 0 | 0 | 0 | 0 | 0 | 0.17069 | 0.21632
1996 | 161.7396 | 0 | 0 | 0 | 0 | 0 | 0 | 0.16662 | 0.18027
1996 | 161.75 | 0 | 0 | 0 | 0 | 0 | 0 | 0.1463 | 0.17626
1996 | 161.7604 | 0 | 0 | 0 | 0 | 0 | 0 | 0.085344 | 0.10816
1996 | 161.7708 | 0 | 0 | 0 | 0 | 0 | 0 | 0.1016 | 0.12018
1996 | 161.7812 | 0 | 0 | 0 | 0 | 0 | 0 | 0.065024 | 0.096144
1996 | 161.7917 | 0 | 0 | 0 | 0 | 0 | 0 | 0.077216 | 0.088132
1996 | 161.8021 | 0 | 0 | 0 | 0 | 0 | 0 | 0.052832 | 0.056084
1996 | 161.8125 | 0 | 0 | 0 | 0 | 0 | 0 | 0.052832 | 0.072108
1996 | 161.8229 | 0 | 0 | 0 | 0 | 0 | 0 | 0.065024 | 0.08012
1996 | 161.8333 | 0 | 0 | 0 | 0 | 0 | 0 | 0.052832 | 0.06009
1996 | 161.8437 | 0 | 0 | 0 | 0 | 0 | 0 | 0.044704 | 0.052078
1996 | 161.8542 | 0 | 0 | 0 | 0 | 0 | 0 | 0.036576 | 0.048072
1996 | 161.8646 | 0 | 0 | 0 | 0 | 0 | 0 | 0.032512 | 0.024036
1996 | 161.875 | 0 | 0 | 0 | 0 | 0 | 0 | 0.02032 | 0.028042
1996 | 161.8854 | 0 | 0 | 0 | 0 | 0 | 0 | 0.048768 | 0.04006
1996 | 161.8958 | 0 | 0 | 0 | 0 | 0 | 0 | 0.048768 | 0.048072
1996 | 161.9062 | 0 | 0 | 0 | 0 | 0 | 0 | 0.048768 | 0.06009
1996 | 161.9167 | 0 | 0 | 0 | 0 | 0 | 0 | 0.056896 | 0.06009
1996 | 161.9271 | 0 | 0 | 0 | 0 | 0 | 0 | 0.052832 | 0.052078
1996 | 161.9375 | 0 | 0 | 0 | 0 | 0 | 0 | 0.056896 | 0.064096
1996 | 161.9479 | 0 | 0 | 0 | 0 | 0 | 0 | 0.048768 | 0.048072
1996 | 161.9583 | 0 | 0 | 0 | 0 | 0 | 0 | 0.08128 | 0.068102
1996 | 161.9687 | 0 | 0 | 0 | 0 | 0 | 0 | 0.04064 | 0.044066
1996 | 161.9792 | 0 | 0 | 0.13005 | 0.088132 | 0 | 0 | 0.004064 | 0.016024
1996 | 161.9896 | 0 | 0 | 0.056896 | 0.072108 | 0 | 0 | 0.008128 | 0.008012
1996 | 162 | 0 | 0 | 0.2032 | 0.20831 | 0 | 0 | 0 | 1.1369e-13
1996 | 162.0104 | 0 | 0 | 0.097536 | 0.12819 | 0 | 0 | 0.004064 | -0.008012
1996 | 162.0208 | 0 | 0 | 0 | 0 | 0 | 0 | -0.004064 | 0
1996 | 162.0312 | 0 | 0 | 0 | 0 | 0 | 0 | -0.008128 | 0.008012
1996 | 162.0417 | 0 | 0 | 0 | 0 | 0 | 0 | 0.012192 | 0.004006
1996 | 162.0521 | 0 | 0 | 0 | 0 | 0 | 0 | 0.012192 | 0.012018
1996 | 162.0625 | 0 | 0 | 0 | 0 | 0 | 0 | 0.016256 | 0.016024
1996 | 162.0729 | 0 | 0 | 0 | 0 | 0 | 0 | 0.028448 | 0.02003
1996 | 162.0833 | 0 | 0 | 0 | 0 | 0 | 0 | 0.02032 | 0.016024
1996 | 162.0937 | 0 | 0 | 0 | 0 | 0 | 0 | 0.004064 | 0.012018
1996 | 162.1042 | 0 | 0 | 0 | 0 | 0 | 0 | 0.004064 | 0.004006
1996 | 162.1146 | 0 | 0 | 0 | 0 | 0 | 0 | 0.008128 | 0.008012
1996 | 162.125 | 0 | 0 | 0 | 0 | 0 | 0 | 0.004064 | 0.004006
1996 | 162.1354 | 0 | 0 | 0 | 0 | 0 | 0 | 0 | 0.008012
1996 | 162.1458 | 0 | 0 | 0 | 0 | 0 | 0 | 0.004064 | 0.004006
1996 | 162.1562 | 0 | 0 | 0 | 0 | 0 | 0 | -0.004064 | -0.004006
1996 | 162.1667 | 0 | 0 | 0 | 0 | 0 | 0 | 0.004064 | 0
1996 | 162.1771 | 0 | 0 | 0 | 0 | 0 | 0 | -0.008128 | 0
1996 | 162.1875 | 0 | 0 | 0 | 0 | 0 | 0 | 0 | -0.008012
1996 | 162.1979 | 0 | 0 | 0 | 0 | 0 | 0 | -0.004064 | 0
1996 | 162.2083 | 0 | 0 | 0 | 0 | 0 | 0 | 0 | 0.004006
1996 | 162.2187 | 0 | 0 | 0 | 0 | 0 | 0 | 0 | -0.004006
1996 | 162.2292 | 0 | 0 | 0 | 0 | 0 | 0 | -0.004064 | -0.004006
1996 | 162.2396 | 0 | 0 | 0 | 0 | 0 | 0 | 0 | 0
1996 | 162.25 | 0 | 0 | 0 | 0 | 0 | 0 | -0.004064 | -0.008012
1996 | 162.2604 | 0 | 0 | 0 | 0 | 0 | 0 | -0.004064 | -0.004006
1996 | 162.2708 | 0 | 0 | 0 | 0 | 0 | 0 | 0.008128 | 0.008012
1996 | 162.2812 | 0 | 0 | 0 | 0 | 0 | 0 | 0 | 0
1996 | 162.2917 | 0 | 0 | 0 | 0 | 0 | 0 | -0.004064 | -0.004006
1996 | 162.3021 | 0 | 0 | 0 | 0 | 0 | 0 | 0.008128 | 0.008012
1996 | 162.3125 | 0 | 0 | 0 | 0 | 0 | 0 | 0.016256 | 0.016024
1996 | 162.3229 | 0 | 0 | 0 | 0 | 0 | 0 | 0.032512 | 0.024036
1996 | 162.3333 | 0 | 0 | 0 | 0 | 0 | 0 | 0.036576 | 0.048072
1996 | 162.3437 | 0 | 0 | 0 | 0 | 0 | 0 | 0.06096 | 0.064096
1996 | 162.3542 | 0 | 0 | 0 | 0 | 0 | 0 | 0.065024 | 0.068102
1996 | 162.3646 | 0 | 0 | 0 | 0 | 0 | 0 | 0.08128 | 0.068102
1996 | 162.375 | 0 | 0 | 0 | 0 | 0 | 0 | 0.08128 | 0.092138
1996 | 162.3854 | 0 | 0 | 0 | 0 | 0 | 0 | 0.1016 | 0.10015
1996 | 162.3958 | 0 | 0 | 0 | 0 | 0 | 0 | 0.12192 | 0.11617
1996 | 162.4062 | 0 | 0 | 0 | 0 | 0 | 0 | 0.11786 | 0.12819
1996 | 162.4167 | 0 | 0 | 0 | 0 | 0 | 0 | 0.13411 | 0.1322
1996 | 162.4271 | 0 | 0 | 0 | 0 | 0 | 0 | 0.14224 | 0.15223
1996 | 162.4375 | 0 | 0 | 0 | 0 | 0 | 0 | 0.15443 | 0.16024
1996 | 162.4479 | 0 | 0 | 0 | 0 | 0 | 0 | 0.17475 | 0.17226
1996 | 162.4583 | 0 | 0 | 0 | 0 | 0 | 0 | 0.17475 | 0.16425
1996 | 162.4687 | 0 | 0 | 0 | 0 | 0 | 0 | 0.19101 | 0.19229
1996 | 162.4792 | 0 | 0 | 0 | 0 | 0 | 0 | 0.18288 | 0.18828
1996 | 162.4896 | 0 | 0 | 0 | 0 | 0 | 0 | 0.2032 | 0.20831
1996 | 162.5 | 0 | 0 | 0 | 0 | 0 | 1.995 | 0.19914 | 0.032048
1996 | 162.5104 | 0 | 0 | 0 | 0 | 0 | 10.6079 | 0.19507 | 0
1996 | 162.5208 | 0 | 0 | 0 | 0 | 0 | 10.704 | 0.19914 | 1.1369e-13
1996 | 162.5312 | 0 | 0 | 0 | 0 | 0 | 0.85728 | 0.22758 | 0.16425
1996 | 162.5417 | 0 | 0 | 0 | 0 | 0 | 0 | 0.21946 | 0.22434
1996 | 162.5521 | 0 | 0 | 0 | 0 | 0 | 0 | 0.22758 | 0.22434
1996 | 162.5625 | 0 | 0 | 0 | 0 | 0 | 0 | 0.19914 | 0.22834
1996 | 162.5729 | 0 | 0 | 0 | 0 | 0 | 0 | 0.23165 | 0.22834
1996 | 162.5833 | 0 | 0 | 0 | 0 | 0 | 0 | 0.22352 | 0.22033
1996 | 162.5937 | 0 | 0 | 0 | 0 | 0 | 0 | 0.21946 | 0.24036
1996 | 162.6042 | 0 | 0 | 0 | 0 | 0 | 0 | 0.22758 | 0.22434
1996 | 162.6146 | 0 | 0 | 0 | 0 | 0 | 0 | 0.20726 | 0.22033
1996 | 162.625 | 0 | 0 | 0 | 0 | 0 | 0 | 0.21539 | 0.22033
1996 | 162.6354 | 0 | 0 | 0 | 0 | 0 | 0 | 0.19914 | 0.20831
1996 | 162.6458 | 0 | 0 | 0 | 0 | 0 | 0 | 0.21946 | 0.23235
1996 | 162.6562 | 0 | 0 | 0 | 0 | 0 | 0 | 0.23571 | 0.21232
1996 | 162.6667 | 0 | 0 | 0 | 0 | 0 | 0 | 0.19101 | 0.19629
1996 | 162.6771 | 0 | 0 | 0 | 0 | 0 | 0 | 0.22352 | 0.22033
1996 | 162.6875 | 0 | 0 | 0 | 0 | 0 | 0 | 0.17882 | 0.18027
1996 | 162.6979 | 0 | 0 | 0 | 0 | 0 | 0 | 0.18288 | 0.18027
1996 | 162.7083 | 0 | 0 | 0 | 0 | 0 | 0 | 0.19101 | 0.18428
1996 | 162.7187 | 0 | 0 | 0 | 0 | 0 | 0 | 0.2032 | 0.2003
1996 | 162.7292 | 0 | 0 | 0 | 0 | 0 | 0 | 0.14224 | 0.16425
1996 | 162.7396 | 0 | 0 | 0 | 0 | 0 | 0 | 0.15443 | 0.18027
1996 | 162.75 | 0 | 0 | 0 | 0 | 0 | 0 | 0.15037 | 0.14822
1996 | 162.7604 | 0 | 0 | 0 | 0 | 0 | 0 | 0.15037 | 0.14021
1996 | 162.7708 | 0 | 0 | 0 | 0 | 0 | 0 | 0.093472 | 0.10416
1996 | 162.7812 | 0 | 0 | 0 | 0 | 0 | 0 | 0.06096 | 0.052078
1996 | 162.7917 | 0 | 0 | 0 | 0 | 0 | 0 | 0.069088 | 0.06009
1996 | 162.8021 | 0 | 0 | 0 | 0 | 0 | 0 | 0.052832 | 0.052078
1996 | 162.8125 | 0 | 0 | 0 | 0 | 0 | 0 | 0.028448 | 0.036054
1996 | 162.8229 | 0 | 0 | 0 | 0 | 0 | 0 | 0.04064 | 0.04006
1996 | 162.8333 | 0 | 0 | 0 | 0 | 0 | 0 | 0.065024 | 0.076114
1996 | 162.8437 | 0 | 0 | 0 | 0 | 0 | 0 | 0.065024 | 0.076114
1996 | 162.8542 | 0 | 0 | 0 | 0 | 0 | 0 | 0.065024 | 0.076114
1996 | 162.8646 | 0 | 0 | 0 | 0 | 0 | 0 | 0.056896 | 0.064096
1996 | 162.875 | 0 | 0 | 0 | 0 | 0 | 0 | 0.089408 | 0.072108
1996 | 162.8854 | 0 | 0 | 0 | 0 | 0 | 0 | 0.036576 | 0.056084
1996 | 162.8958 | 0 | 0 | 0 | 0 | 0 | 0 | 0.008128 | 0.012018
1996 | 162.9062 | 0 | 0 | 0 | 0 | 0 | 0 | 0.02032 | 0.012018
1996 | 162.9167 | 0 | 0 | 0 | 0 | 0 | 0 | 0.024384 | 0.036054
1996 | 162.9271 | 0 | 0 | 0 | 0 | 0 | 0 | 0.028448 | 0.04006
1996 | 162.9375 | 0 | 0 | 0 | 0 | 0 | 0 | 0.044704 | 0.048072
1996 | 162.9479 | 0 | 0 | 0 | 0 | 0 | 0 | 0.024384 | 0.024036
1996 | 162.9583 | 0 | 0 | 0 | 0 | 0 | 0 | 0.024384 | 0.024036
1996 | 162.9687 | 0 | 0 | 0 | 0 | 0 | 0 | 0.008128 | 0.016024
1996 | 162.9792 | 0 | 0 | 0 | 0 | 0 | 0 | 0.016256 | 0.024036
1996 | 162.9896 | 0 | 0 | 0 | 0 | 0 | 0 | 0.024384 | 0.032048
1996 | 163 | 0 | 0 | 0 | 0 | 0 | 0 | 0.02032 | 0.02003
1996 | 163.0104 | 0 | 0 | 0 | 0 | 0 | 0 | 0.012192 | 0.016024
1996 | 163.0208 | 0 | 0 | 0 | 0 | 0 | 0 | 0 | 0.008012
1996 | 163.0312 | 0 | 0 | 0 | 0 | 0 | 0 | 0.012192 | 0.012018
1996 | 163.0417 | 0 | 0 | 0 | 0 | 0 | 0 | 0.012192 | 0.012018
1996 | 163.0521 | 0 | 0 | 0 | 0 | 0 | 0 | 0.012192 | 0.02003
1996 | 163.0625 | 0 | 0 | 0 | 0 | 0 | 0 | 0.012192 | 0.02003
1996 | 163.0729 | 0 | 0 | 0 | 0 | 0 | 0 | 0.008128 | 0.008012
1996 | 163.0833 | 0 | 0 | 0 | 0 | 0 | 0 | 0.008128 | 0.008012
1996 | 163.0937 | 0 | 0 | 0 | 0 | 0 | 0 | 0.004064 | 0.008012
1996 | 163.1042 | 0 | 0 | 0 | 0 | 0 | 0 | 0.02032 | 0.012018
1996 | 163.1146 | 0 | 0 | 0 | 0 | 0 | 0 | 0.004064 | 0.004006
1996 | 163.125 | 0 | 0 | 0 | 0 | 0 | 0 | 0 | 0
1996 | 163.1354 | 0 | 0 | 0 | 0 | 0 | 0 | 0.004064 | 0
1996 | 163.1458 | 0 | 0 | 0 | 0 | 0 | 0 | -0.004064 | 0
1996 | 163.1562 | 0 | 0 | 0 | 0 | 0 | 0 | 0.008128 | 0
1996 | 163.1667 | 0 | 0 | 0 | 0 | 0 | 0 | -0.004064 | 0
1996 | 163.1771 | 0 | 0 | 0 | 0 | 0 | 0 | 0.004064 | 0.008012
1996 | 163.1875 | 0 | 0 | 0 | 0 | 0 | 0 | -0.008128 | 0.004006
1996 | 163.1979 | 0 | 0 | 0 | 0 | 0 | 0 | 0.016256 | 0.012018
1996 | 163.2083 | 0 | 0 | 0 | 0 | 0 | 0 | 0.016256 | 0.012018
1996 | 163.2187 | 0 | 0 | 0 | 0 | 0 | 0 | 0.012192 | 0.016024
1996 | 163.2292 | 0 | 0 | 0 | 0 | 0 | 0 | 0.016256 | 0.016024
1996 | 163.2396 | 0 | 0 | 0 | 0 | 0 | 0 | 0 | 0.008012
1996 | 163.25 | 0 | 0 | 0 | 0 | 0 | 0 | 0.008128 | 0.008012
1996 | 163.2604 | 0 | 0 | 0 | 0 | 0 | 0 | 0.004064 | 0.004006
1996 | 163.2708 | 0 | 0 | 0 | 0 | 0 | 0 | 0.008128 | 0.008012
1996 | 163.2812 | 0 | 0 | 0 | 0 | 0 | 0 | 0 | 0.008012
1996 | 163.2917 | 0 | 0 | 0 | 0 | 0 | 0 | 0.056896 | 0.036054
1996 | 163.3021 | 0 | 0 | 0 | 0 | 0 | 0 | 0.036576 | 0.036054
1996 | 163.3125 | 0 | 0 | 0 | 0 | 0 | 0 | 0.056896 | 0.048072
1996 | 163.3229 | 0 | 0 | 0 | 0 | 0 | 0 | 0.065024 | 0.06009
1996 | 163.3333 | 0 | 0 | 0 | 0 | 0 | 0 | 0.069088 | 0.064096
1996 | 163.3437 | 0 | 0 | 0 | 0 | 0 | 0 | 0.085344 | 0.072108
1996 | 163.3542 | 0 | 0 | 0 | 0 | 0 | 0 | 0.1016 | 0.11017
1996 | 163.3646 | 0 | 0 | 0 | 0 | 0 | 0 | 0.11786 | 0.11017
1996 | 163.375 | 0 | 0 | 0 | 0 | 0 | 0 | 0.13818 | 0.1322
1996 | 163.3854 | 0 | 0 | 0 | 0 | 0 | 0 | 0.13818 | 0.14422
1996 | 163.3958 | 0 | 0 | 0 | 0 | 0 | 0 | 0.1585 | 0.16024
1996 | 163.4062 | 0 | 0 | 0 | 0 | 0 | 0 | 0.15606 | 0.16024
1996 | 163.4167 | 0 | 0 | 0 | 0 | 0 | 0 | 0.16825 | 0.16825
1996 | 163.4271 | 0 | 0 | 0 | 0 | 0 | 0 | 0.17475 | 0.17226
1996 | 163.4375 | 0 | 0 | 0 | 0 | 0 | 0 | 0.17475 | 0.18027
1996 | 163.4479 | 0 | 0 | 0 | 0 | 0 | 0 | 0.18288 | 0.19229
1996 | 163.4583 | 0 | 0 | 0 | 0 | 0 | 0 | 0.19507 | 0.19229
1996 | 163.4687 | 0 | 0 | 0 | 0 | 0 | 0 | 0.21539 | 0.20831
1996 | 163.4792 | 0 | 0 | 0 | 0 | 0 | 0 | 0.21539 | 0.22434
1996 | 163.4896 | 0 | 0 | 0 | 0 | 0 | 0 | 0.23165 | 0.24036
1996 | 163.5 | 0 | 0 | 0 | 0 | 0 | 0 | 0.24384 | 0.24036
1996 | 163.5104 | 0 | 0 | 0 | 0 | 0 | 0 | 0.22352 | 0.23635
1996 | 163.5208 | 0 | 0 | 0 | 0 | 0 | 0 | 0.23571 | 0.24036
1996 | 163.5312 | 0 | 0 | 0 | 0 | 0 | 0 | 0.2479 | 0.25638
1996 | 163.5417 | 0 | 0 | 0 | 0 | 0 | 0 | 0.2479 | 0.27641
1996 | 163.5521 | 0 | 0 | 0 | 0 | 0 | 0 | 0.26416 | 0.28042
1996 | 163.5625 | 0 | 0 | 0 | 0 | 0 | 0 | 0.23571 | 0.2644
1996 | 163.5729 | 0 | 0 | 0 | 0 | 0 | 0 | 0.23978 | 0.26039
1996 | 163.5833 | 0 | 0 | 0 | 0 | 0 | 0 | 0.23571 | 0.2644
1996 | 163.5937 | 0 | 0 | 0 | 0 | 0 | 0 | 0.28448 | 0.28843
1996 | 163.6042 | 0 | 0 | 0 | 0 | 0 | 0 | 0.26822 | 0.28443
1996 | 163.6146 | 0 | 0 | 0 | 0 | 0 | 0 | 0.27229 | 0.28042
1996 | 163.625 | 0 | 0 | 0 | 0 | 0 | 0 | 0.17475 | 0.21232
1996 | 163.6354 | 0 | 0 | 0 | 0 | 0 | 0 | 0.28042 | 0.2644
1996 | 163.6458 | 0 | 0 | 0 | 0 | 0 | 0 | 0.28042 | 0.28042
1996 | 163.6562 | 0 | 0 | 0 | 0 | 0 | 0 | 0.26822 | 0.26039
1996 | 163.6667 | 0 | 0 | 0 | 0 | 0 | 0 | 0.22758 | 0.24036
1996 | 163.6771 | 0 | 0 | 0 | 0 | 0 | 0 | 0.26822 | 0.25638
1996 | 163.6875 | 0 | 0 | 0 | 0 | 0 | 0 | 0.21539 | 0.22434
1996 | 163.6979 | 0 | 0 | 0 | 0 | 0 | 0 | 0.18288 | 0.21632
1996 | 163.7083 | 0 | 0 | 0 | 0 | 0 | 0 | 0.18288 | 0.19229
1996 | 163.7187 | 0 | 0 | 0 | 0 | 0 | 0 | 0.12598 | 0.1362
1996 | 163.7292 | 0 | 0 | 0 | 0 | 0 | 0 | 0.1463 | 0.14021
1996 | 163.7396 | 0 | 0 | 0 | 0 | 0 | 0 | 0.10973 | 0.12419
1996 | 163.75 | 0 | 0 | 0 | 0 | 0 | 0 | 0.11786 | 0.14422
1996 | 163.7604 | 0 | 0 | 0 | 0 | 0 | 0 | 0.13818 | 0.16024
1996 | 163.7708 | 0 | 0 | 0 | 0 | 0 | 0 | 0.13005 | 0.1362
1996 | 163.7812 | 0 | 0 | 0 | 0 | 0 | 0 | 0.08128 | 0.11217
1996 | 163.7917 | 0 | 0 | 0 | 0 | 0 | 0 | 0.097536 | 0.088132
1996 | 163.8021 | 0 | 0 | 0 | 0 | 0 | 0 | 0.085344 | 0.092138
1996 | 163.8125 | 0 | 0 | 0 | 0 | 0 | 0 | 0.08128 | 0.068102
1996 | 163.8229 | 0 | 0 | 0 | 0 | 0 | 0 | 0.06096 | 0.072108
1996 | 163.8333 | 0 | 0 | 0 | 0 | 0 | 0 | 0.073152 | 0.072108
1996 | 163.8437 | 0 | 0 | 0 | 0 | 0 | 0 | 0.093472 | 0.06009
1996 | 163.8542 | 0 | 0 | 0.98349 | 0.9374 | 0 | 0 | -0.004064 | 0.028042
1996 | 163.8646 | 0 | 0 | 6.0147 | 6.1853 | 0 | 0 | 0 | 1.1369e-13
1996 | 163.875 | 0 | 0 | 2.414 | 2.4597 | 0 | 0 | -1.1369e-13 | 0
1996 | 163.8854 | 0 | 0 | 1.5118 | 1.4662 | 0 | 0 | -1.1369e-13 | 0
1996 | 163.8958 | 0 | 0 | 0.63398 | 0.81722 | 0 | 0 | 1.1369e-13 | 0
1996 | 163.9062 | 0 | 0 | 0.43078 | 0.36855 | 0 | 0 | 0 | -1.1369e-13
1996 | 163.9167 | 0 | 0 | 0.08128 | 0.088132 | 0 | 0 | 0 | -0.004006
1996 | 163.9271 | 0 | 0 | 0 | 0 | 0 | 0 | 0.077216 | 0.056084
1996 | 163.9375 | 0 | 0 | 0 | 0 | 0 | 0 | 0.044704 | 0.056084
1996 | 163.9479 | 0 | 0 | 0 | 0 | 0 | 0 | 0.032512 | 0.06009
1996 | 163.9583 | 0 | 0 | 0 | 0 | 0 | 0 | 0.008128 | 0.016024
1996 | 163.9687 | 0 | 0 | 0 | 0 | 0 | 0 | 0.044704 | 0.036054
1996 | 163.9792 | 0 | 0 | 0.024384 | 0 | 0 | 0 | -0.004064 | -0.012018
1996 | 163.9896 | 0 | 0 | 0.024384 | 0 | 0 | 0 | 0.004064 | -0.032048
1996 | 164 | 0 | 0 | 0 | 0 | 0 | 0 | 0.036576 | 0.024036
1996 | 164.0104 | 0 | 0 | 0 | 0 | 0 | 0 | 0.016256 | 0.036054
1996 | 164.0208 | 0 | 0 | 0 | 0 | 0 | 0 | 0.052832 | 0.036054
1996 | 164.0312 | 0 | 0 | 0 | 0 | 0 | 0 | 0.032512 | 0.044066
1996 | 164.0417 | 0 | 0 | 0 | 0 | 0 | 0 | 0.016256 | 0.008012
1996 | 164.0521 | 0 | 0 | 0 | 0 | 0 | 0 | 0.02032 | 0.016024
1996 | 164.0625 | 0 | 0 | 0 | 0 | 0 | 0 | 0.008128 | 0.012018
1996 | 164.0729 | 0 | 0 | 0 | 0 | 0 | 0 | 0 | 0.004006
1996 | 164.0833 | 0 | 0 | 0 | 0 | 0 | 0 | 0.008128 | 0.012018
1996 | 164.0937 | 0 | 0 | 0 | 0 | 0 | 0 | 0.008128 | 0.008012
1996 | 164.1042 | 0 | 0 | 0 | 0 | 0 | 0 | 0.016256 | 0.004006
1996 | 164.1146 | 0 | 0 | 0 | 0 | 0 | 0 | 0 | 0.008012
1996 | 164.125 | 0 | 0 | 0 | 0 | 0 | 0 | -0.02032 | -0.004006
1996 | 164.1354 | 0 | 0 | 0 | 0 | 0 | 0 | 0.036576 | 0.02003
1996 | 164.1458 | 0 | 0 | 0 | 0 | 0 | 0 | 0.012192 | 0.012018
1996 | 164.1562 | 0 | 0 | 0 | 0 | 0 | 0 | -0.004064 | -0.004006
1996 | 164.1667 | 0 | 0 | 0 | 0 | 0 | 0 | 0 | 0
1996 | 164.1771 | 0 | 0 | 0 | 0 | 0 | 0 | 0 | 0.004006
1996 | 164.1875 | 0 | 0 | 0 | 0 | 0 | 0 | 0.008128 | 0
1996 | 164.1979 | 0 | 0 | 0 | 0 | 0 | 0 | 0 | 0.008012
1996 | 164.2083 | 0 | 0 | 0 | 0 | 0 | 0 | 0.004064 | 0
1996 | 164.2187 | 0 | 0 | 0 | 0 | 0 | 0 | -0.004064 | 0
1996 | 164.2292 | 0 | 0 | 0 | 0 | 0 | 0 | 0 | 0
1996 | 164.2396 | 0 | 0 | 0 | 0 | 0 | 0 | 0 | -0.004006
1996 | 164.25 | 0 | 0 | 0 | 0 | 0 | 0 | 0 | 0.004006
1996 | 164.2604 | 0 | 0 | 0 | 0 | 0 | 0 | -0.008128 | -0.008012
1996 | 164.2708 | 0 | 0 | 0 | 0 | 0 | 0 | 0.004064 | 0
1996 | 164.2812 | 0 | 0 | 0 | 0 | 0 | 0 | 0 | 0.004006
1996 | 164.2917 | 0 | 0 | 0 | 0 | 0 | 0 | 0.008128 | 0.012018
1996 | 164.3021 | 0 | 0 | 0 | 0 | 0 | 0 | 0.016256 | 0.012018
1996 | 164.3125 | 0 | 0 | 0 | 0 | 0 | 0 | 0.016256 | 0.016024
1996 | 164.3229 | 0 | 0 | 0 | 0 | 0 | 0 | 0.024384 | 0.028042
1996 | 164.3333 | 0 | 0 | 0 | 0 | 0 | 0 | 0.028448 | 0.028042
1996 | 164.3437 | 0 | 0 | 0 | 0 | 0 | 0 | 0.04064 | 0.044066
1996 | 164.3542 | 0 | 0 | 0 | 0 | 0 | 0 | 0.056896 | 0.052078
1996 | 164.3646 | 0 | 0 | 0 | 0 | 0 | 0 | 0.073152 | 0.08012
1996 | 164.375 | 0 | 0 | 0 | 0 | 0 | 0 | 0.097536 | 0.092138
1996 | 164.3854 | 0 | 0 | 0 | 0 | 0 | 0 | 0.1016 | 0.10416
1996 | 164.3958 | 0 | 0 | 0 | 0 | 0 | 0 | 0.12192 | 0.12018
1996 | 164.4062 | 0 | 0 | 0 | 0 | 0 | 0 | 0.13411 | 0.12819
1996 | 164.4167 | 0 | 0 | 0 | 0 | 0 | 0 | 0.13411 | 0.14422
1996 | 164.4271 | 0 | 0 | 0 | 0 | 0 | 0 | 0.15443 | 0.14822
1996 | 164.4375 | 0 | 0 | 0 | 0 | 0 | 0 | 0.15443 | 0.16024
1996 | 164.4479 | 0 | 0 | 0 | 0 | 0 | 0 | 0.11786 | 0.036054
1996 | 164.4583 | 0 | 0 | 0 | 0 | 4.8768 | 9.6625 | -0.008128 | -1.1369e-13
1996 | 164.4687 | 0 | 0 | 0 | 0 | 12.4602 | 10.1833 | 1.1369e-13 | 1.1369e-13
1996 | 164.4792 | 0 | 0 | 0 | 0 | 4.7711 | 0.3365 | 0.04064 | 0.2003
1996 | 164.4896 | 0 | 0 | 0 | 0 | 0 | 0 | 0.24384 | 0.23235
1996 | 164.5 | 0 | 0 | 0 | 0 | 0 | 0 | 0.23571 | 0.23235
1996 | 164.5104 | 0 | 0 | 0 | 0 | 0 | 0 | 0.23978 | 0.23635
1996 | 164.5208 | 0 | 0 | 0 | 0 | 0 | 0 | 0.25197 | 0.25238
1996 | 164.5312 | 0 | 0 | 0 | 0 | 0 | 0 | 0.23978 | 0.23235
1996 | 164.5417 | 0 | 0 | 0 | 0 | 0 | 0 | 0.23571 | 0.22834
1996 | 164.5521 | 0 | 0 | 0 | 0 | 0 | 0 | 0.23978 | 0.24036
1996 | 164.5625 | 0 | 0 | 0 | 0 | 0 | 0 | 0.24384 | 0.24036
1996 | 164.5729 | 0 | 0 | 0 | 0 | 0 | 0 | 0.22758 | 0.24437
1996 | 164.5833 | 0 | 0 | 0 | 0 | 0 | 0 | 0.23165 | 0.24437
1996 | 164.5937 | 0 | 0 | 0 | 0 | 0 | 0 | 0.2479 | 0.24437
1996 | 164.6042 | 0 | 0 | 0 | 0 | 0 | 0 | 0.23165 | 0.22834
1996 | 164.6146 | 0 | 0 | 0 | 0 | 0 | 0 | 0.21946 | 0.22834
1996 | 164.625 | 0 | 0 | 0 | 0 | 0 | 0 | 0.23165 | 0.23235
1996 | 164.6354 | 0 | 0 | 0 | 0 | 0 | 0 | 0.23571 | 0.23235
1996 | 164.6458 | 0 | 0 | 0 | 0 | 0 | 0 | 0.20726 | 0.22033
1996 | 164.6562 | 0 | 0 | 0 | 0 | 0 | 0 | 0.22352 | 0.21232
1996 | 164.6667 | 0 | 0 | 0 | 0 | 0 | 0 | 0.17475 | 0.18027
1996 | 164.6771 | 0 | 0 | 0 | 0 | 0 | 0 | 0.19507 | 0.19629
1996 | 164.6875 | 0 | 0 | 0 | 0 | 0 | 0 | 0.18288 | 0.20831
1996 | 164.6979 | 0 | 0 | 0 | 0 | 0 | 0 | 0.20726 | 0.21232
1996 | 164.7083 | 0 | 0 | 0 | 0 | 0 | 0 | 0.19101 | 0.17226
1996 | 164.7187 | 0 | 0 | 0 | 0 | 0 | 0 | 0.13005 | 0.12819
1996 | 164.7292 | 0 | 0 | 0 | 0 | 0 | 0 | 0.11379 | 0.1362
1996 | 164.7396 | 0 | 0 | 0 | 0 | 0 | 0 | 0.17475 | 0.18027
1996 | 164.75 | 0 | 0 | 0 | 0 | 0 | 0 | 0.16256 | 0.16825
1996 | 164.7604 | 0 | 0 | 0 | 0 | 0 | 0 | 0.12192 | 0.12419
1996 | 164.7708 | 0 | 0 | 0 | 0 | 0 | 0 | 0.10973 | 0.10816
1996 | 164.7812 | 0 | 0 | 0 | 0 | 0 | 0 | 0.085344 | 0.096144
1996 | 164.7917 | 0 | 0 | 0 | 0 | 0 | 0 | 0.08128 | 0.088132
1996 | 164.8021 | 0 | 0 | 0 | 0 | 0 | 0 | 0.089408 | 0.096144
1996 | 164.8125 | 0 | 0 | 0 | 0 | 0 | 0 | 0.077216 | 0.084126
1996 | 164.8229 | 0 | 0 | 0 | 0 | 0 | 0 | 0.052832 | 0.06009
1996 | 164.8333 | 0 | 0 | 0 | 0 | 0 | 0 | 0.036576 | 0.032048
1996 | 164.8437 | 0 | 0 | 0 | 0 | 0 | 0 | 0.004064 | 0.008012
1996 | 164.8542 | 0 | 0 | 0 | 0 | 0 | 0 | 0.004064 | 0.012018
1996 | 164.8646 | 0 | 0 | 0 | 0 | 0 | 0 | 0.004064 | 0.004006
1996 | 164.875 | 0 | 0 | 0 | 0 | 0 | 0 | 0.004064 | 0.004006
1996 | 164.8854 | 0 | 0 | 0 | 0 | 0 | 0 | 0.004064 | 0.012018
1996 | 164.8958 | 0 | 0 | 0 | 0 | 0 | 0 | 0.016256 | 0.012018
1996 | 164.9062 | 0 | 0 | 0 | 0 | 0 | 0 | 0.012192 | 0.016024
1996 | 164.9167 | 0 | 0 | 0 | 0 | 0 | 0 | 0.008128 | 0.016024
1996 | 164.9271 | 0 | 0 | 0 | 0 | 0 | 0 | 0.012192 | 0.008012
1996 | 164.9375 | 0 | 0 | 0 | 0 | 0 | 0 | 0.008128 | 0.02003
1996 | 164.9479 | 0 | 0 | 0 | 0 | 0 | 0 | 0.02032 | 0.012018
1996 | 164.9583 | 0 | 0 | 0 | 0 | 0 | 0 | 0.024384 | 0.04006
1996 | 164.9687 | 0 | 0 | 0 | 0 | 0 | 0 | 0.069088 | 0.06009
1996 | 164.9792 | 0 | 0 | 0 | 0 | 0 | 0 | 0.04064 | 0.04006
1996 | 164.9896 | 0 | 0 | 0 | 0 | 0 | 0 | 0.044704 | 0.048072
1996 | 165 | 0 | 0 | 0 | 0 | 0 | 0 | 0.065024 | 0.056084
1996 | 165.0104 | 0 | 0 | 0 | 0 | 0 | 0 | 0.073152 | 0.056084
1996 | 165.0208 | 0 | 0 | 0 | 0 | 0 | 0 | 0.052832 | 0.06009
1996 | 165.0312 | 0 | 0 | 0 | 0 | 0 | 0 | 0.036576 | 0.036054
1996 | 165.0417 | 0 | 0 | 0 | 0 | 0 | 0 | 0.024384 | 0.024036
1996 | 165.0521 | 0 | 0 | 0 | 0 | 0 | 0 | 0.028448 | 0.036054
1996 | 165.0625 | 0 | 0 | 0 | 0 | 0 | 0 | 0.02032 | 0.016024
1996 | 165.0729 | 0 | 0 | 0 | 0 | 0 | 0 | 0.004064 | 0
1996 | 165.0833 | 0 | 0 | 0 | 0 | 0 | 0 | 0.016256 | 0.012018
1996 | 165.0937 | 0 | 0 | 0 | 0 | 0 | 0 | 0.016256 | 0.012018
1996 | 165.1042 | 0 | 0 | 0 | 0 | 0 | 0 | 0.024384 | 0.024036
1996 | 165.1146 | 0 | 0 | 0 | 0 | 0 | 0 | 0.036576 | 0.032048
1996 | 165.125 | 0 | 0 | 0 | 0 | 0 | 0 | 0.032512 | 0.028042
1996 | 165.1354 | 0 | 0 | 0 | 0 | 0 | 0 | 0.024384 | 0.028042
1996 | 165.1458 | 0 | 0 | 0 | 0 | 0 | 0 | 0.016256 | 0.028042
1996 | 165.1562 | 0 | 0 | 0 | 0 | 0 | 0 | 0.032512 | 0.012018
1996 | 165.1667 | 0 | 0 | 0 | 0 | 0 | 0 | 0.004064 | 0.02003
1996 | 165.1771 | 0 | 0 | 0 | 0 | 0 | 0 | 0.056896 | 0.016024
1996 | 165.1875 | 0 | 0 | 0 | 0 | 0 | 0 | -0.012192 | 0.004006
1996 | 165.1979 | 0 | 0 | 0 | 0 | 0 | 0 | 0.028448 | 0.028042
1996 | 165.2083 | 0 | 0 | 0 | 0 | 0 | 0 | 0.024384 | 0.016024
1996 | 165.2187 | 0 | 0 | 0 | 0 | 0 | 0 | 0.016256 | 0.024036
1996 | 165.2292 | 0 | 0 | 0 | 0 | 0 | 0 | 0.02032 | 0.016024
1996 | 165.2396 | 0 | 0 | 0 | 0 | 0 | 0 | 0.016256 | 0.012018
1996 | 165.25 | 0 | 0 | 0 | 0 | 0 | 0 | 0.008128 | 0.008012
1996 | 165.2604 | 0 | 0 | 0 | 0 | 0 | 0 | 0.004064 | 0
1996 | 165.2708 | 0 | 0 | 0 | 0 | 0 | 0 | 0 | 0.012018
1996 | 165.2812 | 0 | 0 | 0 | 0 | 0 | 0 | 0.02032 | 0.012018
1996 | 165.2917 | 0 | 0 | 0 | 0 | 0 | 0 | 0.012192 | 0.02003
1996 | 165.3021 | 0 | 0 | 0 | 0 | 0 | 0 | 0.04064 | 0.036054
1996 | 165.3125 | 0 | 0 | 0 | 0 | 0 | 0 | 0.036576 | 0.036054
1996 | 165.3229 | 0 | 0 | 0 | 0 | 0 | 0 | 0.032512 | 0.032048
1996 | 165.3333 | 0 | 0 | 0 | 0 | 0 | 0 | 0.032512 | 0.036054
1996 | 165.3437 | 0 | 0 | 0 | 0 | 0 | 0 | 0.036576 | 0.044066
1996 | 165.3542 | 0 | 0 | 0 | 0 | 0 | 0 | 0.048768 | 0.036054
1996 | 165.3646 | 0 | 0 | 0 | 0 | 0 | 0 | 0.06096 | 0.068102
1996 | 165.375 | 0 | 0 | 0 | 0 | 0 | 0 | 0.089408 | 0.092138
1996 | 165.3854 | 0 | 0 | 0 | 0 | 0 | 0 | 0.11379 | 0.10816
1996 | 165.3958 | 0 | 0 | 0 | 0 | 0 | 0 | 0.13005 | 0.1362
1996 | 165.4062 | 0 | 0 | 0 | 0 | 0 | 0 | 0.12598 | 0.12018
1996 | 165.4167 | 0 | 0 | 0 | 0 | 0 | 0 | 0.15443 | 0.15623
1996 | 165.4271 | 0 | 0 | 0 | 0 | 0 | 0 | 0.17475 | 0.16825
1996 | 165.4375 | 0 | 0 | 0 | 0 | 0 | 0 | 0.19914 | 0.18027
1996 | 165.4479 | 0 | 0 | 0 | 0 | 0 | 0 | 0.17882 | 0.18027
1996 | 165.4583 | 0 | 0 | 0 | 0 | 0 | 0 | 0.19101 | 0.20431
1996 | 165.4687 | 0 | 0 | 0 | 0 | 0 | 0 | 0.2032 | 0.19629
1996 | 165.4792 | 0 | 0 | 0 | 0 | 0 | 0 | 0.13005 | 0.1322
1996 | 165.4896 | 0 | 0 | 0 | 0 | 0 | 0 | 0.19507 | 0.19629
1996 | 165.5 | 0 | 0 | 0 | 0 | 0 | 0 | 0.22758 | 0.23235
1996 | 165.5104 | 0 | 0 | 0 | 0 | 0 | 0 | 0.22758 | 0.23635
1996 | 165.5208 | 0 | 0 | 0 | 0 | 0 | 0 | 0.21133 | 0.20831
1996 | 165.5312 | 0 | 0 | 0 | 0 | 0 | 0 | 0.22758 | 0.23635
1996 | 165.5417 | 0 | 0 | 0 | 0 | 0 | 0 | 0.15443 | 0.16825
1996 | 165.5521 | 0 | 0 | 0 | 0 | 0 | 0 | 0.1585 | 0.16825
1996 | 165.5625 | 0 | 0 | 0 | 0 | 0 | 0 | 0.1463 | 0.1362
1996 | 165.5729 | 0 | 0 | 0 | 0 | 0 | 0 | 0.13005 | 0.1362
1996 | 165.5833 | 0 | 0 | 0 | 0 | 0 | 0 | 0.15443 | 0.16024
1996 | 165.5937 | 0 | 0 | 0 | 0 | 0 | 0 | 0.18288 | 0.18428
1996 | 165.6042 | 0 | 0 | 0 | 0 | 0 | 0 | 0.19507 | 0.20431
1996 | 165.6146 | 0 | 0 | 0 | 0 | 0 | 0 | 0.14224 | 0.15623
1996 | 165.625 | 0 | 0 | 0 | 0 | 0 | 0 | 0.16256 | 0.14021
1996 | 165.6354 | 0 | 0 | 0 | 0 | 0 | 0 | 0.15037 | 0.15223
1996 | 165.6458 | 0 | 0 | 0 | 0 | 0 | 0 | 0.12598 | 0.12819
1996 | 165.6562 | 0 | 0 | 0 | 0 | 0 | 0 | 0.10973 | 0.14422
1996 | 165.6667 | 0 | 0 | 0 | 0 | 0 | 0 | 0.17069 | 0.17626
1996 | 165.6771 | 0 | 0 | 0 | 0 | 0 | 0 | 0.12598 | 0.12018
1996 | 165.6875 | 0 | 0 | 0 | 0 | 0 | 0 | 0.17882 | 0.18428
1996 | 165.6979 | 0 | 0 | 0 | 0 | 0 | 0 | 0.19507 | 0.2003
1996 | 165.7083 | 0 | 0 | 0 | 0 | 0 | 0 | 0.13411 | 0.16425
1996 | 165.7187 | 0 | 0 | 0 | 0 | 0 | 0 | 0.15443 | 0.16024
1996 | 165.7292 | 0 | 0 | 0 | 0 | 0 | 0 | 0.15443 | 0.15223
1996 | 165.7396 | 0 | 0 | 0 | 0 | 0 | 0 | 0.13818 | 0.15223
1996 | 165.75 | 0 | 0 | 0 | 0 | 0 | 0 | 0.13005 | 0.14021
1996 | 165.7604 | 0 | 0 | 0 | 0 | 0 | 0 | 0.1016 | 0.11217
1996 | 165.7708 | 0 | 0 | 0 | 0 | 0 | 0 | 0.12192 | 0.088132
1996 | 165.7812 | 0 | 0 | 0 | 0 | 0 | 0 | 0.093472 | 0.10816
1996 | 165.7917 | 0 | 0 | 0 | 0 | 0 | 0 | 0.11379 | 0.11217
1996 | 165.8021 | 0 | 0 | 0 | 0 | 0 | 0 | 0.093472 | 0.10015
1996 | 165.8125 | 0 | 0 | 0 | 0 | 0 | 0 | 0.077216 | 0.08012
1996 | 165.8229 | 0 | 0 | 0 | 0 | 0 | 0 | 0.065024 | 0.064096
1996 | 165.8333 | 0 | 0 | 0 | 0 | 0 | 0 | 0.056896 | 0.056084
1996 | 165.8437 | 0 | 0 | 0 | 0 | 0 | 0 | 0.044704 | 0.056084
1996 | 165.8542 | 0 | 0 | 0 | 0 | 0 | 0 | 0.044704 | 0.044066
1996 | 165.8646 | 0 | 0 | 0 | 0 | 0 | 0 | 0.052832 | 0.052078
1996 | 165.875 | 0 | 0 | 0 | 0 | 0 | 0 | 0.044704 | 0.048072
1996 | 165.8854 | 0 | 0 | 0 | 0 | 0 | 0 | 0.032512 | 0.036054
1996 | 165.8958 | 0 | 0 | 0 | 0 | 0 | 0 | 0.016256 | 0.02003
1996 | 165.9062 | 0 | 0 | 0 | 0 | 0 | 0 | 0.016256 | 0.012018
1996 | 165.9167 | 0 | 0 | 0 | 0 | 0 | 0 | 0.004064 | 0.012018
1996 | 165.9271 | 0 | 0 | 0 | 0 | 0 | 0 | 0.012192 | 0.016024
1996 | 165.9375 | 0 | 0 | 0 | 0 | 0 | 0 | 0.012192 | 0.016024
1996 | 165.9479 | 0 | 0 | 0 | 0 | 0 | 0 | 0.012192 | 0.016024
1996 | 165.9583 | 0 | 0 | 0 | 0 | 0 | 0 | 0.016256 | 0.016024
1996 | 165.9687 | 0 | 0 | 0 | 0 | 0 | 0 | 0.012192 | 0.016024
1996 | 165.9792 | 0 | 0 | 0 | 0 | 0 | 0 | 0 | 0.02003
1996 | 165.9896 | 0 | 0 | 0 | 0 | 0 | 0 | 0.028448 | 0.028042
1996 | 166 | 0 | 0 | 0 | 0 | 0 | 0 | 0.024384 | 0.02003
1996 | 166.0104 | 0 | 0 | 0 | 0 | 0 | 0 | 0.02032 | 0.02003
1996 | 166.0208 | 0 | 0 | 0 | 0 | 0 | 0 | 0.012192 | 0.024036
1996 | 166.0312 | 0 | 0 | 0 | 0 | 0 | 0 | 0.024384 | 0.028042
1996 | 166.0417 | 0 | 0 | 0 | 0 | 0 | 0 | 0.02032 | 0.024036
1996 | 166.0521 | 0 | 0 | 0 | 0 | 0 | 0 | 0.036576 | 0.036054
1996 | 166.0625 | 0 | 0 | 0 | 0 | 0 | 0 | 0.028448 | 0.024036
1996 | 166.0729 | 0 | 0 | 0 | 0 | 0 | 0 | 0.024384 | 0.024036
1996 | 166.0833 | 0 | 0 | 0 | 0 | 0 | 0 | 0.016256 | 0.024036
1996 | 166.0937 | 0 | 0 | 0 | 0 | 0 | 0 | 0.032512 | 0.032048
1996 | 166.1042 | 0 | 0 | 0 | 0 | 0 | 0 | 0.024384 | 0.02003
1996 | 166.1146 | 0 | 0 | 0 | 0 | 0 | 0 | 0.028448 | 0.032048
1996 | 166.125 | 0 | 0 | 0 | 0 | 0 | 0 | 0.028448 | 0.024036
1996 | 166.1354 | 0 | 0 | 0 | 0 | 0 | 0 | 0.008128 | 0.012018
1996 | 166.1458 | 0 | 0 | 0 | 0 | 0 | 0 | 0.032512 | 0.028042
1996 | 166.1562 | 0 | 0 | 0 | 0 | 0 | 0 | 0.032512 | 0.036054
1996 | 166.1667 | 0 | 0 | 0 | 0 | 0 | 0 | 0.04064 | 0.032048
1996 | 166.1771 | 0 | 0 | 0 | 0 | 0 | 0 | 0.028448 | 0.032048
1996 | 166.1875 | 0 | 0 | 0 | 0 | 0 | 0 | 0.028448 | 0.024036
1996 | 166.1979 | 0 | 0 | 0 | 0 | 0 | 0 | 0.028448 | 0.032048
1996 | 166.2083 | 0 | 0 | 0 | 0 | 0 | 0 | 0.024384 | 0.02003
1996 | 166.2187 | 0 | 0 | 0 | 0 | 0 | 0 | 0.016256 | 0.02003
1996 | 166.2292 | 0 | 0 | 0 | 0 | 0 | 0 | 0.016256 | 0.012018
1996 | 166.2396 | 0 | 0 | 0 | 0 | 0 | 0 | 0.016256 | 0.016024
1996 | 166.25 | 0 | 0 | 0 | 0 | 0 | 0 | 0.012192 | 0.008012
1996 | 166.2604 | 0 | 0 | 0 | 0 | 0 | 0 | 0.012192 | 0.008012
1996 | 166.2708 | 0 | 0 | 0 | 0 | 0 | 0 | 0.012192 | 0.012018
1996 | 166.2812 | 0 | 0 | 0 | 0 | 0 | 0 | 0.012192 | 0.016024
1996 | 166.2917 | 0 | 0 | 0 | 0 | 0 | 0 | 0.016256 | 0.02003
1996 | 166.3021 | 0 | 0 | 0 | 0 | 0 | 0 | 0.024384 | 0.02003
1996 | 166.3125 | 0 | 0 | 0 | 0 | 0 | 0 | 0.024384 | 0.028042
1996 | 166.3229 | 0 | 0 | 0 | 0 | 0 | 0 | 0.04064 | 0.036054
1996 | 166.3333 | 0 | 0 | 0 | 0 | 0 | 0 | 0.036576 | 0.044066
1996 | 166.3437 | 0 | 0 | 0 | 0 | 0 | 0 | 0.044704 | 0.04006
1996 | 166.3542 | 0 | 0 | 0 | 0 | 0 | 0 | 0.065024 | 0.068102
1996 | 166.3646 | 0 | 0 | 0 | 0 | 0 | 0 | 0.085344 | 0.096144
1996 | 166.375 | 0 | 0 | 0 | 0 | 0 | 0 | 0.12192 | 0.11217
1996 | 166.3854 | 0 | 0 | 0 | 0 | 0 | 0 | 0.10973 | 0.11217
1996 | 166.3958 | 0 | 0 | 0 | 0 | 0 | 0 | 0.11786 | 0.10816
1996 | 166.4062 | 0 | 0 | 0 | 0 | 6.1935 | 8.012 | 1.1369e-13 | -1.1369e-13
1996 | 166.4167 | 0 | 0 | 0 | 0 | 10.4445 | 6.3936 | 0 | 0.016024
1996 | 166.4271 | 0 | 0 | 0 | 0 | 0.15443 | 0 | 0.056896 | 0.064096
1996 | 166.4375 | 0 | 0 | 0 | 0 | 0 | 0 | 0.077216 | 0.068102
1996 | 166.4479 | 0 | 0 | 0 | 0 | 0 | 0 | 0.06096 | 0.06009
1996 | 166.4583 | 0 | 0 | 0 | 0 | 0 | 0 | 0.08128 | 0.088132
1996 | 166.4687 | 0 | 0 | 0 | 0 | 0 | 0 | 0.089408 | 0.068102
1996 | 166.4792 | 0 | 0 | 0 | 0 | 0 | 0 | 0.077216 | 0.072108
1996 | 166.4896 | 0 | 0 | 0 | 0 | 0 | 0 | 0.069088 | 0.084126
1996 | 166.5 | 0 | 0 | 0 | 0 | 0 | 0 | 0.08128 | 0.076114
1996 | 166.5104 | 0 | 0 | 0 | 0 | 0 | 0 | 0.097536 | 0.12018
1996 | 166.5208 | 0 | 0 | 0 | 0 | 0 | 0 | 0.13411 | 0.12018
1996 | 166.5312 | 0 | 0 | 0 | 0 | 0 | 0 | 0.13411 | 0.1362
1996 | 166.5417 | 0 | 0 | 0 | 0 | 0 | 0 | 0.11786 | 0.12819
1996 | 166.5521 | 0 | 0 | 0 | 0 | 0 | 0 | 0.10973 | 0.10416
1996 | 166.5625 | 0 | 0 | 0 | 0 | 0 | 0 | 0.10973 | 0.11617
1996 | 166.5729 | 0 | 0 | 0 | 0 | 0 | 0 | 0.21133 | 0.22834
1996 | 166.5833 | 0 | 0 | 0 | 0 | 0 | 0 | 0.21946 | 0.22434
1996 | 166.5937 | 0 | 0 | 0 | 0 | 0 | 0 | 0.23978 | 0.23635
1996 | 166.6042 | 0 | 0 | 0 | 0 | 0 | 0 | 0.15037 | 0.16024
1996 | 166.6146 | 0 | 0 | 0 | 0 | 0 | 0 | 0.2032 | 0.19229
1996 | 166.625 | 0 | 0 | 0 | 0 | 0 | 0 | 0.15443 | 0.16825
1996 | 166.6354 | 0 | 0 | 0 | 0 | 0 | 0 | 0.16662 | 0.19229
1996 | 166.6458 | 0 | 0 | 0 | 0 | 0 | 0 | 0.15037 | 0.15223
1996 | 166.6562 | 0 | 0 | 0 | 0 | 0 | 0 | 0.1016 | 0.12018
1996 | 166.6667 | 0 | 0 | 0 | 0 | 0 | 0 | 0.10566 | 0.11617
1996 | 166.6771 | 0 | 0 | 0 | 0 | 0 | 0 | 0.073152 | 0.096144
1996 | 166.6875 | 0 | 0 | 0 | 0 | 0 | 0 | 0.065024 | 0.072108
1996 | 166.6979 | 0 | 0 | 0 | 0 | 0 | 0 | 0 | 0.008012
1996 | 166.7083 | 0 | 0 | 0 | 0 | 0 | 0 | -1.1369e-13 | 0.008012
1996 | 166.7187 | 0 | 0 | 0.024384 | 0.032048 | 0 | 0 | 1.1369e-13 | 0.004006
1996 | 166.7292 | 0 | 0 | 0.097536 | 0.088132 | 0 | 0 | 0 | 1.1369e-13
1996 | 166.7396 | 0 | 0 | 0.17882 | 0.16825 | 0 | 0 | -1.1369e-13 | -1.1369e-13
1996 | 166.75 | 0 | 0 | 0.12192 | 0.14422 | 0 | 0 | -1.1369e-13 | 0
1996 | 166.7604 | 0 | 0 | 0.18694 | 0.15223 | 0 | 0 | 0 | 0
1996 | 166.7708 | 0 | 0 | 0.43078 | 0.4647 | 0 | 0 | -1.1369e-13 | 0
1996 | 166.7812 | 0 | 0 | 0.47955 | 0.44867 | 0 | 0 | 1.1369e-13 | 0
1996 | 166.7917 | 0 | 0 | 0.1463 | 0.17626 | 0 | 0 | -1.1369e-13 | 0.004006
1996 | 166.8021 | 0 | 0 | 0 | 0 | 0 | 0 | 0 | 0.012018
1996 | 166.8125 | 0 | 0 | 0 | 0 | 0 | 0 | 0.016256 | 0.004006
1996 | 166.8229 | 0 | 0 | 0 | 0 | 0 | 0 | 0.016256 | 0.02003
1996 | 166.8333 | 0 | 0 | 0 | 0 | 0 | 0 | 0.02032 | 0.04006
1996 | 166.8437 | 0 | 0 | 0 | 0 | 0 | 0 | 0.04064 | 0.028042
1996 | 166.8542 | 0 | 0 | 0 | 0 | 0 | 0 | 0.02032 | 0.016024
1996 | 166.8646 | 0 | 0 | 0 | 0 | 0 | 0 | 0.02032 | 0.008012
1996 | 166.875 | 0 | 0 | 0 | 0 | 0 | 0 | -0.008128 | 0.008012
1996 | 166.8854 | 0 | 0 | 0 | 0 | 0 | 0 | 0.012192 | 0.008012
1996 | 166.8958 | 0 | 0 | 0 | 0 | 0 | 0 | 0 | 0.004006
1996 | 166.9062 | 0 | 0 | 0 | 0 | 0 | 0 | -0.008128 | 0
1996 | 166.9167 | 0 | 0 | 0 | 0 | 0 | 0 | 0.008128 | -0.008012
1996 | 166.9271 | 0 | 0 | 0 | 0 | 0 | 0 | 0 | 0.008012
1996 | 166.9375 | 0 | 0 | 0 | 0 | 0 | 0 | 0.008128 | -0.004006
1996 | 166.9479 | 0 | 0 | 0 | 0 | 0 | 0 | -0.004064 | -0.004006
1996 | 166.9583 | 0 | 0 | 0 | 0 | 0 | 0 | -0.008128 | 0
1996 | 166.9687 | 0 | 0 | 0 | 0 | 0 | 0 | -0.004064 | -0.008012
1996 | 166.9792 | 0 | 0 | 0 | 0 | 0 | 0 | -0.016256 | -0.008012
1996 | 166.9896 | 0 | 0 | 0 | 0 | 0 | 0 | 0.004064 | 0
1996 | 167 | 0 | 0 | 0 | 0 | 0 | 0 | 0 | -0.008012
1996 | 167.0104 | 0 | 0 | 0 | 0 | 0 | 0 | 0 | -0.004006
1996 | 167.0208 | 0 | 0 | 0 | 0 | 0 | 0 | -0.012192 | 0
1996 | 167.0312 | 0 | 0 | 0 | 0 | 0 | 0 | -0.004064 | -0.004006
1996 | 167.0417 | 0 | 0 | 0 | 0 | 0 | 0 | 0 | -0.004006
1996 | 167.0521 | 0 | 0 | 0 | 0 | 0 | 0 | -0.004064 | -0.004006
1996 | 167.0625 | 0 | 0 | 0 | 0 | 0 | 0 | 0 | 0
1996 | 167.0729 | 0 | 0 | 0 | 0 | 0 | 0 | -0.004064 | 0
1996 | 167.0833 | 0 | 0 | 0 | 0 | 0 | 0 | 0 | -0.008012
1996 | 167.0937 | 0 | 0 | 0 | 0 | 0 | 0 | 0 | 0.004006
1996 | 167.1042 | 0 | 0 | 0 | 0 | 0 | 0 | 0 | 0.004006
1996 | 167.1146 | 0 | 0 | 0 | 0 | 0 | 0 | -0.012192 | -0.008012
1996 | 167.125 | 0 | 0 | 0 | 0 | 0 | 0 | -0.004064 | -0.004006
1996 | 167.1354 | 0 | 0 | 0 | 0 | 0 | 0 | 0 | 0
1996 | 167.1458 | 0 | 0 | 0 | 0 | 0 | 0 | -0.012192 | -0.012018
1996 | 167.1562 | 0 | 0 | 0 | 0 | 0 | 0 | -0.004064 | 0
1996 | 167.1667 | 0 | 0 | 0 | 0 | 0 | 0 | 0.004064 | -0.008012
1996 | 167.1771 | 0.024384 | 0 | 0 | 0 | 0 | 0 | 0.012192 | -0.008012
1996 | 167.1875 | 0 | 0 | 0 | 0 | 0 | 0 | -0.016256 | -0.008012
1996 | 167.1979 | 0 | 0 | 0 | 0 | 0 | 0 | 0 | -0.008012
1996 | 167.2083 | 0 | 0 | 0 | 0 | 0 | 0 | -0.02032 | -0.008012
1996 | 167.2187 | 0 | 0 | 0 | 0 | 0 | 0 | 0.004064 | -0.016024
1996 | 167.2292 | 0 | 0 | 0 | 0 | 0 | 0 | -0.008128 | 0
1996 | 167.2396 | 0 | 0 | 0 | 0 | 0 | 0 | 0.008128 | -0.004006
1996 | 167.25 | 0 | 0 | 0 | 0 | 0 | 0 | 0 | 0.004006
1996 | 167.2604 | 0 | 0 | 0 | 0 | 0 | 0 | -0.008128 | 0.008012
1996 | 167.2708 | 0 | 0 | 0 | 0 | 0 | 0 | 0.008128 | -0.008012
1996 | 167.2812 | 0 | 0 | 0 | 0 | 0 | 0 | -0.004064 | 0
1996 | 167.2917 | 0 | 0 | 0 | 0 | 0 | 0 | 0 | 0.004006
1996 | 167.3021 | 0 | 0 | 0 | 0 | 0 | 0 | 0.024384 | 0.016024
1996 | 167.3125 | 0 | 0 | 0 | 0 | 0 | 0 | 0.024384 | 0.024036
1996 | 167.3229 | 0 | 0 | 0 | 0 | 0 | 0 | 0.024384 | 0.036054
1996 | 167.3333 | 0 | 0 | 0 | 0 | 0 | 0 | 0.036576 | 0.04006
1996 | 167.3437 | 0 | 0 | 0 | 0 | 0 | 0 | 0.032512 | 0.032048
1996 | 167.3542 | 0 | 0 | 0 | 0 | 0 | 0 | 0.04064 | 0.044066
1996 | 167.3646 | 0 | 0 | 0 | 0 | 0 | 0 | 0.065024 | 0.06009
1996 | 167.375 | 0 | 0 | 0 | 0 | 0 | 0 | 0.077216 | 0.08012
1996 | 167.3854 | 0 | 0 | 0 | 0 | 0 | 0 | 0.1016 | 0.10416
1996 | 167.3958 | 0 | 0 | 0 | 0 | 0 | 0 | 0.10973 | 0.10816
1996 | 167.4062 | 0 | 0 | 0 | 0 | 0 | 0 | 0.12598 | 0.12419
1996 | 167.4167 | 0 | 0 | 0 | 0 | 0 | 0 | 0.13818 | 0.14021
1996 | 167.4271 | 0 | 0 | 0 | 0 | 0 | 0 | 0.1463 | 0.15623
1996 | 167.4375 | 0 | 0 | 0 | 0 | 0 | 0 | 0.18694 | 0.18027
1996 | 167.4479 | 0 | 0 | 0 | 0 | 0 | 0 | 0.18288 | 0.2003
1996 | 167.4583 | 0 | 0 | 0 | 0 | 0 | 0 | 0.2032 | 0.21632
1996 | 167.4687 | 0 | 0 | 0 | 0 | 0 | 0 | 0.23165 | 0.22033
1996 | 167.4792 | 0 | 0 | 0 | 0 | 0 | 0 | 0.22758 | 0.23235
1996 | 167.4896 | 0 | 0 | 0 | 0 | 0 | 0 | 0.22352 | 0.24837
1996 | 167.5 | 0 | 0 | 0 | 0 | 0 | 0 | 0.23165 | 0.24837
1996 | 167.5104 | 0 | 0 | 0 | 0 | 0 | 0 | 0.25603 | 0.2644
1996 | 167.5208 | 0 | 0 | 0 | 0 | 0 | 0 | 0.25197 | 0.24437
1996 | 167.5312 | 0 | 0 | 0 | 0 | 0 | 0 | 0.2479 | 0.2644
1996 | 167.5417 | 0 | 0 | 0 | 0 | 0 | 0 | 0.28854 | 0.28843
1996 | 167.5521 | 0 | 0 | 0 | 0 | 0 | 0 | 0.26822 | 0.2684
1996 | 167.5625 | 0 | 0 | 0 | 0 | 0 | 0 | 0.26822 | 0.29244
1996 | 167.5729 | 0 | 0 | 0 | 0 | 0 | 0 | 0.29261 | 0.29244
1996 | 167.5833 | 0 | 0 | 0 | 0 | 0 | 0 | 0.26822 | 0.29244
1996 | 167.5937 | 0 | 0 | 0 | 0 | 0 | 0 | 0.25197 | 0.25638
1996 | 167.6042 | 0 | 0 | 0 | 0 | 0 | 0 | 0.2479 | 0.27641
1996 | 167.6146 | 0 | 0 | 0 | 0 | 0 | 0 | 0.23165 | 0.24036
1996 | 167.625 | 0 | 0 | 0 | 0 | 0 | 0 | 0.21946 | 0.23635
1996 | 167.6354 | 0 | 0 | 0 | 0 | 0 | 0 | 0.25197 | 0.28443
1996 | 167.6458 | 0 | 0 | 0 | 0 | 0 | 0 | 0.23571 | 0.24036
1996 | 167.6562 | 0 | 0 | 0 | 0 | 0 | 0 | 0.2479 | 0.24036
1996 | 167.6667 | 0 | 0 | 0 | 0 | 0 | 0 | 0.21539 | 0.24837
1996 | 167.6771 | 0 | 0 | 0 | 0 | 0 | 0 | 0.20726 | 0.21232
1996 | 167.6875 | 0 | 0 | 0 | 0 | 0 | 0 | 0.16256 | 0.19229
1996 | 167.6979 | 0 | 0 | 0 | 0 | 0 | 0 | 0.15443 | 0.17226
1996 | 167.7083 | 0 | 0 | 0 | 0 | 0 | 0 | 0.17069 | 0.2003
1996 | 167.7187 | 0 | 0 | 0 | 0 | 0 | 0 | 0.19507 | 0.19629
1996 | 167.7292 | 0 | 0 | 0 | 0 | 0 | 0 | 0.17069 | 0.19229
1996 | 167.7396 | 0 | 0 | 0 | 0 | 0 | 0 | 0.1463 | 0.15223
1996 | 167.75 | 0 | 0 | 0 | 0 | 0 | 0 | 0.12192 | 0.12419
1996 | 167.7604 | 0 | 0 | 0 | 0 | 0 | 0 | 0.11786 | 0.12018
1996 | 167.7708 | 0 | 0 | 0 | 0 | 0 | 0 | 0.093472 | 0.10816
1996 | 167.7812 | 0 | 0 | 0 | 0 | 0 | 0 | 0.12192 | 0.12018
1996 | 167.7917 | 0 | 0 | 0 | 0 | 0 | 0 | 0.12192 | 0.12819
1996 | 167.8021 | 0 | 0 | 0 | 0 | 0 | 0 | 0.10566 | 0.11217
1996 | 167.8125 | 0 | 0 | 0 | 0 | 0 | 0 | 0.089408 | 0.092138
1996 | 167.8229 | 0 | 0 | 0 | 0 | 0 | 0 | 0.073152 | 0.084126
1996 | 167.8333 | 0 | 0 | 0 | 0 | 0 | 0 | 0.08128 | 0.076114
1996 | 167.8437 | 0 | 0 | 0 | 0 | 0 | 0 | 0.056896 | 0.068102
1996 | 167.8542 | 0 | 0 | 0 | 0 | 0 | 0 | 0.069088 | 0.048072
1996 | 167.8646 | 0 | 0 | 0 | 0 | 0 | 0 | 0.036576 | 0.044066
1996 | 167.875 | 0 | 0 | 0 | 0 | 0 | 0 | 0.028448 | 0.032048
1996 | 167.8854 | 0 | 0 | 0 | 0 | 0 | 0 | 0.032512 | 0.028042
1996 | 167.8958 | 0 | 0 | 0 | 0 | 0 | 0 | 0.02032 | 0.032048
1996 | 167.9062 | 0 | 0 | 0 | 0 | 0 | 0 | 0.024384 | 0.028042
1996 | 167.9167 | 0 | 0 | 0 | 0 | 0 | 0 | 0.024384 | 0.04006
1996 | 167.9271 | 0 | 0 | 0 | 0 | 0 | 0 | 0.032512 | 0.032048
1996 | 167.9375 | 0 | 0 | 0 | 0 | 0 | 0 | 0.032512 | 0.028042
1996 | 167.9479 | 0 | 0 | 0 | 0 | 0 | 0 | 0.02032 | 0.028042
1996 | 167.9583 | 0 | 0 | 0 | 0 | 0 | 0 | 0.028448 | 0.024036
1996 | 167.9687 | 0 | 0 | 0 | 0 | 0 | 0 | 0.028448 | 0.032048
1996 | 167.9792 | 0 | 0 | 0 | 0 | 0 | 0 | 0.024384 | 0.024036
1996 | 167.9896 | 0 | 0 | 0 | 0 | 0 | 0 | 0.028448 | 0.028042
1996 | 168 | 0 | 0 | 0 | 0 | 0 | 0 | 0.02032 | 0.02003
1996 | 168.0104 | 0 | 0 | 0 | 0 | 0 | 0 | 0.036576 | 0.028042
1996 | 168.0208 | 0 | 0 | 0 | 0 | 0 | 0 | 0.012192 | 0.024036
1996 | 168.0312 | 0 | 0 | 0 | 0 | 0 | 0 | 0.02032 | 0.02003
1996 | 168.0417 | 0 | 0 | 0 | 0 | 0 | 0 | 0.024384 | 0.02003
1996 | 168.0521 | 0 | 0 | 0 | 0 | 0 | 0 | 0.008128 | 0.016024
1996 | 168.0625 | 0 | 0 | 0 | 0 | 0 | 0 | 0.016256 | 0.016024
1996 | 168.0729 | 0 | 0 | 0 | 0 | 0 | 0 | 0.016256 | 0.012018
1996 | 168.0833 | 0 | 0 | 0 | 0 | 0 | 0 | 0.024384 | 0.012018
1996 | 168.0937 | 0 | 0 | 0 | 0 | 0 | 0 | 0.008128 | 0.012018
1996 | 168.1042 | 0 | 0 | 0 | 0 | 0 | 0 | 0.004064 | 0.008012
1996 | 168.1146 | 0 | 0 | 0 | 0 | 0 | 0 | 0 | 0
1996 | 168.125 | 0 | 0 | 0 | 0 | 0 | 0 | 0.008128 | 0
1996 | 168.1354 | 0 | 0 | 0 | 0 | 0 | 0 | 0 | 0
1996 | 168.1458 | 0 | 0 | 0 | 0 | 0 | 0 | 0 | 0
1996 | 168.1562 | 0 | 0 | 0 | 0 | 0 | 0 | 0 | 0
1996 | 168.1667 | 0 | 0 | 0 | 0 | 0 | 0 | -0.008128 | -0.004006
1996 | 168.1771 | 0 | 0 | 0 | 0 | 0 | 0 | -0.004064 | -0.004006
1996 | 168.1875 | 0 | 0 | 0 | 0 | 0 | 0 | -0.004064 | 0
1996 | 168.1979 | 0 | 0 | 0 | 0 | 0 | 0 | 0 | 0
1996 | 168.2083 | 0 | 0 | 0 | 0 | 0 | 0 | 0 | -0.004006
1996 | 168.2187 | 0 | 0 | 0 | 0 | 0 | 0 | -0.008128 | -0.004006
1996 | 168.2292 | 0 | 0 | 0 | 0 | 0 | 0 | 0 | -0.008012
1996 | 168.2396 | 0 | 0 | 0 | 0 | 0 | 0 | -0.008128 | 0
1996 | 168.25 | 0 | 0 | 0 | 0 | 0 | 0 | 0.008128 | 0.008012
1996 | 168.2604 | 0 | 0 | 0 | 0 | 0 | 0 | 0 | 0
1996 | 168.2708 | 0 | 0 | 0 | 0 | 0 | 0 | 0.02032 | 0.008012
1996 | 168.2812 | 0 | 0 | 0 | 0 | 0 | 0 | 0 | 0.008012
1996 | 168.2917 | 0 | 0 | 0 | 0 | 0 | 0 | 0.012192 | 0.008012
1996 | 168.3021 | 0 | 0 | 0 | 0 | 0 | 0 | 0.028448 | 0.024036
1996 | 168.3125 | 0 | 0 | 0 | 0 | 0 | 0 | 0.016256 | 0.028042
1996 | 168.3229 | 0 | 0 | 0 | 0 | 0 | 0 | 0.028448 | 0.02003
1996 | 168.3333 | 0 | 0 | 0 | 0 | 0 | 0 | 0.052832 | 0.048072
1996 | 168.3437 | 0 | 0 | 0 | 0 | 0 | 0 | 0.06096 | 0.06009
1996 | 168.3542 | 0 | 0 | 0 | 0 | 0 | 0 | 0.077216 | 0.068102
1996 | 168.3646 | 0 | 0 | 0 | 0 | 0 | 0 | 0.089408 | 0.084126
1996 | 168.375 | 0 | 0 | 0 | 0 | 0 | 0 | 0.093472 | 0.088132
1996 | 168.3854 | 0 | 0 | 0 | 0 | 0 | 0 | 0.1016 | 0.10015
1996 | 168.3958 | 0 | 0 | 0 | 0 | 0 | 0 | 0.11786 | 0.11217
1996 | 168.4062 | 0 | 0 | 0 | 0 | 0 | 0 | 0.1463 | 0.1322
1996 | 168.4167 | 0 | 0 | 0 | 0 | 0 | 0 | 0.14224 | 0.14822
1996 | 168.4271 | 0 | 0 | 0 | 0 | 0 | 0 | 0.16256 | 0.15623
1996 | 168.4375 | 0 | 0 | 0 | 0 | 0 | 0 | 0.18694 | 0.17226
1996 | 168.4479 | 0 | 0 | 0 | 0 | 0 | 0 | 0.17882 | 0.16825
1996 | 168.4583 | 0 | 0 | 0 | 0 | 0 | 0 | 0.19101 | 0.18428
1996 | 168.4687 | 0 | 0 | 0 | 0 | 0 | 0 | 0.21946 | 0.19629
1996 | 168.4792 | 0 | 0 | 0 | 0 | 0 | 0 | 0.19914 | 0.19629
1996 | 168.4896 | 0 | 0 | 0 | 0 | 0 | 0 | 0.21133 | 0.20431
1996 | 168.5 | 0 | 0 | 0 | 0 | 0 | 0 | 0.21133 | 0.20831
1996 | 168.5104 | 0 | 0 | 0 | 0 | 0 | 0 | 0.23571 | 0.21632
1996 | 168.5208 | 0 | 0 | 0 | 0 | 0 | 0 | 0.22352 | 0.22834
1996 | 168.5312 | 0 | 0 | 0 | 0 | 0 | 0 | 0.21946 | 0.23235
1996 | 168.5417 | 0 | 0 | 0 | 0 | 0 | 0 | 0.23165 | 0.22033
1996 | 168.5521 | 0 | 0 | 0 | 0 | 0 | 0 | 0.19914 | 0.19229
1996 | 168.5625 | 0 | 0 | 0 | 0 | 0 | 0 | 0.16256 | 0.17226
1996 | 168.5729 | 0 | 0 | 0 | 0 | 0 | 0 | 0.21946 | 0.22834
1996 | 168.5833 | 0 | 0 | 0 | 0 | 0 | 0 | 0.23165 | 0.21232
1996 | 168.5937 | 0 | 0 | 0 | 0 | 0 | 0 | 0.2032 | 0.19629
1996 | 168.6042 | 0 | 0 | 0 | 0 | 0 | 0 | 0.23571 | 0.24437
1996 | 168.6146 | 0 | 0 | 0 | 0 | 0 | 0 | 0.18288 | 0.19629
1996 | 168.625 | 0 | 0 | 0 | 0 | 0 | 0 | 0.19101 | 0.20431
1996 | 168.6354 | 0 | 0 | 0 | 0 | 0 | 0 | 0.22352 | 0.2003
1996 | 168.6458 | 0 | 0 | 0 | 0 | 0 | 0 | 0.25603 | 0.24837
1996 | 168.6562 | 0 | 0 | 0 | 0 | 0 | 0 | 0.21133 | 0.20831
1996 | 168.6667 | 0 | 0 | 0 | 0 | 0 | 0 | 0.23978 | 0.19229
1996 | 168.6771 | 0 | 0 | 0 | 0 | 0 | 0 | 0.18694 | 0.17626
1996 | 168.6875 | 0 | 0 | 0 | 0 | 0 | 0 | 0.19101 | 0.15623
1996 | 168.6979 | 0 | 0 | 0 | 0 | 0 | 0 | 0.1463 | 0.16825
1996 | 168.7083 | 0 | 0 | 0 | 0 | 0 | 0 | 0.16662 | 0.14422
1996 | 168.7187 | 0 | 0 | 0 | 0 | 0 | 0 | 0.18288 | 0.18828
1996 | 168.7292 | 0 | 0 | 0 | 0 | 0 | 0 | 0.16256 | 0.14422
1996 | 168.7396 | 0 | 0 | 0 | 0 | 0 | 0 | 0.10973 | 0.10416
1996 | 168.75 | 0 | 0 | 0 | 0 | 0 | 0 | 0.11786 | 0.11217
1996 | 168.7604 | 0 | 0 | 0 | 0 | 0 | 0 | 0.10973 | 0.12419
1996 | 168.7708 | 0 | 0 | 0 | 0 | 0 | 0 | 0.1016 | 0.092138
1996 | 168.7812 | 0 | 0 | 0 | 0 | 0 | 0 | 0.093472 | 0.08012
1996 | 168.7917 | 0 | 0 | 0 | 0 | 0 | 0 | 0.1016 | 0.096144
1996 | 168.8021 | 0 | 0 | 0 | 0 | 0 | 0 | 0.085344 | 0.072108
1996 | 168.8125 | 0 | 0 | 0 | 0 | 0 | 0 | 0.06096 | 0.06009
1996 | 168.8229 | 0 | 0 | 0 | 0 | 0 | 0 | 0.06096 | 0.052078
1996 | 168.8333 | 0 | 0 | 0 | 0 | 0 | 0 | 0.065024 | 0.048072
1996 | 168.8437 | 0 | 0 | 0 | 0 | 0 | 0 | 0.048768 | 0.04006
1996 | 168.8542 | 0 | 0 | 0 | 0 | 0 | 0 | 0.028448 | 0.024036
1996 | 168.8646 | 0 | 0 | 0 | 0 | 0 | 0 | 0.024384 | 0.016024
1996 | 168.875 | 0 | 0 | 0 | 0 | 0 | 0 | 0.012192 | 0.016024
1996 | 168.8854 | 0 | 0 | 0 | 0 | 0 | 0 | 0.016256 | 0.008012
1996 | 168.8958 | 0 | 0 | 0 | 0 | 0 | 0 | 0.012192 | 0.02003
1996 | 168.9062 | 0 | 0 | 0 | 0 | 0 | 0 | 0.044704 | 0.04006
1996 | 168.9167 | 0 | 0 | 0 | 0 | 0 | 0 | 0.016256 | 0.02003
1996 | 168.9271 | 0 | 0 | 0 | 0 | 0 | 0 | 0.016256 | 0.016024
1996 | 168.9375 | 0 | 0 | 0 | 0 | 0 | 0 | 0.008128 | 0.008012
1996 | 168.9479 | 0 | 0 | 0 | 0 | 0 | 0 | 0 | 0.004006
1996 | 168.9583 | 0 | 0 | 0 | 0 | 0 | 0 | 0.004064 | 0.004006
1996 | 168.9687 | 0 | 0 | 0 | 0 | 0 | 0 | 0 | 0
1996 | 168.9792 | 0 | 0 | 0 | 0 | 0 | 0 | 0.004064 | 0
1996 | 168.9896 | 0 | 0 | 0 | 0 | 0 | 0 | -0.008128 | 0
1996 | 169 | 0 | 0 | 0 | 0 | 0 | 0 | 0.008128 | 0
1996 | 169.0104 | 0 | 0 | 0 | 0 | 0 | 0 | -0.008128 | 0
1996 | 169.0208 | 0 | 0 | 0 | 0 | 0 | 0 | 0.004064 | 0
1996 | 169.0312 | 0 | 0 | 0 | 0 | 0 | 0 | -0.004064 | 0
1996 | 169.0417 | 0 | 0 | 0 | 0 | 0 | 0 | -0.004064 | -0.008012
1996 | 169.0521 | 0 | 0 | 0 | 0 | 0 | 0 | 0.004064 | 0.004006
1996 | 169.0625 | 0 | 0 | 0 | 0 | 0 | 0 | 0 | 0.004006
1996 | 169.0729 | 0 | 0 | 0 | 0 | 0 | 0 | -0.004064 | 0
1996 | 169.0833 | 0 | 0 | 0 | 0 | 0 | 0 | 0.004064 | 0
1996 | 169.0937 | 0 | 0 | 0 | 0 | 0 | 0 | 0 | 0
1996 | 169.1042 | 0 | 0 | 0 | 0 | 0 | 0 | 0 | 0
1996 | 169.1146 | 0 | 0 | 0 | 0 | 0 | 0 | 0 | 0
1996 | 169.125 | 0 | 0 | 0 | 0 | 0 | 0 | -0.004064 | 0.004006
1996 | 169.1354 | 0 | 0 | 0 | 0 | 0 | 0 | -0.004064 | -0.004006
1996 | 169.1458 | 0 | 0 | 0 | 0 | 0 | 0 | 0 | 0
1996 | 169.1562 | 0 | 0 | 0 | 0 | 0 | 0 | 0 | 0
1996 | 169.1667 | 0 | 0 | 0 | 0 | 0 | 0 | 0 | 0
1996 | 169.1771 | 0 | 0 | 0 | 0 | 0 | 0 | -0.004064 | -0.004006
1996 | 169.1875 | 0 | 0 | 0 | 0 | 0 | 0 | -0.004064 | 0
1996 | 169.1979 | 0 | 0 | 0 | 0 | 0 | 0 | 0 | -0.004006
1996 | 169.2083 | 0 | 0 | 0 | 0 | 0 | 0 | 0 | 0
1996 | 169.2187 | 0 | 0 | 0 | 0 | 0 | 0 | -0.008128 | 0
1996 | 169.2292 | 0 | 0 | 0 | 0 | 0 | 0 | 0 | -0.008012
1996 | 169.2396 | 0 | 0 | 0 | 0 | 0 | 0 | 0.004064 | 0
1996 | 169.25 | 0 | 0 | 0 | 0 | 0 | 0 | -0.004064 | 0
1996 | 169.2604 | 0 | 0 | 0 | 0 | 0 | 0 | 0.004064 | 0
1996 | 169.2708 | 0 | 0 | 0 | 0 | 0 | 0 | 0 | 0.004006
1996 | 169.2812 | 0 | 0 | 0 | 0 | 0 | 0 | 0.016256 | 0.012018
1996 | 169.2917 | 0 | 0 | 0 | 0 | 0 | 0 | 0.024384 | 0.028042
1996 | 169.3021 | 0 | 0 | 0 | 0 | 0 | 0 | 0.028448 | 0.028042
1996 | 169.3125 | 0 | 0 | 0 | 0 | 0 | 0 | 0.036576 | 0.04006
1996 | 169.3229 | 0 | 0 | 0 | 0 | 0 | 0 | 0.06096 | 0.056084
1996 | 169.3333 | 0 | 0 | 0 | 0 | 0 | 0 | 0.065024 | 0.064096
1996 | 169.3437 | 0 | 0 | 0 | 0 | 0 | 0 | 0.08128 | 0.072108
1996 | 169.3542 | 0 | 0 | 0 | 0 | 0 | 0 | 0.06096 | 0.092138
1996 | 169.3646 | 0 | 0 | 0 | 0 | 0 | 0 | 0.11379 | 0.10015
1996 | 169.375 | 0 | 0 | 0 | 0 | 0 | 0 | 0.10973 | 0.10015
1996 | 169.3854 | 0 | 0 | 0 | 0 | 0 | 0 | 0.11379 | 0.11617
1996 | 169.3958 | 0 | 0 | 0 | 0 | 0 | 0 | 0.12192 | 0.1322
1996 | 169.4062 | 0 | 0 | 0 | 0 | 0 | 0 | 0.1463 | 0.1362
1996 | 169.4167 | 0 | 0 | 0 | 0 | 0 | 0 | 0.15443 | 0.14422
1996 | 169.4271 | 0 | 0 | 0 | 0 | 0 | 0 | 0.1585 | 0.16825
1996 | 169.4375 | 0 | 0 | 0 | 0 | 0 | 0 | 0.17475 | 0.16825
1996 | 169.4479 | 0 | 0 | 0 | 0 | 0 | 0 | 0.18694 | 0.18027
1996 | 169.4583 | 0 | 0 | 0 | 0 | 0 | 0 | 0.18288 | 0.18027
1996 | 169.4687 | 0 | 0 | 0 | 0 | 0 | 0 | 0.19101 | 0.18428
1996 | 169.4792 | 0 | 0 | 0 | 0 | 0 | 0 | 0.14224 | 0.19629
1996 | 169.4896 | 0 | 0 | 0 | 0 | 0 | 0 | 0.16662 | 0.16024
1996 | 169.5 | 0 | 0 | 0 | 0 | 0 | 0 | 0.1585 | 0.11217
1996 | 169.5104 | 0 | 0 | 0 | 0 | 4.5436 | 6.4336 | 0.012192 | 0
1996 | 169.5208 | 0 | 0 | 0 | 0 | 12.2895 | 11.4812 | 1.1369e-13 | 0
1996 | 169.5312 | 0 | 0 | 0 | 0 | 11.3223 | 7.7556 | 0 | 0.028042
1996 | 169.5417 | 0 | 0 | 0 | 0 | 0.63398 | 0 | 0.19101 | 0.24837
1996 | 169.5521 | 0 | 0 | 0 | 0 | 0 | 0 | 0.22758 | 0.23635
1996 | 169.5625 | 0 | 0 | 0 | 0 | 0 | 0 | 0.23978 | 0.24837
1996 | 169.5729 | 0 | 0 | 0 | 0 | 0 | 0 | 0.28042 | 0.26039
1996 | 169.5833 | 0 | 0 | 0 | 0 | 0 | 0 | 0.23571 | 0.23235
1996 | 169.5937 | 0 | 0 | 0 | 0 | 0 | 0 | 0.23978 | 0.24837
1996 | 169.6042 | 0 | 0 | 0 | 0 | 0 | 0 | 0.25197 | 0.24036
1996 | 169.6146 | 0 | 0 | 0 | 0 | 0 | 0 | 0.24384 | 0.2684
1996 | 169.625 | 0 | 0 | 0 | 0 | 0 | 0 | 0.15037 | 0.16425
1996 | 169.6354 | 0 | 0 | 0 | 0 | 0 | 0 | 0.10973 | 0.11617
1996 | 169.6458 | 0 | 0 | 0 | 0 | 0 | 0 | 0.19507 | 0.20431
1996 | 169.6562 | 0 | 0 | 0 | 0 | 0 | 0 | 0.25197 | 0.23235
1996 | 169.6667 | 0 | 0 | 0 | 0 | 0 | 0 | 0.20726 | 0.23235
1996 | 169.6771 | 0 | 0 | 0 | 0 | 0 | 0 | 0.18288 | 0.18428
1996 | 169.6875 | 0 | 0 | 0 | 0 | 0 | 0 | 0.12192 | 0.12018
1996 | 169.6979 | 0 | 0 | 0 | 0 | 0 | 0 | 0.1463 | 0.1362
1996 | 169.7083 | 0 | 0 | 0 | 0 | 0 | 0 | 0.11786 | 0.096144
1996 | 169.7187 | 0 | 0 | 0 | 0 | 0 | 0 | 0.1585 | 0.18027
1996 | 169.7292 | 0 | 0 | 0 | 0 | 0 | 0 | 0.18288 | 0.20831
1996 | 169.7396 | 0 | 0 | 0 | 0 | 0 | 0 | 0.21133 | 0.20831
1996 | 169.75 | 0 | 0 | 0 | 0 | 0 | 0 | 0.18694 | 0.22434
1996 | 169.7604 | 0 | 0 | 0 | 0 | 0 | 0 | 0.16662 | 0.16825
1996 | 169.7708 | 0 | 0 | 0 | 0 | 0 | 0 | 0.13818 | 0.14422
1996 | 169.7812 | 0 | 0 | 0 | 0 | 0 | 0 | 0.15037 | 0.16825
1996 | 169.7917 | 0 | 0 | 0 | 0 | 0 | 0 | 0.12192 | 0.1362
1996 | 169.8021 | 0 | 0 | 0 | 0 | 0 | 0 | 0.11379 | 0.12819
1996 | 169.8125 | 0 | 0 | 0 | 0 | 0 | 0 | 0.12598 | 0.11217
1996 | 169.8229 | 0 | 0 | 0 | 0 | 0 | 0 | 0.073152 | 0.076114
1996 | 169.8333 | 0 | 0 | 0 | 0 | 0 | 0 | 0.065024 | 0.08012
1996 | 169.8437 | 0 | 0 | 0 | 0 | 0 | 0 | 0.065024 | 0.068102
1996 | 169.8542 | 0 | 0 | 0 | 0 | 0 | 0 | 0.1016 | 0.088132
1996 | 169.8646 | 0 | 0 | 0 | 0 | 0 | 0 | 0.044704 | 0.088132
1996 | 169.875 | 0 | 0 | 0 | 0 | 0 | 0 | 0.10566 | 0.076114
1996 | 169.8854 | 0 | 0 | 0 | 0 | 0 | 0 | 0.065024 | 0.052078
1996 | 169.8958 | 0 | 0 | 0 | 0 | 0 | 0 | 0.056896 | 0.06009
1996 | 169.9062 | 0 | 0 | 0 | 0 | 0 | 0 | 0.056896 | 0.048072
1996 | 169.9167 | 0 | 0 | 0 | 0 | 0 | 0 | 0.036576 | 0.04006
1996 | 169.9271 | 0 | 0 | 0 | 0 | 0 | 0 | 0.028448 | 0.04006
1996 | 169.9375 | 0 | 0 | 0 | 0 | 0 | 0 | 0.04064 | 0.036054
1996 | 169.9479 | 0 | 0 | 0 | 0 | 0 | 0 | 0.032512 | 0.04006
1996 | 169.9583 | 0 | 0 | 0 | 0 | 0 | 0 | 0.032512 | 0.036054
1996 | 169.9687 | 0 | 0 | 0 | 0 | 0 | 0 | 0.04064 | 0.032048
1996 | 169.9792 | 0 | 0 | 0 | 0 | 0 | 0 | 0.008128 | 0.004006
1996 | 169.9896 | 0 | 0 | 0 | 0 | 0 | 0 | -0.008128 | 0
1996 | 170 | 0 | 0 | 0 | 0 | 0 | 0 | 0.012192 | 0.008012
1996 | 170.0104 | 0 | 0 | 0 | 0 | 0 | 0 | 0.008128 | 0.008012
1996 | 170.0208 | 0 | 0 | 0 | 0 | 0 | 0 | 0 | 0.008012
1996 | 170.0312 | 0 | 0 | 0 | 0 | 0 | 0 | 0.012192 | 0.008012
1996 | 170.0417 | 0 | 0 | 0 | 0 | 0 | 0 | 0.004064 | 0.008012
1996 | 170.0521 | 0 | 0 | 0 | 0 | 0 | 0 | 0.004064 | 0.008012
1996 | 170.0625 | 0 | 0 | 0 | 0 | 0 | 0 | 0.008128 | 0.004006
1996 | 170.0729 | 0 | 0 | 0 | 0 | 0 | 0 | -0.004064 | 0.008012
1996 | 170.0833 | 0 | 0 | 0 | 0 | 0 | 0 | 0.004064 | 0.004006
1996 | 170.0937 | 0 | 0 | 0 | 0 | 0 | 0 | 0.016256 | 0.008012
1996 | 170.1042 | 0 | 0 | 0 | 0 | 0 | 0 | 0 | 0.008012
1996 | 170.1146 | 0 | 0 | 0 | 0 | 0 | 0 | 0.008128 | 0.012018
1996 | 170.125 | 0 | 0 | 0 | 0 | 0 | 0 | 0 | 0.008012
1996 | 170.1354 | 0 | 0 | 0 | 0 | 0 | 0 | 0.012192 | 0.004006
1996 | 170.1458 | 0 | 0 | 0 | 0 | 0 | 0 | 0 | 0.004006
1996 | 170.1562 | 0 | 0 | 0 | 0 | 0 | 0 | 0.016256 | 0.02003
1996 | 170.1667 | 0 | 0 | 0 | 0 | 0 | 0 | 0.008128 | 0
1996 | 170.1771 | 0 | 0 | 0 | 0 | 0 | 0 | 0 | 0.004006
1996 | 170.1875 | 0 | 0 | 0 | 0 | 0 | 0 | 0 | 0.004006
1996 | 170.1979 | 0 | 0 | 0 | 0 | 0 | 0 | 0 | 0.004006
1996 | 170.2083 | 0 | 0 | 0 | 0 | 0 | 0 | 0 | 0.016024
1996 | 170.2187 | 0 | 0 | 0 | 0 | 0 | 0 | 0.016256 | 0.016024
1996 | 170.2292 | 0 | 0 | 0 | 0 | 0 | 0 | 0.02032 | 0.012018
1996 | 170.2396 | 0 | 0 | 0 | 0 | 0 | 0 | 0.004064 | 0.008012
1996 | 170.25 | 0 | 0 | 0 | 0 | 0 | 0 | -0.004064 | 0
1996 | 170.2604 | 0 | 0 | 0 | 0 | 0 | 0 | 0.008128 | 0.012018
1996 | 170.2708 | 0 | 0 | 0 | 0 | 0 | 0 | 0.016256 | 0.02003
1996 | 170.2812 | 0 | 0 | 0 | 0 | 0 | 0 | 0.028448 | 0.028042
1996 | 170.2917 | 0 | 0 | 0 | 0 | 0 | 0 | 0.028448 | 0.032048
1996 | 170.3021 | 0 | 0 | 0 | 0 | 0 | 0 | 0.04064 | 0.036054
1996 | 170.3125 | 0 | 0 | 0 | 0 | 0 | 0 | 0.052832 | 0.056084
1996 | 170.3229 | 0 | 0 | 0 | 0 | 0 | 0 | 0.06096 | 0.072108
1996 | 170.3333 | 0 | 0 | 0 | 0 | 0 | 0 | 0.069088 | 0.084126
1996 | 170.3437 | 0 | 0 | 0 | 0 | 0 | 0 | 0.093472 | 0.088132
1996 | 170.3542 | 0 | 0 | 0 | 0 | 0 | 0 | 0.097536 | 0.088132
1996 | 170.3646 | 0 | 0 | 0 | 0 | 0 | 0 | 0.12192 | 0.12419
1996 | 170.375 | 0 | 0 | 0 | 0 | 0 | 0 | 0.13818 | 0.1362
1996 | 170.3854 | 0 | 0 | 0 | 0 | 0 | 0 | 0.16662 | 0.16425
1996 | 170.3958 | 0 | 0 | 0 | 0 | 0 | 0 | 0.17882 | 0.18428
1996 | 170.4062 | 0 | 0 | 0 | 0 | 0 | 0 | 0.2032 | 0.2003
1996 | 170.4167 | 0 | 0 | 0 | 0 | 0 | 0 | 0.2032 | 0.22434
1996 | 170.4271 | 0 | 0 | 0 | 0 | 0 | 0 | 0.26822 | 0.27641
1996 | 170.4375 | 0 | 0 | 0 | 0 | 0 | 0 | 0.30074 | 0.28443
1996 | 170.4479 | 0 | 0 | 0 | 0 | 0 | 0 | 0.32512 | 0.30846
1996 | 170.4583 | 0 | 0 | 0 | 0 | 0 | 0 | 0.30074 | 0.34051
1996 | 170.4687 | 0 | 0 | 0 | 0 | 0 | 0 | 0.33325 | 0.3325
1996 | 170.4792 | 0 | 0 | 0 | 0 | 0 | 0 | 0.34544 | 0.34051
1996 | 170.4896 | 0 | 0 | 0 | 0 | 0 | 0 | 0.32512 | 0.34051
1996 | 170.5 | 0 | 0 | 0 | 0 | 0 | 0 | 0.33731 | 0.35253
1996 | 170.5104 | 0 | 0 | 0 | 0 | 0 | 0 | 0.36576 | 0.34852
1996 | 170.5208 | 0 | 0 | 0 | 0 | 0 | 0 | 0.33731 | 0.35253
1996 | 170.5312 | 0 | 0 | 0 | 0 | 0 | 0 | 0.3495 | 0.35253
1996 | 170.5417 | 0 | 0 | 0 | 0 | 0 | 0 | 0.35357 | 0.34051
1996 | 170.5521 | 0 | 0 | 0 | 0 | 0 | 0 | 0.33325 | 0.34051
1996 | 170.5625 | 0 | 0 | 0 | 0 | 0 | 0 | 0.34544 | 0.35253
1996 | 170.5729 | 0 | 0 | 0 | 0 | 0 | 0 | 0.34544 | 0.3325
1996 | 170.5833 | 0 | 0 | 0 | 0 | 0 | 0 | 0.34544 | 0.37256
1996 | 170.5937 | 0 | 0 | 0 | 0 | 0 | 0 | 0.2601 | 0.28843
1996 | 170.6042 | 0 | 0 | 0 | 0 | 0 | 0 | 0.25197 | 0.27241
1996 | 170.6146 | 0 | 0 | 0 | 0 | 0 | 0 | 0.29261 | 0.28443
1996 | 170.625 | 0 | 0 | 0 | 0 | 0 | 0 | 0.23571 | 0.22834
1996 | 170.6354 | 0 | 0 | 0 | 0 | 0 | 0 | 0.17475 | 0.2003
1996 | 170.6458 | 0 | 0 | 0 | 0 | 0 | 0 | 0.28042 | 0.29644
1996 | 170.6562 | 0 | 0 | 0 | 0 | 0 | 0 | 0.35763 | 0.34051
1996 | 170.6667 | 0 | 0 | 0 | 0 | 0 | 0 | 0.33325 | 0.34051
1996 | 170.6771 | 0 | 0 | 0 | 0 | 0 | 0 | 0.28854 | 0.28843
1996 | 170.6875 | 0 | 0 | 0 | 0 | 0 | 0 | 0.29667 | 0.30045
1996 | 170.6979 | 0 | 0 | 0 | 0 | 0 | 0 | 0.33325 | 0.30846
1996 | 170.7083 | 0 | 0 | 0 | 0 | 0 | 0 | 0.30886 | 0.31247
1996 | 170.7187 | 0 | 0 | 0 | 0 | 0 | 0 | 0.26416 | 0.27241
1996 | 170.7292 | 0 | 0 | 0 | 0 | 0 | 0 | 0.2032 | 0.20431
1996 | 170.7396 | 0 | 0 | 0 | 0 | 0 | 0 | 0.12192 | 0.12018
1996 | 170.75 | 0 | 0 | 0 | 0 | 0 | 0 | 0.20726 | 0.18027
1996 | 170.7604 | 0 | 0 | 0 | 0 | 0 | 0 | 0.17475 | 0.17626
1996 | 170.7708 | 0 | 0 | 0 | 0 | 0 | 0 | 0.16256 | 0.15623
1996 | 170.7812 | 0 | 0 | 0 | 0 | 0 | 0 | 0.13005 | 0.12419
1996 | 170.7917 | 0 | 0 | 0 | 0 | 0 | 0 | 0.13818 | 0.14422
1996 | 170.8021 | 0 | 0 | 0 | 0 | 0 | 0 | 0.12598 | 0.12018
1996 | 170.8125 | 0 | 0 | 0 | 0 | 0 | 0 | 0.1016 | 0.088132
1996 | 170.8229 | 0 | 0 | 0 | 0 | 0 | 0 | 0.08128 | 0.092138
1996 | 170.8333 | 0 | 0 | 0 | 0 | 0 | 0 | 0.077216 | 0.068102
1996 | 170.8437 | 0 | 0 | 0 | 0 | 0 | 0 | 0.06096 | 0.06009
1996 | 170.8542 | 0 | 0 | 0 | 0 | 0 | 0 | 0.06096 | 0.052078
1996 | 170.8646 | 0 | 0 | 0 | 0 | 0 | 0 | 0.052832 | 0.072108
1996 | 170.875 | 0 | 0 | 0 | 0 | 0 | 0 | 0.052832 | 0.052078
1996 | 170.8854 | 0 | 0 | 0 | 0 | 0 | 0 | 0.056896 | 0.06009
1996 | 170.8958 | 0 | 0 | 0 | 0 | 0 | 0 | 0.048768 | 0.048072
1996 | 170.9062 | 0 | 0 | 0 | 0 | 0 | 0 | 0.044704 | 0.052078
1996 | 170.9167 | 0 | 0 | 0 | 0 | 0 | 0 | 0.056896 | 0.052078
1996 | 170.9271 | 0 | 0 | 0 | 0 | 0 | 0 | 0.04064 | 0.044066
1996 | 170.9375 | 0 | 0 | 0 | 0 | 0 | 0 | 0.04064 | 0.036054
1996 | 170.9479 | 0 | 0 | 0 | 0 | 0 | 0 | 0.028448 | 0.036054
1996 | 170.9583 | 0 | 0 | 0 | 0 | 0 | 0 | 0.048768 | 0.052078
1996 | 170.9687 | 0 | 0 | 0 | 0 | 0 | 0 | 0.036576 | 0.04006
1996 | 170.9792 | 0 | 0 | 0 | 0 | 0 | 0 | 0.036576 | 0.04006
1996 | 170.9896 | 0 | 0 | 0 | 0 | 0 | 0 | 0.04064 | 0.032048
1996 | 171 | 0 | 0 | 0 | 0 | 0 | 0 | 0.032512 | 0.032048
1996 | 171.0104 | 0 | 0 | 0 | 0 | 0 | 0 | 0.028448 | 0.032048
1996 | 171.0208 | 0 | 0 | 0 | 0 | 0 | 0 | 0.012192 | 0.028042
1996 | 171.0312 | 0 | 0 | 0 | 0 | 0 | 0 | 0.036576 | 0.024036
1996 | 171.0417 | 0 | 0 | 0 | 0 | 0 | 0 | 0.024384 | 0.028042
1996 | 171.0521 | 0 | 0 | 0 | 0 | 0 | 0 | 0.024384 | 0.04006
1996 | 171.0625 | 0 | 0 | 0 | 0 | 0 | 0 | 0.04064 | 0.024036
1996 | 171.0729 | 0 | 0 | 0 | 0 | 0 | 0 | 0.012192 | 0.024036
1996 | 171.0833 | 0 | 0 | 0 | 0 | 0 | 0 | 0.032512 | 0.036054
1996 | 171.0937 | 0 | 0 | 0 | 0 | 0 | 0 | 0.036576 | 0.036054
1996 | 171.1042 | 0 | 0 | 0 | 0 | 0 | 0 | 0.032512 | 0.036054
1996 | 171.1146 | 0 | 0 | 0 | 0 | 0 | 0 | 0.02032 | 0.032048
1996 | 171.125 | 0 | 0 | 0 | 0 | 0 | 0 | 0.04064 | 0.044066
1996 | 171.1354 | 0 | 0 | 0 | 0 | 0 | 0 | 0.044704 | 0.036054
1996 | 171.1458 | 0 | 0 | 0 | 0 | 0 | 0 | 0.028448 | 0.036054
1996 | 171.1562 | 0 | 0 | 0 | 0 | 0 | 0 | 0.036576 | 0.032048
1996 | 171.1667 | 0 | 0 | 0 | 0 | 0 | 0 | 0.028448 | 0.028042
1996 | 171.1771 | 0 | 0 | 0 | 0 | 0 | 0 | 0.032512 | 0.036054
1996 | 171.1875 | 0 | 0 | 0 | 0 | 0 | 0 | 0.028448 | 0.024036
1996 | 171.1979 | 0 | 0 | 0 | 0 | 0 | 0 | 0.016256 | 0.032048
1996 | 171.2083 | 0 | 0 | 0 | 0 | 0 | 0 | 0.016256 | 0.024036
1996 | 171.2187 | 0 | 0 | 0 | 0 | 0 | 0 | 0.04064 | 0.02003
1996 | 171.2292 | 0 | 0 | 0 | 0 | 0 | 0 | 0.016256 | 0.024036
1996 | 171.2396 | 0 | 0 | 0 | 0 | 0 | 0 | 0.02032 | 0.028042
1996 | 171.25 | 0 | 0 | 0 | 0 | 0 | 0 | 0.028448 | 0.02003
1996 | 171.2604 | 0 | 0 | 0 | 0 | 0 | 0 | 0.016256 | 0.02003
1996 | 171.2708 | 0 | 0 | 0 | 0 | 0 | 0 | 0.016256 | 0.024036
1996 | 171.2812 | 0 | 0 | 0 | 0 | 0 | 0 | 0.032512 | 0.032048
1996 | 171.2917 | 0 | 0 | 0 | 0 | 0 | 0 | 0.036576 | 0.036054
1996 | 171.3021 | 0 | 0 | 0 | 0 | 0 | 0 | 0.04064 | 0.056084
1996 | 171.3125 | 0 | 0 | 0 | 0 | 0 | 0 | 0.048768 | 0.06009
1996 | 171.3229 | 0 | 0 | 0 | 0 | 0 | 0 | 0.077216 | 0.08012
1996 | 171.3333 | 0 | 0 | 0 | 0 | 0 | 0 | 0.097536 | 0.096144
1996 | 171.3437 | 0 | 0 | 0 | 0 | 0 | 0 | 0.11379 | 0.11617
1996 | 171.3542 | 0 | 0 | 0 | 0 | 0 | 0 | 0.13818 | 0.12819
1996 | 171.3646 | 0 | 0 | 0 | 0 | 0 | 0 | 0.16256 | 0.16425
1996 | 171.375 | 0 | 0 | 0 | 0 | 0 | 0 | 0.20726 | 0.19629
1996 | 171.3854 | 0 | 0 | 0 | 0 | 0 | 0 | 0.20726 | 0.21232
1996 | 171.3958 | 0 | 0 | 0 | 0 | 0 | 0 | 0.23165 | 0.23235
1996 | 171.4062 | 0 | 0 | 0 | 0 | 0 | 0 | 0.25603 | 0.24837
1996 | 171.4167 | 0 | 0 | 0 | 0 | 0 | 0 | 0.26822 | 0.25638
1996 | 171.4271 | 0 | 0 | 0 | 0 | 0 | 0 | 0.26822 | 0.27241
1996 | 171.4375 | 0 | 0 | 0 | 0 | 0 | 0 | 0.28042 | 0.28443
1996 | 171.4479 | 0 | 0 | 0 | 0 | 0 | 0 | 0.28854 | 0.28843
1996 | 171.4583 | 0 | 0 | 0 | 0 | 0 | 0 | 0.34544 | 0.32449
1996 | 171.4687 | 0 | 0 | 0 | 0 | 0 | 0 | 0.34138 | 0.3365
1996 | 171.4792 | 0 | 0 | 0 | 0 | 0 | 0 | 0.36576 | 0.34452
1996 | 171.4896 | 0 | 0 | 0 | 0 | 0 | 0 | 0.3617 | 0.34051
1996 | 171.5 | 0 | 0 | 0 | 0 | 0 | 0 | 0.2479 | 0.35253
1996 | 171.5104 | 0 | 0 | 0 | 0 | 6.3805 | 2.9244 | 0 | 0.056084
1996 | 171.5208 | 0 | 0 | 0 | 0 | 12.1514 | 11.2408 | -1.1369e-13 | -1.1369e-13
1996 | 171.5312 | 0 | 0 | 0 | 0 | 7.8029 | 9.6945 | 0 | 0
1996 | 171.5417 | 0 | 0 | 0 | 0 | 0.024384 | 0.665 | 0.25197 | 0.22434
1996 | 171.5521 | 0 | 0 | 0 | 0 | 0 | 0 | 0.28042 | 0.28042
1996 | 171.5625 | 0 | 0 | 0 | 0 | 0 | 0 | 0.31699 | 0.34852
1996 | 171.5729 | 0 | 0 | 0 | 0 | 0 | 0 | 0.30886 | 0.30846
1996 | 171.5833 | 0 | 0 | 0 | 0 | 0 | 0 | 0.31293 | 0.31247
1996 | 171.5937 | 0 | 0 | 0 | 0 | 0 | 0 | 0.36576 | 0.35653
1996 | 171.6042 | 0 | 0 | 0 | 0 | 0 | 0 | 0.41453 | 0.39259
1996 | 171.6146 | 0 | 0 | 0 | 0 | 0 | 0 | 0.33325 | 0.32449
1996 | 171.625 | 0 | 0 | 0 | 0 | 0 | 0 | 0.41046 | 0.40461
1996 | 171.6354 | 0 | 0 | 0 | 0 | 0 | 0 | 0.33731 | 0.30846
1996 | 171.6458 | 0 | 0 | 0 | 0 | 0 | 0 | 0.28042 | 0.28443
1996 | 171.6562 | 0 | 0 | 0 | 0 | 0 | 0 | 0.27635 | 0.2644
1996 | 171.6667 | 0 | 0 | 0 | 0 | 0 | 0 | 0.23571 | 0.25638
1996 | 171.6771 | 0 | 0 | 0 | 0 | 0 | 0 | 0.26416 | 0.2644
1996 | 171.6875 | 0 | 0 | 0 | 0 | 0 | 0 | 0.28042 | 0.27641
1996 | 171.6979 | 0 | 0 | 0 | 0 | 0 | 0 | 0.3048 | 0.31247
1996 | 171.7083 | 0 | 0 | 0 | 0 | 0 | 0 | 0.30886 | 0.29644
1996 | 171.7187 | 0 | 0 | 0 | 0 | 0 | 0 | 0.25197 | 0.22834
1996 | 171.7292 | 0 | 0 | 0 | 0 | 0 | 0 | 0.18694 | 0.20431
1996 | 171.7396 | 0 | 0 | 0 | 0 | 0 | 0 | 0.2032 | 0.19229
1996 | 171.75 | 0 | 0 | 0 | 0 | 0 | 0 | 0.17069 | 0.16825
1996 | 171.7604 | 0 | 0 | 0 | 0 | 0 | 0 | 0.13818 | 0.1362
1996 | 171.7708 | 0 | 0 | 0 | 0 | 0 | 0 | 0.16662 | 0.15623
1996 | 171.7812 | 0 | 0 | 0 | 0 | 0 | 0 | 0.08128 | 0.12018
1996 | 171.7917 | 0 | 0 | 0 | 0 | 0 | 0 | 0.14224 | 0.10015
1996 | 171.8021 | 0 | 0 | 0 | 0 | 0 | 0 | 0.044704 | 0.068102
1996 | 171.8125 | 0 | 0 | 0 | 0 | 0 | 0 | 0.004064 | 0.032048
1996 | 171.8229 | 0 | 0 | 0 | 0 | 0 | 0 | 0.012192 | 0.004006
1996 | 171.8333 | 0 | 0 | 0 | 0 | 0 | 0 | -0.008128 | 0
1996 | 171.8437 | 0 | 0 | 0 | 0 | 0 | 0 | 0.012192 | 0.004006
1996 | 171.8542 | 0 | 0 | 0 | 0 | 0 | 0 | 0 | 0
1996 | 171.8646 | 0 | 0 | 0 | 0 | 0 | 0 | 0.004064 | 0
1996 | 171.875 | 0 | 0 | 0 | 0 | 0 | 0 | 0.008128 | 0.036054
1996 | 171.8854 | 0 | 0 | 0 | 0 | 0 | 0 | 0.016256 | 0.016024
1996 | 171.8958 | 0 | 0 | 0 | 0 | 0 | 0 | 0.012192 | 0.028042
1996 | 171.9062 | 0 | 0 | 0 | 0 | 0 | 0 | 0.02032 | 0.02003
1996 | 171.9167 | 0 | 0 | 0 | 0 | 0 | 0 | 0.024384 | 0.016024
1996 | 171.9271 | 0 | 0 | 0 | 0 | 0 | 0 | 0.02032 | 0.016024
1996 | 171.9375 | 0 | 0 | 0 | 0 | 0 | 0 | 0.016256 | 0.008012
1996 | 171.9479 | 0 | 0 | 0 | 0 | 0 | 0 | 0.036576 | 0.016024
1996 | 171.9583 | 0 | 0 | 0 | 0 | 0 | 0 | 0.012192 | 0.024036
1996 | 171.9687 | 0 | 0 | 0 | 0 | 0 | 0 | 0.024384 | 0.028042
1996 | 171.9792 | 0 | 0 | 0 | 0 | 0 | 0 | 0.012192 | 0.02003
1996 | 171.9896 | 0 | 0 | 0 | 0 | 0 | 0 | 0.028448 | 0.02003
1996 | 172 | 0 | 0 | 0 | 0 | 0 | 0 | 0.016256 | 0.02003
1996 | 172.0104 | 0 | 0 | 0 | 0 | 0 | 0 | 0.016256 | 0.02003
1996 | 172.0208 | 0 | 0 | 0 | 0 | 0 | 0 | 0.008128 | 0.004006
1996 | 172.0312 | 0 | 0 | 0 | 0 | 0 | 0 | 0 | 0.012018
1996 | 172.0417 | 0 | 0 | 0 | 0 | 0 | 0 | 0.012192 | 0.012018
1996 | 172.0521 | 0 | 0 | 0 | 0 | 0 | 0 | 0.004064 | 0
1996 | 172.0625 | 0 | 0 | 0 | 0 | 0 | 0 | 0 | 0
1996 | 172.0729 | 0 | 0 | 0 | 0 | 0 | 0 | -0.008128 | 0.004006
1996 | 172.0833 | 0 | 0 | 0 | 0 | 0 | 0 | 0.004064 | -0.004006
1996 | 172.0937 | 0 | 0 | 0 | 0 | 0 | 0 | 0 | 0
1996 | 172.1042 | 0 | 0 | 0 | 0 | 0 | 0 | 0.004064 | 0.008012
1996 | 172.1146 | 0 | 0 | 0 | 0 | 0 | 0 | -0.004064 | -0.004006
1996 | 172.125 | 0 | 0 | 0 | 0 | 0 | 0 | 0 | 0.004006
1996 | 172.1354 | 0 | 0 | 0 | 0 | 0 | 0 | -0.004064 | -0.004006
1996 | 172.1458 | 0 | 0 | 0 | 0 | 0 | 0 | 0.004064 | -0.004006
1996 | 172.1562 | 0 | 0 | 0 | 0 | 0 | 0 | -0.004064 | 0.004006
1996 | 172.1667 | 0 | 0 | 0 | 0 | 0 | 0 | 0.004064 | 0
1996 | 172.1771 | 0 | 0 | 0 | 0 | 0 | 0 | -0.004064 | 0
1996 | 172.1875 | 0 | 0 | 0 | 0 | 0 | 0 | -1.1369e-13 | 0.004006
1996 | 172.1979 | 0 | 0 | 0 | 0 | 0 | 0 | 0.004064 | 0
1996 | 172.2083 | 0 | 0 | 0 | 0 | 0 | 0 | 0 | 0
1996 | 172.2187 | 0 | 0 | 0 | 0 | 0 | 0 | 0.004064 | 0.008012
1996 | 172.2292 | 0 | 0 | 0 | 0 | 0 | 0 | -0.004064 | 0
1996 | 172.2396 | 0 | 0 | 0 | 0 | 0 | 0 | 0.028448 | 0.008012
1996 | 172.25 | 0 | 0 | 0 | 0 | 0 | 0 | 1.1369e-13 | 0.012018
1996 | 172.2604 | 0 | 0 | 0 | 0 | 0 | 0 | 0.028448 | 0.016024
1996 | 172.2708 | 0 | 0 | 0 | 0 | 0 | 0 | 0.016256 | 0.024036
1996 | 172.2812 | 0 | 0 | 0 | 0 | 0 | 0 | 0.044704 | 0.044066
1996 | 172.2917 | 0 | 0 | 0 | 0 | 0 | 0 | 0.056896 | 0.056084
1996 | 172.3021 | 0 | 0 | 0 | 0 | 0 | 0 | 0.048768 | 0.06009
1996 | 172.3125 | 0 | 0 | 0 | 0 | 0 | 0 | 0.10973 | 0.096144
1996 | 172.3229 | 0 | 0 | 0 | 0 | 0 | 0 | 0.089408 | 0.10416
1996 | 172.3333 | 0 | 0 | 0 | 0 | 0 | 0 | 0.12598 | 0.12819
1996 | 172.3437 | 0 | 0 | 0 | 0 | 0 | 0 | 0.1463 | 0.14021
1996 | 172.3542 | 0 | 0 | 0 | 0 | 0 | 0 | 0.15037 | 0.15623
1996 | 172.3646 | 0 | 0 | 0 | 0 | 0 | 0 | 0.16662 | 0.18027
1996 | 172.375 | 0 | 0 | 0 | 0 | 0 | 0 | 0.19914 | 0.18428
1996 | 172.3854 | 0 | 0 | 0 | 0 | 0 | 0 | 0.21133 | 0.20831
1996 | 172.3958 | 0 | 0 | 0 | 0 | 0 | 0 | 0.23165 | 0.22434
1996 | 172.4062 | 0 | 0 | 0 | 0 | 0 | 0 | 0.20726 | 0.22834
1996 | 172.4167 | 0 | 0 | 0 | 0 | 0 | 0 | 0.23165 | 0.19229
1996 | 172.4271 | 0 | 0 | 0 | 0 | 0 | 0 | 0.21133 | 0.20431
1996 | 172.4375 | 0 | 0 | 0 | 0 | 0 | 0 | 0.22352 | 0.20431
1996 | 172.4479 | 0 | 0 | 0 | 0 | 0 | 0 | 0.21946 | 0.21632
1996 | 172.4583 | 0 | 0 | 0 | 0 | 0 | 0 | 0.23978 | 0.22834
1996 | 172.4687 | 0 | 0 | 0 | 0 | 0 | 0 | 0.25197 | 0.23235
1996 | 172.4792 | 0 | 0 | 0 | 0 | 0 | 0 | 0.23978 | 0.25238
1996 | 172.4896 | 0 | 0 | 0 | 0 | 0 | 0 | 0.2601 | 0.25238
1996 | 172.5 | 0 | 0 | 0 | 0 | 0 | 0 | 0.26416 | 0.25638
1996 | 172.5104 | 0 | 0 | 0 | 0 | 0 | 0 | 0.28448 | 0.2684
1996 | 172.5208 | 0 | 0 | 0 | 0 | 0 | 0 | 0.29667 | 0.28843
1996 | 172.5312 | 0 | 0 | 0 | 0 | 0 | 0 | 0.28042 | 0.27641
1996 | 172.5417 | 0 | 0 | 0 | 0 | 0 | 0 | 0.3048 | 0.32048
1996 | 172.5521 | 0 | 0 | 0 | 0 | 0 | 0 | 0.36982 | 0.44066
1996 | 172.5625 | 0 | 0 | 0 | 0 | 0 | 0 | 0.40234 | 0.40461
1996 | 172.5729 | 0 | 0 | 0 | 0 | 0 | 0 | 0.36982 | 0.37256
1996 | 172.5833 | 0 | 0 | 0 | 0 | 0 | 0 | 0.36576 | 0.36455
1996 | 172.5937 | 0 | 0 | 0 | 0 | 0 | 0 | 0.42266 | 0.40861
1996 | 172.6042 | 0 | 0 | 0 | 0 | 0 | 0 | 0.3617 | 0.35253
1996 | 172.6146 | 0 | 0 | 0 | 0 | 0 | 0 | 0.35357 | 0.41662
1996 | 172.625 | 0 | 0 | 0 | 0 | 0 | 0 | 0.38202 | 0.38458
1996 | 172.6354 | 0 | 0 | 0 | 0 | 0 | 0 | 0.34544 | 0.38858
1996 | 172.6458 | 0 | 0 | 0 | 0 | 0 | 0 | 0.4064 | 0.38458
1996 | 172.6562 | 0 | 0 | 0 | 0 | 0 | 0 | 0.43078 | 0.4006
1996 | 172.6667 | 0 | 0 | 0 | 0 | 0 | 0 | 0.29261 | 0.31247
1996 | 172.6771 | 0 | 0 | 0 | 0 | 0 | 0 | 0.28042 | 0.3325
1996 | 172.6875 | 0 | 0 | 0 | 0 | 0 | 0 | 0.32918 | 0.30846
1996 | 172.6979 | 0 | 0 | 0 | 0 | 0 | 0 | 0.31293 | 0.3365
1996 | 172.7083 | 0 | 0 | 0 | 0 | 0 | 0 | 0.32512 | 0.34051
1996 | 172.7187 | 0 | 0 | 0 | 0 | 0 | 0 | 0.26822 | 0.30846
1996 | 172.7292 | 0 | 0 | 0 | 0 | 0 | 0 | 0.34138 | 0.36054
1996 | 172.7396 | 0 | 0 | 0 | 0 | 0 | 0 | 0.26416 | 0.28843
1996 | 172.75 | 0 | 0 | 0 | 0 | 0 | 0 | 0.25603 | 0.28443
1996 | 172.7604 | 0 | 0 | 0 | 0 | 0 | 0 | 0.26822 | 0.2644
1996 | 172.7708 | 0 | 0 | 0 | 0 | 0 | 0 | 0.19101 | 0.22434
1996 | 172.7812 | 0 | 0 | 0 | 0 | 0 | 0 | 0.21539 | 0.22434
1996 | 172.7917 | 0 | 0 | 0 | 0 | 0 | 0 | 0.22758 | 0.21232
1996 | 172.8021 | 0 | 0 | 0 | 0 | 0 | 0 | 0.17475 | 0.20431
1996 | 172.8125 | 0 | 0 | 0 | 0 | 0 | 0 | 0.17069 | 0.18027
1996 | 172.8229 | 0 | 0 | 0 | 0 | 0 | 0 | 0.1585 | 0.15623
1996 | 172.8333 | 0 | 0 | 0 | 0 | 0 | 0 | 0.13411 | 0.12419
1996 | 172.8437 | 0 | 0 | 0 | 0 | 0 | 0 | 0.10566 | 0.10816
1996 | 172.8542 | 0 | 0 | 0 | 0 | 0 | 0 | 0.10566 | 0.10015
1996 | 172.8646 | 0 | 0 | 0 | 0 | 0 | 0 | 0.1016 | 0.10015
1996 | 172.875 | 0 | 0 | 0 | 0 | 0 | 0 | 0.08128 | 0.076114
1996 | 172.8854 | 0 | 0 | 0 | 0 | 0 | 0 | 0.077216 | 0.084126
1996 | 172.8958 | 0 | 0 | 0 | 0 | 0 | 0 | 0.069088 | 0.068102
1996 | 172.9062 | 0 | 0 | 0 | 0 | 0 | 0 | 0.069088 | 0.064096
1996 | 172.9167 | 0 | 0 | 0 | 0 | 0 | 0 | 0.052832 | 0.064096
1996 | 172.9271 | 0 | 0 | 0 | 0 | 0 | 0 | 0.073152 | 0.064096
1996 | 172.9375 | 0 | 0 | 0 | 0 | 0 | 0 | 0.06096 | 0.072108
1996 | 172.9479 | 0 | 0 | 0 | 0 | 0 | 0 | 0.069088 | 0.064096
1996 | 172.9583 | 0 | 0 | 0 | 0 | 0 | 0 | 0.056896 | 0.064096
1996 | 172.9687 | 0 | 0 | 0 | 0 | 0 | 0 | 0.065024 | 0.06009
1996 | 172.9792 | 0 | 0 | 0 | 0 | 0 | 0 | 0.048768 | 0.052078
1996 | 172.9896 | 0 | 0 | 0 | 0 | 0 | 0 | 0.056896 | 0.068102
1996 | 173 | 0 | 0 | 0 | 0 | 0 | 0 | 0.06096 | 0.048072
1996 | 173.0104 | 0 | 0 | 0 | 0 | 0 | 0 | 0.048768 | 0.064096
1996 | 173.0208 | 0 | 0 | 0 | 0 | 0 | 0 | 0.069088 | 0.052078
1996 | 173.0312 | 0 | 0 | 0 | 0 | 0 | 0 | 0.04064 | 0.06009
1996 | 173.0417 | 0 | 0 | 0 | 0 | 0 | 0 | 0.056896 | 0.048072
1996 | 173.0521 | 0 | 0 | 0 | 0 | 0 | 0 | 0.044704 | 0.048072
1996 | 173.0625 | 0 | 0 | 0 | 0 | 0 | 0 | 0.044704 | 0.044066
1996 | 173.0729 | 0 | 0 | 0 | 0 | 0 | 0 | 0.048768 | 0.044066
1996 | 173.0833 | 0 | 0 | 0 | 0 | 0 | 0 | 0.052832 | 0.044066
1996 | 173.0937 | 0 | 0 | 0 | 0 | 0 | 0 | 0.032512 | 0.044066
1996 | 173.1042 | 0 | 0 | 0 | 0 | 0 | 0 | 0.032512 | 0.036054
1996 | 173.1146 | 0 | 0 | 0 | 0 | 0 | 0 | 0.044704 | 0.036054
1996 | 173.125 | 0 | 0 | 0 | 0 | 0 | 0 | 0.028448 | 0.036054
1996 | 173.1354 | 0 | 0 | 0 | 0 | 0 | 0 | 0.036576 | 0.04006
1996 | 173.1458 | 0 | 0 | 0 | 0 | 0 | 0 | 0.028448 | 0.036054
1996 | 173.1562 | 0 | 0 | 0 | 0 | 0 | 0 | 0.024384 | 0.028042
1996 | 173.1667 | 0 | 0 | 0 | 0 | 0 | 0 | 0.036576 | 0.028042
1996 | 173.1771 | 0 | 0 | 0 | 0 | 0 | 0 | 0.032512 | 0.032048
1996 | 173.1875 | 0 | 0 | 0 | 0 | 0 | 0 | 0.02032 | 0.02003
1996 | 173.1979 | 0 | 0 | 0 | 0 | 0 | 0 | 0.024384 | 0.028042
1996 | 173.2083 | 0 | 0 | 0 | 0 | 0 | 0 | 0.024384 | 0.024036
1996 | 173.2187 | 0 | 0 | 0 | 0 | 0 | 0 | 0.024384 | 0.024036
1996 | 173.2292 | 0 | 0 | 0 | 0 | 0 | 0 | 0.016256 | 0.024036
1996 | 173.2396 | 0 | 0 | 0 | 0 | 0 | 0 | 0.02032 | 0.016024
1996 | 173.25 | 0 | 0 | 0 | 0 | 0 | 0 | 0.02032 | 0.024036
1996 | 173.2604 | 0 | 0 | 0 | 0 | 0 | 0 | 0.016256 | 0.032048
1996 | 173.2708 | 0 | 0 | 0 | 0 | 0 | 0 | 0.02032 | 0.016024
1996 | 173.2812 | 0 | 0 | 0 | 0 | 0 | 0 | 0.02032 | 0.004006
1996 | 173.2917 | 0 | 0 | 0 | 0 | 0 | 0 | 0.008128 | 0.02003
1996 | 173.3021 | 0 | 0 | 0 | 0 | 0 | 0 | 0.028448 | 0.036054
1996 | 173.3125 | 0 | 0 | 0 | 0 | 0 | 0 | 0.048768 | 0.048072
1996 | 173.3229 | 0 | 0 | 0 | 0 | 0 | 0 | 0.056896 | 0.068102
1996 | 173.3333 | 0 | 0 | 0 | 0 | 0 | 0 | 0.085344 | 0.096144
1996 | 173.3437 | 0 | 0 | 0 | 0 | 0 | 0 | 0.097536 | 0.12018
1996 | 173.3542 | 0 | 0 | 0 | 0 | 0 | 0 | 0.12598 | 0.14422
1996 | 173.3646 | 0 | 0 | 0 | 0 | 0 | 0 | 0.13005 | 0.1362
1996 | 173.375 | 0 | 0 | 0 | 0 | 0 | 0 | 0.15037 | 0.15623
1996 | 173.3854 | 0 | 0 | 0 | 0 | 0 | 0 | 0.15443 | 0.16024
1996 | 173.3958 | 0 | 0 | 0 | 0 | 0 | 0 | 0.17069 | 0.18027
1996 | 173.4062 | 0 | 0 | 0 | 0 | 0 | 0 | 0.16662 | 0.16825
1996 | 173.4167 | 0 | 0 | 0 | 0 | 0 | 0 | 0.18694 | 0.18027
1996 | 173.4271 | 0 | 0 | 0 | 0 | 0 | 0 | 0.19914 | 0.22434
1996 | 173.4375 | 0 | 0 | 0 | 0 | 0 | 0 | 0.21946 | 0.23235
1996 | 173.4479 | 0 | 0 | 0 | 0 | 0 | 0 | 0.22758 | 0.23235
1996 | 173.4583 | 0 | 0 | 0 | 0 | 0 | 0 | 0.23978 | 0.25238
1996 | 173.4687 | 0 | 0 | 0 | 0 | 0 | 0 | 0.23165 | 0.24036
1996 | 173.4792 | 0 | 0 | 0 | 0 | 0 | 0 | 0.23978 | 0.23235
1996 | 173.4896 | 0 | 0 | 0 | 0 | 0 | 0 | 0.2601 | 0.25638
1996 | 173.5 | 0 | 0 | 0 | 0 | 0 | 0 | 0.25197 | 0.28042
1996 | 173.5104 | 0 | 0 | 0 | 0 | 0 | 0 | 0.24384 | 0.2684
1996 | 173.5208 | 0 | 0 | 0 | 0 | 4.6655 | 2.9244 | -1.1369e-13 | 0.016024
1996 | 173.5312 | 0 | 0 | 0 | 0 | 11.493 | 11.1607 | -1.1369e-13 | 0
1996 | 173.5417 | 0 | 0 | 0 | 0 | 9.0871 | 9.0536 | 1.1369e-13 | 0
1996 | 173.5521 | 0 | 0 | 0 | 0 | 0.23571 | 0.072108 | 0.29261 | 0.4006
1996 | 173.5625 | 0 | 0 | 0 | 0 | 0 | 0 | 0.39014 | 0.42464
1996 | 173.5729 | 0 | 0 | 0 | 0 | 0 | 0 | 0.42266 | 0.43665
1996 | 173.5833 | 0 | 0 | 0 | 0 | 0 | 0 | 0.43891 | 0.43265
1996 | 173.5937 | 0 | 0 | 0 | 0 | 0 | 0 | 0.38608 | 0.41262
1996 | 173.6042 | 0 | 0 | 0 | 0 | 0 | 0 | 0.41046 | 0.42464
1996 | 173.6146 | 0 | 0 | 0 | 0 | 0 | 0 | 0.40234 | 0.43265
1996 | 173.625 | 0 | 0 | 0 | 0 | 0 | 0 | 0.39014 | 0.42864
1996 | 173.6354 | 0 | 0 | 0 | 0 | 0 | 0 | 0.41046 | 0.42063
1996 | 173.6458 | 0 | 0 | 0 | 0 | 0 | 0 | 0.42266 | 0.41662
1996 | 173.6562 | 0 | 0 | 0 | 0 | 0 | 0 | 0.37389 | 0.40861
1996 | 173.6667 | 0 | 0 | 0 | 0 | 0 | 0 | 0.36982 | 0.4006
1996 | 173.6771 | 0 | 0 | 0 | 0 | 0 | 0 | 0.38608 | 0.41662
1996 | 173.6875 | 0 | 0 | 0 | 0 | 0 | 0 | 0.39014 | 0.39659
1996 | 173.6979 | 0 | 0 | 0 | 0 | 0 | 0 | 0.35763 | 0.38458
1996 | 173.7083 | 0 | 0 | 0 | 0 | 0 | 0 | 0.34544 | 0.36855
1996 | 173.7187 | 0 | 0 | 0 | 0 | 0 | 0 | 0.33325 | 0.34051
1996 | 173.7292 | 0 | 0 | 0 | 0 | 0 | 0 | 0.30074 | 0.34051
1996 | 173.7396 | 0 | 0 | 0 | 0 | 0 | 0 | 0.30074 | 0.31247
1996 | 173.75 | 0 | 0 | 0 | 0 | 0 | 0 | 0.28448 | 0.30045
1996 | 173.7604 | 0 | 0 | 0 | 0 | 0 | 0 | 0.23165 | 0.28443
1996 | 173.7708 | 0 | 0 | 0 | 0 | 0 | 0 | 0.2601 | 0.2644
1996 | 173.7812 | 0 | 0 | 0 | 0 | 0 | 0 | 0.23978 | 0.23635
1996 | 173.7917 | 0 | 0 | 0 | 0 | 0 | 0 | 0.19507 | 0.20431
1996 | 173.8021 | 0 | 0 | 0 | 0 | 0 | 0 | 0.17475 | 0.20431
1996 | 173.8125 | 0 | 0 | 0 | 0 | 0 | 0 | 0.16662 | 0.16425
1996 | 173.8229 | 0 | 0 | 0 | 0 | 0 | 0 | 0.1463 | 0.14422
1996 | 173.8333 | 0 | 0 | 0 | 0 | 0 | 0 | 0.10566 | 0.11617
1996 | 173.8437 | 0 | 0 | 0 | 0 | 0 | 0 | 0.097536 | 0.10416
1996 | 173.8542 | 0 | 0 | 0 | 0 | 0 | 0 | 0.10566 | 0.076114
1996 | 173.8646 | 0 | 0 | 0 | 0 | 0 | 0 | 0.08128 | 0.088132
1996 | 173.875 | 0 | 0 | 0 | 0 | 0 | 0 | 0.089408 | 0.088132
1996 | 173.8854 | 0 | 0 | 0 | 0 | 0 | 0 | 0.069088 | 0.072108
1996 | 173.8958 | 0 | 0 | 0 | 0 | 0 | 0 | 0.077216 | 0.064096
1996 | 173.9062 | 0 | 0 | 0 | 0 | 0 | 0 | 0.065024 | 0.072108
1996 | 173.9167 | 0 | 0 | 0 | 0 | 0 | 0 | 0.06096 | 0.06009
1996 | 173.9271 | 0 | 0 | 0 | 0 | 0 | 0 | 0.06096 | 0.06009
1996 | 173.9375 | 0 | 0 | 0 | 0 | 0 | 0 | 0.048768 | 0.048072
1996 | 173.9479 | 0 | 0 | 0 | 0 | 0 | 0 | 0.04064 | 0.06009
1996 | 173.9583 | 0 | 0 | 0 | 0 | 0 | 0 | 0.056896 | 0.048072
1996 | 173.9687 | 0 | 0 | 0 | 0 | 0 | 0 | 0.056896 | 0.052078
1996 | 173.9792 | 0 | 0 | 0 | 0 | 0 | 0 | 0.048768 | 0.052078
1996 | 173.9896 | 0 | 0 | 0 | 0 | 0 | 0 | 0.052832 | 0.048072
1996 | 174 | 0 | 0 | 0 | 0 | 0 | 0 | 0.04064 | 0.044066
1996 | 174.0104 | 0 | 0 | 0 | 0 | 0 | 0 | 0.052832 | 0.064096
1996 | 174.0208 | 0 | 0 | 0 | 0 | 0 | 0 | 0.052832 | 0.048072
1996 | 174.0312 | 0 | 0 | 0 | 0 | 0 | 0 | 0.048768 | 0.052078
1996 | 174.0417 | 0 | 0 | 0 | 0 | 0 | 0 | 0.044704 | 0.044066
1996 | 174.0521 | 0 | 0 | 0 | 0 | 0 | 0 | 0.04064 | 0.044066
1996 | 174.0625 | 0 | 0 | 0 | 0 | 0 | 0 | 0.044704 | 0.036054
1996 | 174.0729 | 0 | 0 | 0 | 0 | 0 | 0 | 0.044704 | 0.036054
1996 | 174.0833 | 0 | 0 | 0 | 0 | 0 | 0 | 0.028448 | 0.04006
1996 | 174.0937 | 0 | 0 | 0 | 0 | 0 | 0 | 0.028448 | 0.028042
1996 | 174.1042 | 0 | 0 | 0 | 0 | 0 | 0 | 0.032512 | 0.032048
1996 | 174.1146 | 0 | 0 | 0 | 0 | 0 | 0 | 0.032512 | 0.036054
1996 | 174.125 | 0 | 0 | 0 | 0 | 0 | 0 | 0.024384 | 0.036054
1996 | 174.1354 | 0 | 0 | 0 | 0 | 0 | 0 | 0.044704 | 0.032048
1996 | 174.1458 | 0 | 0 | 0 | 0 | 0 | 0 | 0.024384 | 0.024036
1996 | 174.1562 | 0 | 0 | 0 | 0 | 0 | 0 | 0.036576 | 0.036054
1996 | 174.1667 | 0 | 0 | 0 | 0 | 0 | 0 | 0.036576 | 0.02003
1996 | 174.1771 | 0 | 0 | 0 | 0 | 0 | 0 | -1.1369e-13 | 0.004006
1996 | 174.1875 | 0 | 0 | 0 | 0 | 0 | 0 | 0.024384 | 0.028042
1996 | 174.1979 | 0 | 0 | 0 | 0 | 0 | 0 | 0.016256 | 0.012018
1996 | 174.2083 | 0 | 0 | 0 | 0 | 0 | 0 | 0.008128 | 0.012018
1996 | 174.2187 | 0 | 0 | 0 | 0 | 0 | 0 | -1.1369e-13 | 0.004006
1996 | 174.2292 | 0 | 0 | 0 | 0 | 0 | 0 | 0.008128 | 0.016024
1996 | 174.2396 | 0 | 0 | 0 | 0 | 0 | 0 | 0.02032 | 0.008012
1996 | 174.25 | 0 | 0 | 0 | 0 | 0 | 0 | 0 | 0.012018
1996 | 174.2604 | 0 | 0 | 0 | 0 | 0 | 0 | 0 | 0.012018
1996 | 174.2708 | 0 | 0 | 0 | 0 | 0 | 0 | 0.032512 | 0.024036
1996 | 174.2812 | 0 | 0 | 0 | 0 | 0 | 0 | 0.028448 | 0.028042
1996 | 174.2917 | 0 | 0 | 0 | 0 | 0 | 0 | 0.044704 | 0.04006
1996 | 174.3021 | 0 | 0 | 0 | 0 | 0 | 0 | 0.052832 | 0.064096
1996 | 174.3125 | 0 | 0 | 0 | 0 | 0 | 0 | 0.073152 | 0.072108
1996 | 174.3229 | 0 | 0 | 0 | 0 | 0 | 0 | 0.08128 | 0.08012
1996 | 174.3333 | 0 | 0 | 0 | 0 | 0 | 0 | 0.073152 | 0.084126
1996 | 174.3437 | 0 | 0 | 0 | 0 | 0 | 0 | 0.1016 | 0.10416
1996 | 174.3542 | 0 | 0 | 0 | 0 | 0 | 0 | 0.12598 | 0.12819
1996 | 174.3646 | 0 | 0 | 0 | 0 | 0 | 0 | 0.13411 | 0.15623
1996 | 174.375 | 0 | 0 | 0 | 0 | 0 | 0 | 0.15443 | 0.16425
1996 | 174.3854 | 0 | 0 | 0 | 0 | 0 | 0 | 0.18694 | 0.18428
1996 | 174.3958 | 0 | 0 | 0 | 0 | 0 | 0 | 0.17069 | 0.19229
1996 | 174.4062 | 0 | 0 | 0 | 0 | 0 | 0 | 0.18288 | 0.20431
1996 | 174.4167 | 0 | 0 | 0 | 0 | 0 | 0 | 0.21946 | 0.22434
1996 | 174.4271 | 0 | 0 | 0 | 0 | 0 | 0 | 0.22352 | 0.24437
1996 | 174.4375 | 0 | 0 | 0 | 0 | 0 | 0 | 0.21133 | 0.23235
1996 | 174.4479 | 0 | 0 | 0 | 0 | 0 | 0 | 0.23571 | 0.23635
1996 | 174.4583 | 0 | 0 | 0 | 0 | 0 | 0 | 0.23978 | 0.25638
1996 | 174.4687 | 0 | 0 | 0 | 0 | 0 | 0 | 0.25197 | 0.2644
1996 | 174.4792 | 0 | 0 | 0 | 0 | 0 | 0 | 0.2479 | 0.24837
1996 | 174.4896 | 0 | 0 | 0 | 0 | 0 | 0 | 0.25197 | 0.26039
1996 | 174.5 | 0 | 0 | 0 | 0 | 0 | 0 | 0.2601 | 0.2684
1996 | 174.5104 | 0 | 0 | 0 | 0 | 0 | 0 | 0.27229 | 0.27241
1996 | 174.5208 | 0 | 0 | 0 | 0 | 0 | 0 | 0.28448 | 0.27641
1996 | 174.5312 | 0 | 0 | 0 | 0 | 0 | 0 | 0.28042 | 0.27241
1996 | 174.5417 | 0 | 0 | 0 | 0 | 0 | 0 | 0.26822 | 0.27641
1996 | 174.5521 | 0 | 0 | 0 | 0 | 0 | 0 | 0.21539 | 0.22033
1996 | 174.5625 | 0 | 0 | 0 | 0 | 0 | 0 | 0.19101 | 0.21632
1996 | 174.5729 | 0 | 0 | 0 | 0 | 0 | 0 | 0.22758 | 0.22834
1996 | 174.5833 | 0 | 0 | 0 | 0 | 0 | 0 | 0.25603 | 0.31247
1996 | 174.5937 | 0 | 0 | 0 | 0 | 0 | 0 | 0.32106 | 0.29244
1996 | 174.6042 | 0 | 0 | 0 | 0 | 0 | 0 | 0.26416 | 0.24837
1996 | 174.6146 | 0 | 0 | 0 | 0 | 0 | 0 | 0.3048 | 0.34452
1996 | 174.625 | 0 | 0 | 0 | 0 | 0 | 0 | 0.34138 | 0.3365
1996 | 174.6354 | 0 | 0 | 0 | 0 | 0 | 0 | 0.26822 | 0.31647
1996 | 174.6458 | 0 | 0 | 0 | 0 | 0 | 0 | 0.34544 | 0.34051
1996 | 174.6562 | 0 | 0 | 0 | 0 | 0 | 0 | 0.29667 | 0.3365
1996 | 174.6667 | 0 | 0 | 0 | 0 | 0 | 0 | 0.29261 | 0.30446
1996 | 174.6771 | 0 | 0 | 0 | 0 | 0 | 0 | 0.33325 | 0.36455
1996 | 174.6875 | 0 | 0 | 0 | 0 | 0 | 0 | 0.29667 | 0.31247
1996 | 174.6979 | 0 | 0 | 0 | 0 | 0 | 0 | 0.30886 | 0.32048
1996 | 174.7083 | 0 | 0 | 0 | 0 | 0 | 0 | 0.28042 | 0.32849
1996 | 174.7187 | 0 | 0 | 0 | 0 | 0 | 0 | 0.26822 | 0.2644
1996 | 174.7292 | 0 | 0 | 0 | 0 | 0 | 0 | 0.22758 | 0.22033
1996 | 174.7396 | 0 | 0 | 0 | 0 | 0 | 0 | 0.21133 | 0.22834
1996 | 174.75 | 0 | 0 | 0 | 0 | 0 | 0 | 0.16662 | 0.15223
1996 | 174.7604 | 0 | 0 | 0 | 0 | 0 | 0 | 0.1016 | 0.08012
1996 | 174.7708 | 0 | 0 | 0 | 0 | 0 | 0 | 0.073152 | 0.088132
1996 | 174.7812 | 0 | 0 | 0 | 0 | 0 | 0 | 0.06096 | 0.072108
1996 | 174.7917 | 0 | 0 | 0 | 0 | 0 | 0 | 0.065024 | 0.044066
1996 | 174.8021 | 0 | 0 | 0 | 0 | 0 | 0 | 0.04064 | 0.052078
1996 | 174.8125 | 0 | 0 | 0 | 0 | 0 | 0 | 0.056896 | 0.04006
1996 | 174.8229 | 0 | 0 | 0 | 0 | 0 | 0 | 0.04064 | 0.04006
1996 | 174.8333 | 0 | 0 | 0 | 0 | 0 | 0 | 0.04064 | 0.036054
1996 | 174.8437 | 0 | 0 | 0 | 0 | 0 | 0 | 0.032512 | 0.036054
1996 | 174.8542 | 0 | 0 | 0 | 0 | 0 | 0 | 0.044704 | 0.028042
1996 | 174.8646 | 0 | 0 | 0 | 0 | 0 | 0 | 0.024384 | 0.008012
1996 | 174.875 | 0 | 0 | 0 | 0 | 0 | 0 | 0.016256 | 0.02003
1996 | 174.8854 | 0 | 0 | 0 | 0 | 0 | 0 | 0.024384 | 0.02003
1996 | 174.8958 | 0 | 0 | 0 | 0 | 0 | 0 | 0.024384 | 0.024036
1996 | 174.9062 | 0 | 0 | 0 | 0 | 0 | 0 | 0.024384 | 0.02003
1996 | 174.9167 | 0 | 0 | 0 | 0 | 0 | 0 | 0.02032 | 0.024036
1996 | 174.9271 | 0 | 0 | 0 | 0 | 0 | 0 | 0.028448 | 0.028042
1996 | 174.9375 | 0 | 0 | 0 | 0 | 0 | 0 | 0.032512 | 0.024036
1996 | 174.9479 | 0 | 0 | 0 | 0 | 0 | 0 | 0.028448 | 0.016024
1996 | 174.9583 | 0 | 0 | 0 | 0 | 0 | 0 | 0.032512 | 0.024036
1996 | 174.9687 | 0 | 0 | 0 | 0 | 0 | 0 | 0 | 0.024036
1996 | 174.9792 | 0 | 0 | 0 | 0 | 0 | 0 | 0.032512 | 0.016024
1996 | 174.9896 | 0 | 0 | 0 | 0 | 0 | 0 | 0.02032 | 0.016024
1996 | 175 | 0 | 0 | 0.04064 | 0.056084 | 0 | 0 | -0.004064 | -0.008012
1996 | 175.0104 | 0 | 0 | 0.08128 | 0.056084 | 0 | 0 | 0 | 0
1996 | 175.0208 | 0 | 0 | 0.53645 | 0.52078 | 0 | 0 | 0 | 2.2737e-13
1996 | 175.0312 | 0 | 0 | 0.52019 | 0.44066 | 0 | 0 | 0 | 0
1996 | 175.0417 | 0 | 0 | 1.6581 | 1.6825 | 0 | 0 | 1.1369e-13 | 0
1996 | 175.0521 | 0 | 0 | 3.6982 | 2.8523 | 0 | 0 | 0 | 1.1369e-13
1996 | 175.0625 | 0 | 0 | 1.4956 | 1.322 | 0 | 0 | 1.1369e-13 | -1.1369e-13
1996 | 175.0729 | 0 | 0 | 1.2598 | 1.362 | 0 | 0 | 0 | 0
1996 | 175.0833 | 0 | 0 | 0.032512 | 0.08012 | 0 | 0 | -0.02032 | -0.008012
1996 | 175.0937 | 0 | 0 | 0 | 0 | 0 | 0 | 0.016256 | 0.02003
1996 | 175.1042 | 0 | 0 | 0 | 0 | 0 | 0 | 0.016256 | 0.024036
1996 | 175.1146 | 0 | 0 | 0 | 0 | 0 | 0 | 0.004064 | 0.008012
1996 | 175.125 | 0 | 0 | 0 | 0 | 0 | 0 | 0.016256 | 0.012018
1996 | 175.1354 | 0 | 0 | 0 | 0 | 0 | 0 | 0.008128 | 0
1996 | 175.1458 | 0 | 0 | 0 | 0 | 0 | 0 | 0 | 0.004006
1996 | 175.1562 | 0 | 0 | 0 | 0 | 0 | 0 | 0.012192 | 0.008012
1996 | 175.1667 | 0 | 0 | 0 | 0 | 0 | 0 | 0 | 0.008012
1996 | 175.1771 | 0 | 0 | 0 | 0 | 0 | 0 | 0.004064 | 0.004006
1996 | 175.1875 | 0 | 0 | 0 | 0 | 0 | 0 | 0.008128 | 0.008012
1996 | 175.1979 | 0 | 0 | 0 | 0 | 0 | 0 | 0 | 0
1996 | 175.2083 | 0 | 0 | 0 | 0 | 0 | 0 | 0 | 0.004006
1996 | 175.2187 | 0 | 0 | 0 | 0 | 0 | 0 | 0.008128 | 0.004006
1996 | 175.2292 | 0 | 0 | 0 | 0 | 0 | 0 | -0.008128 | 0
1996 | 175.2396 | 0 | 0 | 0 | 0 | 0 | 0 | 0.02032 | 0.008012
1996 | 175.25 | 0 | 0 | 0 | 0 | 0 | 0 | -0.004064 | 0.004006
1996 | 175.2604 | 0 | 0 | 0 | 0 | 0 | 0 | -0.004064 | 0
1996 | 175.2708 | 0 | 0 | 0 | 0 | 0 | 0 | 0.012192 | 0.008012
1996 | 175.2812 | 0 | 0 | 0 | 0 | 0 | 0 | 0 | 0.012018
1996 | 175.2917 | 0 | 0 | 0 | 0 | 0 | 0 | 0.02032 | 0.012018
1996 | 175.3021 | 0 | 0 | 0 | 0 | 0 | 0 | 0.032512 | 0.04006
1996 | 175.3125 | 0 | 0 | 0 | 0 | 0 | 0 | 0.04064 | 0.048072
1996 | 175.3229 | 0 | 0 | 0 | 0 | 0 | 0 | 0.056896 | 0.068102
1996 | 175.3333 | 0 | 0 | 0 | 0 | 0 | 0 | 0.069088 | 0.064096
1996 | 175.3437 | 0 | 0 | 0 | 0 | 0 | 0 | 0.085344 | 0.092138
1996 | 175.3542 | 0 | 0 | 0 | 0 | 0 | 0 | 0.10566 | 0.10816
1996 | 175.3646 | 0 | 0 | 0 | 0 | 0 | 0 | 0.097536 | 0.11617
1996 | 175.375 | 0 | 0 | 0 | 0 | 0 | 0 | 0.10973 | 0.10816
1996 | 175.3854 | 0 | 0 | 0 | 0 | 0 | 0 | 0.12598 | 0.1322
1996 | 175.3958 | 0 | 0 | 0 | 0 | 0 | 0 | 0.1463 | 0.15623
1996 | 175.4062 | 0 | 0 | 0 | 0 | 0 | 0 | 0.16662 | 0.16425
1996 | 175.4167 | 0 | 0 | 0 | 0 | 0 | 0 | 0.19507 | 0.18828
1996 | 175.4271 | 0 | 0 | 0 | 0 | 0 | 0 | 0.17069 | 0.16425
1996 | 175.4375 | 0 | 0 | 0 | 0 | 0 | 0 | 0.18694 | 0.19229
1996 | 175.4479 | 0 | 0 | 0 | 0 | 0 | 0 | 0.21539 | 0.20831
1996 | 175.4583 | 0 | 0 | 0 | 0 | 0 | 0 | 0.22352 | 0.22834
1996 | 175.4687 | 0 | 0 | 0 | 0 | 0 | 0 | 0.23978 | 0.25238
1996 | 175.4792 | 0 | 0 | 0 | 0 | 0 | 0 | 0.29261 | 0.28042
1996 | 175.4896 | 0 | 0 | 0 | 0 | 0 | 0 | 0.23165 | 0.22834
1996 | 175.5 | 0 | 0 | 0 | 0 | 0 | 0 | 0.2032 | 0.18828
1996 | 175.5104 | 0 | 0 | 0 | 0 | 0 | 0 | 0.27635 | 0.27641
1996 | 175.5208 | 0 | 0 | 0 | 0 | 0 | 0 | 0.26822 | 0.2644
1996 | 175.5312 | 0 | 0 | 0 | 0 | 0 | 0 | 0.28854 | 0.28843
1996 | 175.5417 | 0 | 0 | 0 | 0 | 0 | 0 | 0.32512 | 0.28843
1996 | 175.5521 | 0 | 0 | 0 | 0 | 0 | 0 | 0.25197 | 0.24837
1996 | 175.5625 | 0 | 0 | 0 | 0 | 0 | 0 | 0.28854 | 0.28843
1996 | 175.5729 | 0 | 0 | 0 | 0 | 0 | 0 | 0.22352 | 0.23235
1996 | 175.5833 | 0 | 0 | 0 | 0 | 0 | 0 | 0.21946 | 0.22033
1996 | 175.5937 | 0 | 0 | 0 | 0 | 0 | 0 | 0.22758 | 0.23235
1996 | 175.6042 | 0 | 0 | 0 | 0 | 0 | 0 | 0.31699 | 0.30446
1996 | 175.6146 | 0 | 0 | 0 | 0 | 0 | 0 | 0.31699 | 0.29244
1996 | 175.625 | 0 | 0 | 0 | 0 | 0 | 0 | 0.29261 | 0.28443
1996 | 175.6354 | 0 | 0 | 0 | 0 | 0 | 0 | 0.28448 | 0.28443
1996 | 175.6458 | 0 | 0 | 0 | 0 | 0 | 0 | 0.28042 | 0.27641
1996 | 175.6562 | 0 | 0 | 0 | 0 | 0 | 0 | 0.28448 | 0.29244
1996 | 175.6667 | 0 | 0 | 0 | 0 | 0 | 0 | 0.28042 | 0.2684
1996 | 175.6771 | 0 | 0 | 0 | 0 | 0 | 0 | 0.27635 | 0.27241
1996 | 175.6875 | 0 | 0 | 0 | 0 | 0 | 0 | 0.2479 | 0.24036
1996 | 175.6979 | 0 | 0 | 0 | 0 | 0 | 0 | 0.22758 | 0.24036
1996 | 175.7083 | 0 | 0 | 0 | 0 | 0 | 0 | 0.22758 | 0.21632
1996 | 175.7187 | 0 | 0 | 0 | 0 | 0 | 0 | 0.22352 | 0.22434
1996 | 175.7292 | 0 | 0 | 0 | 0 | 0 | 0 | 0.17475 | 0.19629
1996 | 175.7396 | 0 | 0 | 0 | 0 | 0 | 0 | 0.16256 | 0.18428
1996 | 175.75 | 0 | 0 | 0 | 0 | 0 | 0 | 0.1585 | 0.16425
1996 | 175.7604 | 0 | 0 | 0 | 0 | 0 | 0 | 0.1585 | 0.15223
1996 | 175.7708 | 0 | 0 | 0 | 0 | 0 | 0 | 0.10973 | 0.12018
1996 | 175.7812 | 0 | 0 | 0 | 0 | 0 | 0 | 0.11786 | 0.12419
1996 | 175.7917 | 0 | 0 | 0 | 0 | 0 | 0 | 0.1016 | 0.096144
1996 | 175.8021 | 0 | 0 | 0 | 0 | 0 | 0 | 0.08128 | 0.08012
1996 | 175.8125 | 0 | 0 | 0 | 0 | 0 | 0 | 0.052832 | 0.056084
1996 | 175.8229 | 0 | 0 | 0 | 0 | 0 | 0 | 0.028448 | 0.036054
1996 | 175.8333 | 0 | 0 | 0 | 0 | 0 | 0 | 0.012192 | 0.008012
1996 | 175.8437 | 0 | 0 | 0 | 0 | 0 | 0 | -0.008128 | 0.012018
1996 | 175.8542 | 0 | 0 | 0 | 0 | 0 | 0 | 0.044704 | 0.06009
1996 | 175.8646 | 0 | 0 | 0 | 0 | 0 | 0 | 0.06096 | 0.056084
1996 | 175.875 | 0 | 0 | 0 | 0 | 0 | 0 | 0.06096 | 0.056084
1996 | 175.8854 | 0 | 0 | 0 | 0 | 0 | 0 | 0.048768 | 0.044066
1996 | 175.8958 | 0 | 0 | 0 | 0 | 0 | 0 | 0.036576 | 0.044066
1996 | 175.9062 | 0 | 0 | 0 | 0 | 0 | 0 | 0.036576 | 0.036054
1996 | 175.9167 | 0 | 0 | 0 | 0 | 0 | 0 | 0.044704 | 0.04006
1996 | 175.9271 | 0 | 0 | 0 | 0 | 0 | 0 | 0.044704 | 0.04006
1996 | 175.9375 | 0 | 0 | 0 | 0 | 0 | 0 | 0.016256 | 0.044066
1996 | 175.9479 | 0 | 0 | 0 | 0 | 0 | 0 | 0.056896 | 0.044066
1996 | 175.9583 | 0 | 0 | 0 | 0 | 0 | 0 | 0.04064 | 0.04006
1996 | 175.9687 | 0 | 0 | 0 | 0 | 0 | 0 | 0.024384 | 0.028042
1996 | 175.9792 | 0 | 0 | 0 | 0 | 0 | 0 | 0.028448 | 0.032048
1996 | 175.9896 | 0 | 0 | 0 | 0 | 0 | 0 | 0.024384 | 0.028042
1996 | 176 | 0 | 0 | 0 | 0 | 0 | 0 | 0.024384 | 0.036054
1996 | 176.0104 | 0 | 0 | 0 | 0 | 0 | 0 | 0.024384 | 1.1369e-13
1996 | 176.0208 | 0 | 0 | 0 | 0 | 0 | 0 | 0.02032 | 0.04006
1996 | 176.0312 | 0 | 0 | 0 | 0 | 0 | 0 | 0.032512 | 0.024036
1996 | 176.0417 | 0 | 0 | 0 | 0 | 0 | 0 | 0.024384 | 0.02003
1996 | 176.0521 | 0 | 0 | 0 | 0 | 0 | 0 | 0.008128 | 0.028042
1996 | 176.0625 | 0 | 0 | 0 | 0 | 0 | 0 | 0.032512 | 0.016024
1996 | 176.0729 | 0 | 0 | 0 | 0 | 0 | 0 | 0.024384 | 0.024036
1996 | 176.0833 | 0 | 0 | 0 | 0 | 0 | 0 | 0.016256 | 0.02003
1996 | 176.0937 | 0 | 0 | 0 | 0 | 0 | 0 | 0.02032 | 0.024036
1996 | 176.1042 | 0 | 0 | 0 | 0 | 0 | 0 | 0.036576 | 0.024036
1996 | 176.1146 | 0 | 0 | 0 | 0 | 0 | 0 | 0.02032 | 0.024036
1996 | 176.125 | 0 | 0 | 0 | 0 | 0 | 0 | 0.02032 | 0.024036
1996 | 176.1354 | 0 | 0 | 0 | 0 | 0 | 0 | 0.028448 | 0.024036
1996 | 176.1458 | 0 | 0 | 0 | 0 | 0 | 0 | 0.02032 | 0.016024
1996 | 176.1562 | 0 | 0 | 0 | 0 | 0 | 0 | 0.016256 | 0.016024
1996 | 176.1667 | 0 | 0 | 0 | 0 | 0 | 0 | 0.02032 | 0.02003
1996 | 176.1771 | 0 | 0 | 0 | 0 | 0 | 0 | 0.012192 | 0.016024
1996 | 176.1875 | 0 | 0 | 0 | 0 | 0 | 0 | 0.024384 | 0.024036
1996 | 176.1979 | 0 | 0 | 0 | 0 | 0 | 0 | 0.008128 | 0.008012
1996 | 176.2083 | 0 | 0 | 0 | 0 | 0 | 0 | 0 | 0.008012
1996 | 176.2187 | 0 | 0 | 0 | 0 | 0 | 0 | 0.012192 | 0.008012
1996 | 176.2292 | 0 | 0 | 0 | 0 | 0 | 0 | 0.004064 | 0.012018
1996 | 176.2396 | 0 | 0 | 0 | 0 | 0 | 0 | 0.012192 | 0.012018
1996 | 176.25 | 0 | 0 | 0 | 0 | 0 | 0 | 0.016256 | 0.016024
1996 | 176.2604 | 0 | 0 | 0 | 0 | 0 | 0 | 0.008128 | 0.016024
1996 | 176.2708 | 0 | 0 | 0 | 0 | 0 | 0 | 0.024384 | 0.028042
1996 | 176.2812 | 0 | 0 | 0 | 0 | 0 | 0 | 0.024384 | 0.02003
1996 | 176.2917 | 0 | 0 | 0 | 0 | 0 | 0 | 0.028448 | 0.036054
1996 | 176.3021 | 0 | 0 | 0 | 0 | 0 | 0 | 0.04064 | 0.04006
1996 | 176.3125 | 0 | 0 | 0 | 0 | 0 | 0 | 0.048768 | 0.076114
1996 | 176.3229 | 0 | 0 | 0 | 0 | 0 | 0 | 0.085344 | 0.08012
1996 | 176.3333 | 0 | 0 | 0 | 0 | 0 | 0 | 0.077216 | 0.096144
1996 | 176.3437 | 0 | 0 | 0 | 0 | 0 | 0 | 0.11379 | 0.12018
1996 | 176.3542 | 0 | 0 | 0 | 0 | 0 | 0 | 0.12598 | 0.14021
1996 | 176.3646 | 0 | 0 | 0 | 0 | 0 | 0 | 0.1463 | 0.15223
1996 | 176.375 | 0 | 0 | 0 | 0 | 0 | 0 | 0.16662 | 0.17226
1996 | 176.3854 | 0 | 0 | 0 | 0 | 0 | 0 | 0.17882 | 0.18828
1996 | 176.3958 | 0 | 0 | 0 | 0 | 0 | 0 | 0.2032 | 0.20831
1996 | 176.4062 | 0 | 0 | 0 | 0 | 0 | 0 | 0.21133 | 0.21632
1996 | 176.4167 | 0 | 0 | 0 | 0 | 0.048768 | 0.71307 | 0.12598 | 0.11217
1996 | 176.4271 | 0 | 0 | 0 | 0 | 7.6403 | 11.0405 | -1.1369e-13 | 0
1996 | 176.4375 | 0 | 0 | 0 | 0 | 10.0381 | 7.5313 | -1.1369e-13 | 0.036054
1996 | 176.4479 | 0 | 0 | 0 | 0 | 0.62586 | 0 | 0.18288 | 0.23235
1996 | 176.4583 | 0 | 0 | 0 | 0 | 0 | 0 | 0.23978 | 0.24837
1996 | 176.4687 | 0 | 0 | 0 | 0 | 0 | 0 | 0.2479 | 0.25638
1996 | 176.4792 | 0 | 0 | 0 | 0 | 0 | 0 | 0.2601 | 0.2684
1996 | 176.4896 | 0 | 0 | 0 | 0 | 0 | 0 | 0.29261 | 0.28843
1996 | 176.5 | 0 | 0 | 0 | 0 | 0 | 0 | 0.28448 | 0.30846
1996 | 176.5104 | 0 | 0 | 0 | 0 | 0 | 0 | 0.32106 | 0.30446
1996 | 176.5208 | 0 | 0 | 0 | 0 | 0 | 0 | 0.21946 | 0.28042
1996 | 176.5312 | 0 | 0 | 0 | 0 | 0 | 0 | 0.29667 | 0.2684
1996 | 176.5417 | 0 | 0 | 0 | 0 | 0 | 0 | 0.23571 | 0.22033
1996 | 176.5521 | 0 | 0 | 0 | 0 | 0 | 0 | 0.18288 | 0.22434
1996 | 176.5625 | 0 | 0 | 0 | 0 | 0 | 0 | 0.26822 | 0.29644
1996 | 176.5729 | 0 | 0 | 0 | 0 | 0 | 0 | 0.32918 | 0.35653
1996 | 176.5833 | 0 | 0 | 0 | 0 | 0 | 0 | 0.28042 | 0.28443
1996 | 176.5937 | 0 | 0 | 0 | 0 | 0 | 0 | 0.16256 | 0.18428
1996 | 176.6042 | 0 | 0 | 0 | 0 | 0 | 0 | 0.14224 | 0.16024
1996 | 176.6146 | 0 | 0 | 0 | 0 | 0 | 0 | 0.13411 | 0.14422
1996 | 176.625 | 0 | 0 | 0 | 0 | 0 | 0 | 0.17069 | 0.18027
1996 | 176.6354 | 0 | 0 | 0 | 0 | 0 | 0 | 0.21133 | 0.22434
1996 | 176.6458 | 0 | 0 | 0 | 0 | 0 | 0 | 0.22352 | 0.23235
1996 | 176.6562 | 0 | 0 | 0 | 0 | 0 | 0 | 0.27635 | 0.31247
1996 | 176.6667 | 0 | 0 | 0 | 0 | 0 | 0 | 0.26822 | 0.26039
1996 | 176.6771 | 0 | 0 | 0 | 0 | 0 | 0 | 0.31699 | 0.32048
1996 | 176.6875 | 0 | 0 | 0 | 0 | 0 | 0 | 0.3617 | 0.34452
1996 | 176.6979 | 0 | 0 | 0 | 0 | 0 | 0 | 0.32106 | 0.34051
1996 | 176.7083 | 0 | 0 | 0 | 0 | 0 | 0 | 0.32512 | 0.32449
1996 | 176.7187 | 0 | 0 | 0 | 0 | 0 | 0 | 0.27229 | 0.30846
1996 | 176.7292 | 0 | 0 | 0 | 0 | 0 | 0 | 0.28042 | 0.27641
1996 | 176.7396 | 0 | 0 | 0 | 0 | 0 | 0 | 0.2601 | 0.24837
1996 | 176.75 | 0 | 0 | 0 | 0 | 0 | 0 | 0.22758 | 0.21632
1996 | 176.7604 | 0 | 0 | 0 | 0 | 0 | 0 | 0.22352 | 0.20831
1996 | 176.7708 | 0 | 0 | 0 | 0 | 0 | 0 | 0.12598 | 0.10015
1996 | 176.7812 | 0 | 0 | 0 | 0 | 0 | 0 | 0.08128 | 0.088132
1996 | 176.7917 | 0 | 0 | 0 | 0 | 0 | 0 | 0.097536 | 0.092138
1996 | 176.8021 | 0 | 0 | 0 | 0 | 0 | 0 | 0.08128 | 0.064096
1996 | 176.8125 | 0 | 0 | 0 | 0 | 0 | 0 | 0.06096 | 0.064096
1996 | 176.8229 | 0 | 0 | 0 | 0 | 0 | 0 | 0.048768 | 0.052078
1996 | 176.8333 | 0 | 0 | 0 | 0 | 0 | 0 | 0.056896 | 0.04006
1996 | 176.8437 | 0 | 0 | 0 | 0 | 0 | 0 | 0.024384 | 0.04006
1996 | 176.8542 | 0 | 0 | 0 | 0 | 0 | 0 | 0.028448 | 0.06009
1996 | 176.8646 | 0 | 0 | 0 | 0 | 0 | 0 | 0.073152 | 0.048072
1996 | 176.875 | 0 | 0 | 0 | 0 | 0 | 0 | 0.04064 | 0.048072
1996 | 176.8854 | 0 | 0 | 0 | 0 | 0 | 0 | 0.06096 | 0.056084
1996 | 176.8958 | 0 | 0 | 0 | 0 | 0 | 0 | 0.065024 | 0.044066
1996 | 176.9062 | 0 | 0 | 0 | 0 | 0 | 0 | 0.048768 | 0.048072
1996 | 176.9167 | 0 | 0 | 0 | 0 | 0 | 0 | 0.02032 | 0.036054
1996 | 176.9271 | 0 | 0 | 0 | 0 | 0 | 0 | 0.048768 | 0.036054
1996 | 176.9375 | 0 | 0 | 0 | 0 | 0 | 0 | 0.032512 | 0.04006
1996 | 176.9479 | 0 | 0 | 0 | 0 | 0 | 0 | 0.048768 | 0.028042
1996 | 176.9583 | 0 | 0 | 0 | 0 | 0 | 0 | 0.012192 | 0.028042
1996 | 176.9687 | 0 | 0 | 0 | 0 | 0 | 0 | 0.024384 | 0.024036
1996 | 176.9792 | 0 | 0 | 0 | 0 | 0 | 0 | 0.024384 | 0.016024
1996 | 176.9896 | 0 | 0 | 0 | 0 | 0 | 0 | 0.016256 | 0.02003
1996 | 177 | 0 | 0 | 0 | 0 | 0 | 0 | 0.02032 | 0.02003
1996 | 177.0104 | 0 | 0 | 0 | 0 | 0 | 0 | 0.012192 | 0.016024
1996 | 177.0208 | 0 | 0 | 0 | 0 | 0 | 0 | 0.012192 | 0.024036
1996 | 177.0312 | 0 | 0 | 0 | 0 | 0 | 0 | 0.024384 | 0.016024
1996 | 177.0417 | 0 | 0 | 0 | 0 | 0 | 0 | 0.028448 | 0.02003
1996 | 177.0521 | 0 | 0 | 0 | 0 | 0 | 0 | 0.024384 | 0.024036
1996 | 177.0625 | 0 | 0 | 0 | 0 | 0 | 0 | 0.02032 | 0.024036
1996 | 177.0729 | 0 | 0 | 0 | 0 | 0 | 0 | 0.016256 | 0.016024
1996 | 177.0833 | 0 | 0 | 0 | 0 | 0 | 0 | 0.02032 | 0.024036
1996 | 177.0937 | 0 | 0 | 0 | 0 | 0 | 0 | 0.024384 | 0.016024
1996 | 177.1042 | 0 | 0 | 0 | 0 | 0 | 0 | 0.008128 | 0.02003
1996 | 177.1146 | 0 | 0 | 0 | 0 | 0 | 0 | 0.02032 | 0.012018
1996 | 177.125 | 0 | 0 | 0 | 0 | 0 | 0 | 0.008128 | 0.016024
1996 | 177.1354 | 0 | 0 | 0 | 0 | 0 | 0 | 0.016256 | 0.02003
1996 | 177.1458 | 0 | 0 | 0 | 0 | 0 | 0 | 0.004064 | 0.004006
1996 | 177.1562 | 0 | 0 | 0 | 0 | 0 | 0 | 0.02032 | 0.016024
1996 | 177.1667 | 0 | 0 | 0 | 0 | 0 | 0 | 0.008128 | 0.02003
1996 | 177.1771 | 0 | 0 | 0 | 0 | 0 | 0 | 0 | 0.012018
1996 | 177.1875 | 0 | 0 | 0 | 0 | 0 | 0 | 0.016256 | 0.016024
1996 | 177.1979 | 0 | 0 | 0 | 0 | 0 | 0 | 0.008128 | 0.008012
1996 | 177.2083 | 0 | 0 | 0 | 0 | 0 | 0 | 0.008128 | 0.02003
1996 | 177.2187 | 0 | 0 | 0 | 0 | 0 | 0 | 0.028448 | 0.016024
1996 | 177.2292 | 0 | 0 | 0 | 0 | 0 | 0 | 0.02032 | 0.024036
1996 | 177.2396 | 0 | 0 | 0 | 0 | 0 | 0 | 0.02032 | 0.02003
1996 | 177.25 | 0 | 0 | 0 | 0 | 0 | 0 | 0.024384 | 0.016024
1996 | 177.2604 | 0 | 0 | 0.032512 | 0 | 0 | 0 | 0.032512 | 0.024036
1996 | 177.2708 | 0 | 0 | 0.065024 | 0.096144 | 0 | 0 | 0 | 0.004006
1996 | 177.2812 | 0 | 0 | 0.10566 | 0.096144 | 0 | 0 | -1.1369e-13 | 1.1369e-13
1996 | 177.2917 | 0 | 0 | 0.22758 | 0.21632 | 0 | 0 | 0 | 0
1996 | 177.3021 | 0 | 0 | 0.12192 | 0.11217 | 0 | 0 | 0 | 0
1996 | 177.3125 | 0 | 0 | 0.11379 | 0.11217 | 0 | 0 | 0 | 1.1369e-13
1996 | 177.3229 | 0 | 0 | 0.089408 | 0.08012 | 0 | 0 | 0 | 0.008012
1996 | 177.3333 | 0 | 0 | 0.024384 | 0.016024 | 0 | 0 | 1.1369e-13 | -0.004006
1996 | 177.3437 | 0 | 0 | 0 | 0 | 0 | 0 | 0.04064 | 0.048072
1996 | 177.3542 | 0 | 0 | 0 | 0 | 0 | 0 | 0.069088 | 0.072108
1996 | 177.3646 | 0 | 0 | 0 | 0 | 0 | 0 | 0.077216 | 0.12419
1996 | 177.375 | 0 | 0 | 0 | 0 | 0 | 0 | 0.16256 | 0.15623
1996 | 177.3854 | 0 | 0 | 0 | 0 | 0 | 0 | 0.13818 | 0.1362
1996 | 177.3958 | 0 | 0 | 0 | 0 | 0 | 0 | 0.15037 | 0.16024
1996 | 177.4062 | 0 | 0 | 0 | 0 | 0 | 0 | 0.20889 | 0.23635
1996 | 177.4167 | 0 | 0 | 0 | 0 | 0 | 0 | 0.22515 | 0.25238
1996 | 177.4271 | 0 | 0 | 0 | 0 | 0 | 0 | 0.2601 | 0.26039
1996 | 177.4375 | 0 | 0 | 0 | 0 | 0 | 0 | 0.25603 | 0.2644
1996 | 177.4479 | 0 | 0 | 0 | 0 | 0 | 0 | 0.28854 | 0.28042
1996 | 177.4583 | 0 | 0 | 0 | 0 | 0 | 0 | 0.28042 | 0.30446
1996 | 177.4687 | 0 | 0 | 0 | 0 | 0 | 0 | 0.30886 | 0.29244
1996 | 177.4792 | 0 | 0 | 0 | 0 | 0 | 0 | 0.25197 | 0.29244
1996 | 177.4896 | 0 | 0 | 0 | 0 | 0 | 0 | 0.38608 | 0.36455
1996 | 177.5 | 0 | 0 | 0 | 0 | 0 | 0 | 0.31293 | 0.27641
1996 | 177.5104 | 0 | 0 | 0 | 0 | 0 | 0 | 0.21946 | 0.26039
1996 | 177.5208 | 0 | 0 | 0 | 0 | 0 | 0 | 0.28854 | 0.28843
1996 | 177.5312 | 0 | 0 | 0 | 0 | 0 | 0 | 0.25603 | 0.26039
1996 | 177.5417 | 0 | 0 | 0 | 0 | 0 | 0 | 0.19507 | 0.19229
1996 | 177.5521 | 0 | 0 | 0 | 0 | 0 | 0 | 0.24384 | 0.22033
1996 | 177.5625 | 0 | 0 | 0 | 0 | 0 | 0 | 0.17475 | 0.19629
1996 | 177.5729 | 0 | 0 | 0 | 0 | 0 | 0 | 0.23978 | 0.2644
1996 | 177.5833 | 0 | 0 | 0 | 0 | 0 | 0 | 0.28042 | 0.29244
1996 | 177.5937 | 0 | 0 | 0 | 0 | 0 | 0 | 0.27229 | 0.30045
1996 | 177.6042 | 0 | 0 | 0 | 0 | 0 | 0 | 0.27229 | 0.28843
1996 | 177.6146 | 0 | 0 | 0 | 0 | 0 | 0 | 0.29261 | 0.28042
1996 | 177.625 | 0 | 0 | 0 | 0 | 0 | 0 | 0.26822 | 0.2684
1996 | 177.6354 | 0 | 0 | 0 | 0 | 0 | 0 | 0.23978 | 0.26039
1996 | 177.6458 | 0 | 0 | 0 | 0 | 0 | 0 | 0.26822 | 0.2684
1996 | 177.6562 | 0 | 0 | 0 | 0 | 0 | 0 | 0.25197 | 0.2684
1996 | 177.6667 | 0 | 0 | 0 | 0 | 0 | 0 | 0.21539 | 0.22033
1996 | 177.6771 | 0 | 0 | 0 | 0 | 0 | 0 | 0.19101 | 0.17626
1996 | 177.6875 | 0 | 0 | 0 | 0 | 0 | 0 | 0.19914 | 0.22434
1996 | 177.6979 | 0 | 0 | 0 | 0 | 0 | 0 | 0.25603 | 0.24837
1996 | 177.7083 | 0 | 0 | 0 | 0 | 0 | 0 | 0.18694 | 0.2003
1996 | 177.7187 | 0 | 0 | 0 | 0 | 0 | 0 | 0.18288 | 0.17626
1996 | 177.7292 | 0 | 0 | 0 | 0 | 0 | 0 | 0.19507 | 0.19629
1996 | 177.7396 | 0 | 0 | 0 | 0 | 0 | 0 | 0.17475 | 0.19229
1996 | 177.75 | 0 | 0 | 0 | 0 | 0 | 0 | 0.19101 | 0.16825
1996 | 177.7604 | 0 | 0 | 0 | 0 | 0 | 0 | 0.18288 | 0.19229
1996 | 177.7708 | 0 | 0 | 0 | 0 | 0 | 0 | 0.15443 | 0.16825
1996 | 177.7812 | 0 | 0 | 0 | 0 | 0 | 0 | 0.1585 | 0.14822
1996 | 177.7917 | 0 | 0 | 0 | 0 | 0 | 0 | 0.1016 | 0.10416
1996 | 177.8021 | 0 | 0 | 0 | 0 | 0 | 0 | 0.077216 | 0.088132
1996 | 177.8125 | 0 | 0 | 0 | 0 | 0 | 0 | 0.073152 | 0.072108
1996 | 177.8229 | 0 | 0 | 0 | 0 | 0 | 0 | 0.06096 | 0.068102
1996 | 177.8333 | 0 | 0 | 0 | 0 | 0 | 0 | 0.056896 | 0.044066
1996 | 177.8437 | 0 | 0 | 0 | 0 | 0 | 0 | 0.04064 | 0.036054
1996 | 177.8542 | 0 | 0 | 0 | 0 | 0 | 0 | 0.028448 | 0.028042
1996 | 177.8646 | 0 | 0 | 0 | 0 | 0 | 0 | 0.036576 | 0.04006
1996 | 177.875 | 0 | 0 | 0 | 0 | 0 | 0 | 0.036576 | 0.028042
1996 | 177.8854 | 0 | 0 | 0 | 0 | 0 | 0 | 0.016256 | 0.024036
1996 | 177.8958 | 0 | 0 | 0 | 0 | 0 | 0 | 0.028448 | 0.036054
1996 | 177.9062 | 0 | 0 | 0 | 0 | 0 | 0 | 0.04064 | 0.028042
1996 | 177.9167 | 0 | 0 | 0 | 0 | 0 | 0 | 0.04064 | 0.028042
1996 | 177.9271 | 0 | 0 | 0 | 0 | 0 | 0 | 0.016256 | 0.024036
1996 | 177.9375 | 0 | 0 | 0 | 0 | 0 | 0 | 0.028448 | 0.032048
1996 | 177.9479 | 0 | 0 | 0 | 0 | 0 | 0 | 0.044704 | 0.024036
1996 | 177.9583 | 0 | 0 | 0 | 0 | 0 | 0 | 0.036576 | 0.008012
1996 | 177.9687 | 0 | 0 | 0 | 0 | 0 | 0 | 0.024384 | 0.056084
1996 | 177.9792 | 0 | 0 | 0 | 0 | 0 | 0 | 0.044704 | 0.036054
1996 | 177.9896 | 0 | 0 | 0 | 0 | 0 | 0 | 0.032512 | 0.04006
1996 | 178 | 0 | 0 | 0 | 0 | 0 | 0 | 0.036576 | 0.024036
1996 | 178.0104 | 0 | 0 | 0 | 0 | 0 | 0 | 0.044704 | 0.044066
1996 | 178.0208 | 0 | 0 | 0 | 0 | 0 | 0 | 0.028448 | 0.044066
1996 | 178.0312 | 0 | 0 | 0 | 0 | 0 | 0 | 0.036576 | 0.024036
1996 | 178.0417 | 0 | 0 | 0 | 0 | 0 | 0 | 0.012192 | 0.012018
1996 | 178.0521 | 0 | 0 | 0 | 0 | 0 | 0 | 0.008128 | 0.004006
1996 | 178.0625 | 0 | 0 | 0 | 0 | 0 | 0 | 0 | 0.008012
1996 | 178.0729 | 0 | 0 | 0 | 0 | 0 | 0 | 0.004064 | 0.004006
1996 | 178.0833 | 0 | 0 | 0 | 0 | 0 | 0 | 0.008128 | 0
1996 | 178.0937 | 0 | 0 | 0 | 0 | 0 | 0 | 0 | 0.004006
1996 | 178.1042 | 0 | 0 | 0 | 0 | 0 | 0 | 0.008128 | 0.004006
1996 | 178.1146 | 0 | 0 | 0 | 0 | 0 | 0 | 0.012192 | 0.008012
1996 | 178.125 | 0 | 0 | 0 | 0 | 0 | 0 | 0 | 0.004006
1996 | 178.1354 | 0 | 0 | 0 | 0 | 0 | 0 | 0.004064 | 0.008012
1996 | 178.1458 | 0 | 0 | 0 | 0 | 0 | 0 | 0.012192 | 0.004006
1996 | 178.1562 | 0 | 0 | 0 | 0 | 0 | 0 | 0.004064 | 0.008012
1996 | 178.1667 | 0 | 0 | 0 | 0 | 0 | 0 | 0 | 0.008012
1996 | 178.1771 | 0 | 0 | 0 | 0 | 0 | 0 | 0.004064 | 0.004006
1996 | 178.1875 | 0 | 0 | 0 | 0 | 0 | 0 | 0.004064 | 0.004006
1996 | 178.1979 | 0 | 0 | 0 | 0 | 0 | 0 | 0.012192 | 0.008012
1996 | 178.2083 | 0 | 0 | 0 | 0 | 0 | 0 | 0.004064 | 0.004006
1996 | 178.2187 | 0 | 0 | 0 | 0 | 0 | 0 | 0 | 0
1996 | 178.2292 | 0 | 0 | 0 | 0 | 0 | 0 | 0.008128 | 0.004006
1996 | 178.2396 | 0 | 0 | 0 | 0 | 0 | 0 | -1.1369e-13 | 0.004006
1996 | 178.25 | 0 | 0 | 0 | 0 | 0 | 0 | 0.008128 | 0
1996 | 178.2604 | 0 | 0 | 0 | 0 | 0 | 0 | -0.008128 | 0.004006
1996 | 178.2708 | 0 | 0 | 0 | 0 | 0 | 0 | 0.012192 | 0
1996 | 178.2812 | 0 | 0 | 0 | 0 | 0 | 0 | 0.004064 | 0.016024
1996 | 178.2917 | 0 | 0 | 0 | 0 | 0 | 0 | 0.016256 | 0.016024
1996 | 178.3021 | 0 | 0 | 0 | 0 | 0 | 0 | 0.028448 | 0.024036
1996 | 178.3125 | 0 | 0 | 0 | 0 | 0 | 0 | 0.036576 | 0.044066
1996 | 178.3229 | 0 | 0 | 0 | 0 | 0 | 0 | 0.048768 | 0.048072
1996 | 178.3333 | 0 | 0 | 0 | 0 | 0 | 0 | 0.069088 | 0.064096
1996 | 178.3437 | 0 | 0 | 0 | 0 | 0 | 0 | 0.073152 | 0.076114
1996 | 178.3542 | 0 | 0 | 0 | 0 | 0 | 0 | 0.085344 | 0.088132
1996 | 178.3646 | 0 | 0 | 0 | 0 | 0 | 0 | 0.11379 | 0.11217
1996 | 178.375 | 0 | 0 | 0 | 0 | 0 | 0 | 0.11786 | 0.12018
1996 | 178.3854 | 0 | 0 | 0 | 0 | 0 | 0 | 0.13005 | 0.1362
1996 | 178.3958 | 0 | 0 | 0 | 0 | 0 | 0 | 0.1463 | 0.15223
1996 | 178.4062 | 0 | 0 | 0 | 0 | 0 | 0 | 0.16662 | 0.16425
1996 | 178.4167 | 0 | 0 | 0 | 0 | 0 | 0 | 0.16256 | 0.17626
1996 | 178.4271 | 0 | 0 | 0 | 0 | 0 | 0 | 0.19507 | 0.18027
1996 | 178.4375 | 0 | 0 | 0 | 0 | 0 | 0 | 0.20726 | 0.20431
1996 | 178.4479 | 0 | 0 | 0 | 0 | 0 | 0 | 0.19101 | 0.20831
1996 | 178.4583 | 0 | 0 | 0 | 0 | 0 | 0 | 0.2032 | 0.18828
1996 | 178.4687 | 0 | 0 | 0 | 0 | 0 | 0 | 0.2032 | 0.19229
1996 | 178.4792 | 0 | 0 | 0 | 0 | 0 | 0 | 0.21539 | 0.2003
1996 | 178.4896 | 0 | 0 | 0 | 0 | 0 | 0 | 0.15037 | 0.1362
1996 | 178.5 | 0 | 0 | 0 | 0 | 0 | 0 | 0.12598 | 0.1322
1996 | 178.5104 | 0 | 0 | 0 | 0 | 0 | 0 | 0.15037 | 0.15223
1996 | 178.5208 | 0 | 0 | 0 | 0 | 0 | 0 | 0.22352 | 0.24036
1996 | 178.5312 | 0 | 0 | 0 | 0 | 0 | 0 | 0.17882 | 0.18027
1996 | 178.5417 | 0 | 0 | 0 | 0 | 0 | 0 | 0.19101 | 0.18428
1996 | 178.5521 | 0 | 0 | 0 | 0 | 0 | 0 | 0.18694 | 0.18828
1996 | 178.5625 | 0 | 0 | 0 | 0 | 0 | 0 | 0.26822 | 0.27641
1996 | 178.5729 | 0 | 0 | 0 | 0 | 0 | 0 | 0.24384 | 0.23635
1996 | 178.5833 | 0 | 0 | 0 | 0 | 0 | 0 | 0.17882 | 0.18428
1996 | 178.5937 | 0 | 0 | 0 | 0 | 0 | 0 | 0.19507 | 0.18828
1996 | 178.6042 | 0 | 0 | 0 | 0 | 0 | 0 | 0.1463 | 0.14422
1996 | 178.6146 | 0 | 0 | 0 | 0 | 0 | 0 | 0.1463 | 0.12419
1996 | 178.625 | 0 | 0 | 0 | 0 | 0 | 0 | 0.097536 | 0.11617
1996 | 178.6354 | 0 | 0 | 0 | 0 | 0 | 0 | 0.13411 | 0.14822
1996 | 178.6458 | 0 | 0 | 0.10566 | 0.24837 | 0 | 0 | 0.052832 | 0.064096
1996 | 178.6562 | 0 | 0 | 0.61773 | 0.72108 | 0 | 0 | 1.1369e-13 | 0
1996 | 178.6667 | 0 | 0 | 1.6175 | 1.7947 | 0 | 0 | 0 | 1.1369e-13
1996 | 178.6771 | 0 | 0 | 0.4064 | 0.36054 | 0 | 0 | 1.1369e-13 | 1.1369e-13
1996 | 178.6875 | 0 | 0 | 0.33325 | 0.3365 | 0 | 0 | 0 | 1.1369e-13
1996 | 178.6979 | 0 | 0 | 0.048768 | 0.056084 | 0 | 0 | 0.024384 | 0.032048
1996 | 178.7083 | 0 | 0 | 0 | 0 | 0 | 0 | 0.056896 | 0.056084
1996 | 178.7187 | 0 | 0 | 0 | 0 | 0 | 0 | 0.077216 | 0.088132
1996 | 178.7292 | 0 | 0 | 0 | 0 | 0 | 0 | 0.17069 | 0.19629
1996 | 178.7396 | 0 | 0 | 0 | 0 | 0 | 0 | 0.16662 | 0.15223
1996 | 178.75 | 0 | 0 | 0 | 0 | 0 | 0 | 0.10973 | 0.10816
1996 | 178.7604 | 0 | 0 | 0 | 0 | 0 | 0 | 0.11786 | 0.1322
1996 | 178.7708 | 0 | 0 | 0 | 0 | 0 | 0 | 0.11379 | 0.12018
1996 | 178.7812 | 0 | 0 | 0 | 0 | 0 | 0 | 0.10973 | 0.11617
1996 | 178.7917 | 0 | 0 | 0 | 0 | 0 | 0 | 0.085344 | 0.084126
1996 | 178.8021 | 0 | 0 | 0 | 0 | 0 | 0 | 0.077216 | 0.084126
1996 | 178.8125 | 0 | 0 | 0 | 0 | 0 | 0 | 0.077216 | 0.076114
1996 | 178.8229 | 0 | 0 | 0 | 0 | 0 | 0 | 0.056896 | 0.064096
1996 | 178.8333 | 0 | 0 | 0 | 0 | 0 | 0 | 0.052832 | 0.044066
1996 | 178.8437 | 0 | 0 | 0 | 0 | 0 | 0 | 0.024384 | 0.028042
1996 | 178.8542 | 0 | 0 | 0 | 0 | 0 | 0 | 0.016256 | 0.016024
1996 | 178.8646 | 0 | 0 | 0 | 0 | 0 | 0 | 0.016256 | 0.016024
1996 | 178.875 | 0 | 0 | 0 | 0 | 0 | 0 | 0.012192 | 0.008012
1996 | 178.8854 | 0 | 0 | 0 | 0 | 0 | 0 | 0.012192 | 0.012018
1996 | 178.8958 | 0 | 0 | 0 | 0 | 0 | 0 | 0.008128 | 0
1996 | 178.9062 | 0 | 0 | 0 | 0 | 0 | 0 | 0.008128 | 0.008012
1996 | 178.9167 | 0 | 0 | 0 | 0 | 0 | 0 | -0.004064 | 0.008012
1996 | 178.9271 | 0 | 0 | 0 | 0 | 0 | 0 | 0.008128 | 0
1996 | 178.9375 | 0 | 0 | 0 | 0 | 0 | 0 | -0.004064 | -0.008012
1996 | 178.9479 | 0 | 0 | 0 | 0 | 0 | 0 | 0 | 0
1996 | 178.9583 | 0 | 0 | 0 | 0 | 0 | 0 | 0.004064 | 0.004006
1996 | 178.9687 | 0 | 0 | 0 | 0 | 0 | 0 | 0 | -0.004006
1996 | 178.9792 | 0 | 0 | 0 | 0 | 0 | 0 | -0.008128 | 0
1996 | 178.9896 | 0 | 0 | 0 | 0 | 0 | 0 | 0.004064 | 0.004006
1996 | 179 | 0 | 0 | 0 | 0 | 0 | 0 | -0.004064 | -0.004006
1996 | 179.0104 | 0 | 0 | 0 | 0 | 0 | 0 | 0 | 0.004006
1996 | 179.0208 | 0 | 0 | 0 | 0 | 0 | 0 | 0.008128 | 0.004006
1996 | 179.0312 | 0 | 0 | 0 | 0 | 0 | 0 | -0.004064 | 0
1996 | 179.0417 | 0 | 0 | 0 | 0 | 0 | 0 | -0.004064 | -0.008012
1996 | 179.0521 | 0 | 0 | 0 | 0 | 0 | 0 | 0 | -0.004006
1996 | 179.0625 | 0 | 0 | 0 | 0 | 0 | 0 | -0.008128 | -0.008012
1996 | 179.0729 | 0 | 0 | 0 | 0 | 0 | 0 | -0.008128 | -0.012018
1996 | 179.0833 | 0 | 0 | 0 | 0 | 0 | 0 | 0 | 0
1996 | 179.0937 | 0 | 0 | 0 | 0 | 0 | 0 | -0.012192 | -0.004006
1996 | 179.1042 | 0 | 0 | 0 | 0 | 0 | 0 | -0.008128 | -0.008012
1996 | 179.1146 | 0 | 0 | 0 | 0 | 0 | 0 | -0.008128 | -0.008012
1996 | 179.125 | 0 | 0 | 0 | 0 | 0 | 0 | -0.008128 | -0.008012
1996 | 179.1354 | 0 | 0 | 0 | 0 | 0 | 0 | -0.012192 | -0.012018
1996 | 179.1458 | 0 | 0 | 0 | 0 | 0 | 0 | -0.008128 | -0.004006
1996 | 179.1562 | 0 | 0 | 0 | 0 | 0 | 0 | -0.008128 | -0.012018
1996 | 179.1667 | 0 | 0 | 0 | 0 | 0 | 0 | -0.004064 | -0.012018
1996 | 179.1771 | 0 | 0 | 0 | 0 | 0 | 0 | -0.008128 | -0.004006
1996 | 179.1875 | 0 | 0 | 0 | 0 | 0 | 0 | -0.012192 | -0.008012
1996 | 179.1979 | 0 | 0 | 0 | 0 | 0 | 0 | 0 | 0
1996 | 179.2083 | 0 | 0 | 0 | 0 | 0 | 0 | -0.008128 | 0
1996 | 179.2187 | 0 | 0 | 0 | 0 | 0 | 0 | 0.004064 | 0
1996 | 179.2292 | 0 | 0 | 0 | 0 | 0 | 0 | -0.004064 | -0.004006
1996 | 179.2396 | 0 | 0 | 0 | 0 | 0 | 0 | -0.008128 | -0.008012
1996 | 179.25 | 0 | 0 | 0 | 0 | 0 | 0 | -0.004064 | -0.004006
1996 | 179.2604 | 0 | 0 | 0 | 0 | 0 | 0 | -0.008128 | -0.004006
1996 | 179.2708 | 0 | 0 | 0 | 0 | 0 | 0 | 0.004064 | 0.004006
1996 | 179.2812 | 0 | 0 | 0 | 0 | 0 | 0 | 0.004064 | 0.012018
1996 | 179.2917 | 0 | 0 | 0 | 0 | 0 | 0 | 0.012192 | 0.016024
1996 | 179.3021 | 0 | 0 | 0 | 0 | 0 | 0 | 0.02032 | 0.02003
1996 | 179.3125 | 0 | 0 | 0 | 0 | 0 | 0 | 0.02032 | 0.024036
1996 | 179.3229 | 0 | 0 | 0 | 0 | 0 | 0 | 0.024384 | 0.036054
1996 | 179.3333 | 0 | 0 | 0 | 0 | 0 | 0 | 0.028448 | 0.036054
1996 | 179.3437 | 0 | 0 | 0 | 0 | 0 | 0 | 0.032512 | 0.032048
1996 | 179.3542 | 0 | 0 | 0 | 0 | 0 | 0 | 0.028448 | 0.028042
1996 | 179.3646 | 0 | 0 | 0 | 0 | 0 | 0 | 0.032512 | 0.04006
1996 | 179.375 | 0 | 0 | 0 | 0 | 0 | 0 | 0.069088 | 0.052078
1996 | 179.3854 | 0 | 0 | 0 | 0 | 0 | 0 | 0.056896 | 0.056084
1996 | 179.3958 | 0 | 0 | 0 | 0 | 0 | 0 | 0.077216 | 0.084126
1996 | 179.4062 | 0 | 0 | 0 | 0 | 0 | 0 | 0.13411 | 0.1362
1996 | 179.4167 | 0 | 0 | 0 | 0 | 0 | 0 | 0.13005 | 0.1362
1996 | 179.4271 | 0 | 0 | 0 | 0 | 0 | 0 | 0.15037 | 0.15623
1996 | 179.4375 | 0 | 0 | 0 | 0 | 0 | 0 | 0.13818 | 0.1362
1996 | 179.4479 | 0 | 0 | 0 | 0 | 0 | 0 | 0.12192 | 0.11217
1996 | 179.4583 | 0 | 0 | 0 | 0 | 0 | 0 | 0.13818 | 0.16425
1996 | 179.4687 | 0 | 0 | 0 | 0 | 0 | 0 | 0.2032 | 0.21232
1996 | 179.4792 | 0 | 0 | 0 | 0 | 0 | 0 | 0.2032 | 0.20831
1996 | 179.4896 | 0 | 0 | 0 | 0 | 0 | 0 | 0.24384 | 0.23635
1996 | 179.5 | 0 | 0 | 0 | 0 | 0 | 0 | 0.24384 | 0.24837
1996 | 179.5104 | 0 | 0 | 0 | 0 | 0 | 0 | 0.25197 | 0.26039
1996 | 179.5208 | 0 | 0 | 0 | 0 | 0 | 0 | 0.2601 | 0.26039
1996 | 179.5312 | 0 | 0 | 0 | 0 | 0 | 0 | 0.2601 | 0.2684
1996 | 179.5417 | 0 | 0 | 0 | 0 | 0 | 0 | 0.2601 | 0.28843
1996 | 179.5521 | 0 | 0 | 0 | 0 | 0 | 0 | 0.29667 | 0.28843
1996 | 179.5625 | 0 | 0 | 0 | 0 | 0 | 0 | 0.26822 | 0.28443
1996 | 179.5729 | 0 | 0 | 0 | 0 | 0 | 0 | 0.23978 | 0.2644
1996 | 179.5833 | 0 | 0 | 0 | 0 | 0 | 0 | 0.21539 | 0.20431
1996 | 179.5937 | 0 | 0 | 0 | 0 | 0 | 0 | 0.22758 | 0.21632
1996 | 179.6042 | 0 | 0 | 0 | 0 | 0 | 0 | 0.16256 | 0.19229
1996 | 179.6146 | 0 | 0 | 0 | 0 | 0 | 0 | 0.22758 | 0.24837
1996 | 179.625 | 0 | 0 | 0 | 0 | 0 | 0 | 0.21133 | 0.20831
1996 | 179.6354 | 0 | 0 | 0 | 0 | 0 | 0 | 0.19914 | 0.22434
1996 | 179.6458 | 0 | 0 | 0 | 0 | 0 | 0 | 0.2032 | 0.22834
1996 | 179.6562 | 0 | 0 | 0 | 0 | 0 | 0 | 0.23571 | 0.15223
1996 | 179.6667 | 0 | 0 | 4.4704 | 5.1838 | 0 | 0 | 0 | 0.004006
1996 | 179.6771 | 0 | 0 | 7.429 | 7.2669 | 0 | 0 | 0 | 0
1996 | 179.6875 | 0 | 0 | 1.5524 | 1.6104 | 0 | 0 | -1.1369e-13 | 0.004006
1996 | 179.6979 | 0 | 0 | 0.08128 | 0.08012 | 0 | 0 | -0.004064 | 0
1996 | 179.7083 | 0 | 0 | 0 | 0 | 0 | 0 | 0.016256 | 0.032048
1996 | 179.7187 | 0 | 0 | 0 | 0 | 0 | 0 | 0.052832 | 0.052078
1996 | 179.7292 | 0 | 0 | 0 | 0 | 0 | 0 | 0.032512 | 0.048072
1996 | 179.7396 | 0 | 0 | 0 | 0 | 0 | 0 | 0.044704 | 0.048072
1996 | 179.75 | 0 | 0 | 0 | 0 | 0 | 0 | 0.036576 | 0.032048
1996 | 179.7604 | 0 | 0 | 0 | 0 | 0 | 0 | 0.032512 | 0.028042
1996 | 179.7708 | 0 | 0 | 0 | 0 | 0 | 0 | 0.016256 | 0.02003
1996 | 179.7812 | 0 | 0 | 0 | 0 | 0 | 0 | 0.02032 | 0.036054
1996 | 179.7917 | 0 | 0 | 0 | 0 | 0 | 0 | 0.032512 | 0.028042
1996 | 179.8021 | 0 | 0 | 0 | 0 | 0 | 0 | 0.048768 | 0.032048
1996 | 179.8125 | 0 | 0 | 0 | 0 | 0 | 0 | 0.02032 | 0.024036
1996 | 179.8229 | 0 | 0 | 0 | 0 | 0 | 0 | 0.016256 | 0.016024
1996 | 179.8333 | 0 | 0 | 0 | 0 | 0 | 0 | 0.016256 | 0.004006
1996 | 179.8437 | 0 | 0 | 0 | 0 | 0 | 0 | 0.016256 | 0.016024
1996 | 179.8542 | 0 | 0 | 0 | 0 | 0 | 0 | 0.008128 | 0.012018
1996 | 179.8646 | 0 | 0 | 0 | 0 | 0 | 0 | 0.012192 | 0.008012
1996 | 179.875 | 0 | 0 | 0 | 0 | 0 | 0 | 0.004064 | 0.008012
1996 | 179.8854 | 0 | 0 | 0 | 0 | 0 | 0 | -0.004064 | 0.008012
1996 | 179.8958 | 0 | 0 | 0 | 0 | 0 | 0 | 0.004064 | 0.008012
1996 | 179.9062 | 0 | 0 | 0 | 0 | 0 | 0 | 0.012192 | 0.008012
1996 | 179.9167 | 0 | 0 | 0 | 0 | 0 | 0 | 0.004064 | 0.004006
1996 | 179.9271 | 0 | 0 | 0 | 0 | 0 | 0 | 0 | 0.004006
1996 | 179.9375 | 0 | 0 | 0 | 0 | 0 | 0 | 0.012192 | 0.012018
1996 | 179.9479 | 0 | 0 | 0 | 0 | 0 | 0 | 0.008128 | 0.008012
1996 | 179.9583 | 0 | 0 | 0 | 0 | 0 | 0 | 0.004064 | 0
1996 | 179.9687 | 0 | 0 | 0 | 0 | 0 | 0 | 0.008128 | 0.008012
1996 | 179.9792 | 0 | 0 | 0 | 0 | 0 | 0 | 0.008128 | 0.008012
1996 | 179.9896 | 0 | 0 | 0 | 0 | 0 | 0 | 0.008128 | 0.004006
1996 | 180 | 0 | 0 | 0 | 0 | 0 | 0 | 0.008128 | 0
1996 | 180.0104 | 0 | 0 | 0 | 0 | 0 | 0 | 0.004064 | 0.004006
1996 | 180.0208 | 0 | 0 | 0 | 0 | 0 | 0 | 0 | 0
1996 | 180.0312 | 0 | 0 | 0 | 0 | 0 | 0 | 0 | 0
1996 | 180.0417 | 0 | 0 | 0 | 0 | 0 | 0 | 0.004064 | 0
1996 | 180.0521 | 0 | 0 | 0 | 0 | 0 | 0 | -0.008128 | -0.004006
1996 | 180.0625 | 0 | 0 | 0 | 0 | 0 | 0 | 0 | -0.008012
1996 | 180.0729 | 0 | 0 | 0 | 0 | 0 | 0 | 0 | 0
1996 | 180.0833 | 0 | 0 | 0 | 0 | 0 | 0 | -0.008128 | 0
1996 | 180.0937 | 0 | 0 | 0 | 0 | 0 | 0 | 0.004064 | -0.004006
1996 | 180.1042 | 0 | 0 | 0 | 0 | 0 | 0 | -0.004064 | -0.004006
1996 | 180.1146 | 0 | 0 | 0 | 0 | 0 | 0 | -0.008128 | 0
1996 | 180.125 | 0 | 0 | 0 | 0 | 0 | 0 | -0.004064 | -0.008012
1996 | 180.1354 | 0 | 0 | 0 | 0 | 0 | 0 | 0 | 0
1996 | 180.1458 | 0 | 0 | 0 | 0 | 0 | 0 | -0.004064 | 0
1996 | 180.1562 | 0 | 0 | 0 | 0 | 0 | 0 | -0.004064 | -0.008012
1996 | 180.1667 | 0 | 0 | 0 | 0 | 0 | 0 | 0.008128 | 0
1996 | 180.1771 | 0 | 0 | 0 | 0 | 0 | 0 | 0.004064 | 0
1996 | 180.1875 | 0 | 0 | 0 | 0 | 0 | 0 | -0.004064 | 0
1996 | 180.1979 | 0 | 0 | 0 | 0 | 0 | 0 | -0.004064 | -0.008012
1996 | 180.2083 | 0 | 0 | 0 | 0 | 0 | 0 | -0.008128 | -0.004006
1996 | 180.2187 | 0 | 0 | 0 | 0 | 0 | 0 | -0.008128 | -0.012018
1996 | 180.2292 | 0 | 0 | 0 | 0 | 0 | 0 | -0.004064 | 0
1996 | 180.2396 | 0 | 0 | 0 | 0 | 0 | 0 | -0.004064 | -0.008012
1996 | 180.25 | 0 | 0 | 0 | 0 | 0 | 0 | -0.012192 | -0.008012
1996 | 180.2604 | 0 | 0 | 0 | 0 | 0 | 0 | -0.004064 | -0.008012
1996 | 180.2708 | 0 | 0 | 0 | 0 | 0 | 0 | 0 | -0.008012
1996 | 180.2812 | 0 | 0 | 0 | 0 | 0 | 0 | -0.004064 | 0.004006
1996 | 180.2917 | 0 | 0 | 0 | 0 | 0 | 0 | 0.008128 | 0.008012
1996 | 180.3021 | 0 | 0 | 0 | 0 | 0 | 0 | 0.008128 | 0.024036
1996 | 180.3125 | 0 | 0 | 0 | 0 | 0 | 0 | 0.036576 | 0.044066
1996 | 180.3229 | 0 | 0 | 0 | 0 | 0 | 0 | 0.048768 | 0.052078
1996 | 180.3333 | 0 | 0 | 0 | 0 | 0 | 0 | 0.073152 | 0.076114
1996 | 180.3437 | 0 | 0 | 0 | 0 | 0 | 0 | 0.08128 | 0.088132
1996 | 180.3542 | 0 | 0 | 0 | 0 | 0 | 0 | 0.097536 | 0.10816
1996 | 180.3646 | 0 | 0 | 0 | 0 | 0 | 0 | 0.11786 | 0.12419
1996 | 180.375 | 0 | 0 | 0 | 0 | 0 | 0 | 0.14224 | 0.14021
1996 | 180.3854 | 0 | 0 | 0 | 0 | 0 | 0 | 0.13818 | 0.15623
1996 | 180.3958 | 0 | 0 | 0 | 0 | 0 | 0 | 0.18288 | 0.14822
1996 | 180.4062 | 0 | 0 | 0 | 0 | 0 | 0 | 0.1585 | 0.16825
1996 | 180.4167 | 0 | 0 | 0 | 0 | 0 | 0 | 0.17069 | 0.17226
1996 | 180.4271 | 0 | 0 | 0 | 0 | 0 | 0 | 0.21539 | 0.18428
1996 | 180.4375 | 0 | 0 | 0 | 0 | 0 | 0 | 0.21539 | 0.19629
1996 | 180.4479 | 0 | 0 | 0 | 0 | 0 | 0 | 0.21133 | 0.20831
1996 | 180.4583 | 0 | 0 | 0 | 0 | 0 | 0 | 0.21946 | 0.22033
1996 | 180.4687 | 0 | 0 | 0 | 0 | 0 | 0 | 0.23978 | 0.21632
1996 | 180.4792 | 0 | 0 | 0 | 0 | 0 | 0 | 0.21539 | 0.21232
1996 | 180.4896 | 0 | 0 | 0 | 0 | 0 | 0 | 0.21539 | 0.22033
1996 | 180.5 | 0 | 0 | 0 | 0 | 0 | 0 | 0.24384 | 0.23235
1996 | 180.5104 | 0 | 0 | 0 | 0 | 0 | 0 | 0.22352 | 0.23635
1996 | 180.5208 | 0 | 0 | 0 | 0 | 0 | 0 | 0.25603 | 0.25238
1996 | 180.5312 | 0 | 0 | 0 | 0 | 0 | 0 | 0.2601 | 0.25638
1996 | 180.5417 | 0 | 0 | 0 | 0 | 0 | 0 | 0.2601 | 0.28042
1996 | 180.5521 | 0 | 0 | 0 | 0 | 0 | 0 | 0.3048 | 0.29244
1996 | 180.5625 | 0 | 0 | 0 | 0 | 0 | 0 | 0.26416 | 0.27241
1996 | 180.5729 | 0 | 0 | 0 | 0 | 0 | 0 | 0.26822 | 0.27641
1996 | 180.5833 | 0 | 0 | 0 | 0 | 0 | 0 | 0.30074 | 0.30045
1996 | 180.5937 | 0 | 0 | 0 | 0 | 0 | 0 | 0.32512 | 0.31647
1996 | 180.6042 | 0 | 0 | 0 | 0 | 0 | 0 | 0.30886 | 0.31247
1996 | 180.6146 | 0 | 0 | 0 | 0 | 0 | 0 | 0.28854 | 0.28042
1996 | 180.625 | 0 | 0 | 0 | 0 | 0 | 0 | 0.29261 | 0.28843
1996 | 180.6354 | 0 | 0 | 0 | 0 | 0 | 0 | 0.27635 | 0.28443
1996 | 180.6458 | 0 | 0 | 0 | 0 | 0 | 0 | 0.3048 | 0.30446
1996 | 180.6562 | 0 | 0 | 0 | 0 | 0 | 0 | 0.29261 | 0.32048
1996 | 180.6667 | 0 | 0 | 0 | 0 | 0 | 0 | 0.28042 | 0.2684
1996 | 180.6771 | 0 | 0 | 0 | 0 | 0 | 0 | 0.18694 | 0.20431
1996 | 180.6875 | 0 | 0 | 0 | 0 | 0 | 0 | 0.25197 | 0.24837
1996 | 180.6979 | 0 | 0 | 0 | 0 | 0 | 0 | 0.2479 | 0.27241
1996 | 180.7083 | 0 | 0 | 0 | 0 | 0 | 0 | 0.23165 | 0.24036
1996 | 180.7187 | 0 | 0 | 0 | 0 | 0 | 0 | 0.22352 | 0.23235
1996 | 180.7292 | 0 | 0 | 0 | 0 | 0 | 0 | 0.19101 | 0.21232
1996 | 180.7396 | 0 | 0 | 0 | 0 | 0 | 0 | 0.2032 | 0.21632
1996 | 180.75 | 0 | 0 | 0 | 0 | 0 | 0 | 0.2032 | 0.2003
1996 | 180.7604 | 0 | 0 | 0 | 0 | 0 | 0 | 0.1585 | 0.17626
1996 | 180.7708 | 0 | 0 | 0 | 0 | 0 | 0 | 0.15443 | 0.16825
1996 | 180.7812 | 0 | 0 | 0 | 0 | 0 | 0 | 0.15037 | 0.15223
1996 | 180.7917 | 0 | 0 | 0 | 0 | 0 | 0 | 0.11786 | 0.1362
1996 | 180.8021 | 0 | 0 | 0 | 0 | 0 | 0 | 0.11786 | 0.11617
1996 | 180.8125 | 0 | 0 | 0 | 0 | 0 | 0 | 0.1016 | 0.096144
1996 | 180.8229 | 0 | 0 | 0 | 0 | 0 | 0 | 0.089408 | 0.076114
1996 | 180.8333 | 0 | 0 | 0 | 0 | 0 | 0 | 0.048768 | 0.048072
1996 | 180.8437 | 0 | 0 | 0 | 0 | 0 | 0 | 0.048768 | 0.048072
1996 | 180.8542 | 0 | 0 | 0 | 0 | 0 | 0 | 0.044704 | 0.04006
1996 | 180.8646 | 0 | 0 | 0 | 0 | 0 | 0 | 0.044704 | 0.028042
1996 | 180.875 | 0 | 0 | 0 | 0 | 0 | 0 | 0.032512 | 0.044066
1996 | 180.8854 | 0 | 0 | 0 | 0 | 0 | 0 | 0.032512 | 0.024036
1996 | 180.8958 | 0 | 0 | 0 | 0 | 0 | 0 | 0.024384 | 0.024036
1996 | 180.9062 | 0 | 0 | 0 | 0 | 0 | 0 | 0.016256 | 0.016024
1996 | 180.9167 | 0 | 0 | 0 | 0 | 0 | 0 | 0.016256 | 0.016024
1996 | 180.9271 | 0 | 0 | 0 | 0 | 0 | 0 | 0.016256 | 0.012018
1996 | 180.9375 | 0 | 0 | 0 | 0 | 0 | 0 | 0.012192 | 0.024036
1996 | 180.9479 | 0 | 0 | 0 | 0 | 0 | 0 | 0.024384 | 0.016024
1996 | 180.9583 | 0 | 0 | 0 | 0 | 0 | 0 | 0.012192 | 0.024036
1996 | 180.9687 | 0 | 0 | 0 | 0 | 0 | 0 | 0.024384 | 0.016024
1996 | 180.9792 | 0 | 0 | 0 | 0 | 0 | 0 | 0.016256 | 0.016024
1996 | 180.9896 | 0 | 0 | 0 | 0 | 0 | 0 | 0.012192 | 0.02003
1996 | 181 | 0 | 0 | 0 | 0 | 0 | 0 | 0.016256 | 0.012018
1996 | 181.0104 | 0 | 0 | 0 | 0 | 0 | 0 | 0.012192 | 0.02003
1996 | 181.0208 | 0 | 0 | 0 | 0 | 0 | 0 | 0.016256 | 0.02003
1996 | 181.0312 | 0 | 0 | 0 | 0 | 0 | 0 | 0.024384 | 0.02003
1996 | 181.0417 | 0 | 0 | 0 | 0 | 0 | 0 | 0.016256 | 0.02003
1996 | 181.0521 | 0 | 0 | 0 | 0 | 0 | 0 | 0.024384 | 0.02003
1996 | 181.0625 | 0 | 0 | 0 | 0 | 0 | 0 | 0.016256 | 0.012018
1996 | 181.0729 | 0 | 0 | 0 | 0 | 0 | 0 | 0.012192 | 0.016024
1996 | 181.0833 | 0 | 0 | 0 | 0 | 0 | 0 | 0.02032 | 0.016024
1996 | 181.0937 | 0 | 0 | 0 | 0 | 0 | 0 | 0.008128 | 0.016024
1996 | 181.1042 | 0 | 0 | 0 | 0 | 0 | 0 | 0.02032 | 0.024036
1996 | 181.1146 | 0 | 0 | 0 | 0 | 0 | 0 | 0.028448 | 0.02003
1996 | 181.125 | 0 | 0 | 0 | 0 | 0 | 0 | 0.024384 | 0.02003
1996 | 181.1354 | 0 | 0 | 0 | 0 | 0 | 0 | 0.008128 | 0.012018
1996 | 181.1458 | 0 | 0 | 0 | 0 | 0 | 0 | 0.012192 | 0.012018
1996 | 181.1562 | 0 | 0 | 0 | 0 | 0 | 0 | 0 | 0.004006
1996 | 181.1667 | 0 | 0 | 0 | 0 | 0 | 0 | 0.004064 | -0.004006
1996 | 181.1771 | 0 | 0 | 0 | 0 | 0 | 0 | -0.004064 | 0.004006
1996 | 181.1875 | 0 | 0 | 0 | 0 | 0 | 0 | 0 | -0.008012
1996 | 181.1979 | 0 | 0 | 0 | 0 | 0 | 0 | 0.004064 | 0
1996 | 181.2083 | 0 | 0 | 0 | 0 | 0 | 0 | -0.004064 | 0
1996 | 181.2187 | 0 | 0 | 0 | 0 | 0 | 0 | -0.004064 | -0.004006
1996 | 181.2292 | 0 | 0 | 0 | 0 | 0 | 0 | -0.004064 | 0.004006
1996 | 181.2396 | 0 | 0 | 0 | 0 | 0 | 0 | 0 | -0.004006
1996 | 181.25 | 0 | 0 | 0 | 0 | 0 | 0 | 0 | -0.004006
1996 | 181.2604 | 0 | 0 | 0 | 0 | 0 | 0 | 0 | 0
1996 | 181.2708 | 0 | 0 | 0 | 0 | 0 | 0 | 0.008128 | 0.008012
1996 | 181.2812 | 0 | 0 | 0 | 0 | 0 | 0 | 0.012192 | 0.02003
1996 | 181.2917 | 0 | 0 | 0 | 0 | 0 | 0 | 0.016256 | 0.02003
1996 | 181.3021 | 0 | 0 | 0 | 0 | 0 | 0 | 0.044704 | 0.04006
1996 | 181.3125 | 0 | 0 | 0 | 0 | 0 | 0 | 0.052832 | 0.052078
1996 | 181.3229 | 0 | 0 | 0 | 0 | 0 | 0 | 0.073152 | 0.072108
1996 | 181.3333 | 0 | 0 | 0 | 0 | 0 | 0 | 0.089408 | 0.084126
1996 | 181.3437 | 0 | 0 | 0 | 0 | 0 | 0 | 0.10566 | 0.10416
1996 | 181.3542 | 0 | 0 | 0 | 0 | 0 | 0 | 0.11786 | 0.12018
1996 | 181.3646 | 0 | 0 | 0 | 0 | 0 | 0 | 0.13411 | 0.1362
1996 | 181.375 | 0 | 0 | 0 | 0 | 0 | 0 | 0.1585 | 0.15223
1996 | 181.3854 | 0 | 0 | 0 | 0 | 0 | 0 | 0.18288 | 0.17226
1996 | 181.3958 | 0 | 0 | 0 | 0 | 0 | 0 | 0.19507 | 0.20431
1996 | 181.4062 | 0 | 0 | 0 | 0 | 0 | 0 | 0.21133 | 0.21232
1996 | 181.4167 | 0 | 0 | 0 | 0 | 0 | 0 | 0.23978 | 0.22033
1996 | 181.4271 | 0 | 0 | 0 | 0 | 0 | 0 | 0.22352 | 0.24036
1996 | 181.4375 | 0 | 0 | 0 | 0 | 0 | 0 | 0.24384 | 0.22834
1996 | 181.4479 | 0 | 0 | 0 | 0 | 0 | 0 | 0.23571 | 0.22834
1996 | 181.4583 | 0 | 0 | 0 | 0 | 0 | 0 | 0.21946 | 0.21232
1996 | 181.4687 | 0 | 0 | 0 | 0 | 0 | 0 | 0.24384 | 0.22834
1996 | 181.4792 | 0 | 0 | 0 | 0 | 0 | 0 | 0.19914 | 0.19629
1996 | 181.4896 | 0 | 0 | 0 | 0 | 0 | 0 | 0.12192 | 0.15623
1996 | 181.5 | 0 | 0 | 0 | 0 | 0 | 0 | 0.19507 | 0.2003
1996 | 181.5104 | 0 | 0 | 0 | 0 | 0 | 0 | 0.27635 | 0.26039
1996 | 181.5208 | 0 | 0 | 0 | 0 | 0 | 0 | 0.19914 | 0.19629
1996 | 181.5312 | 0 | 0 | 0 | 0 | 0 | 0 | 0.25197 | 0.25638
1996 | 181.5417 | 0 | 0 | 0 | 0 | 0 | 0 | 0.30074 | 0.30446
1996 | 181.5521 | 0 | 0 | 0 | 0 | 0 | 0 | 0.22758 | 0.19229
1996 | 181.5625 | 0 | 0 | 0 | 0 | 0 | 0 | 0.26416 | 0.2644
1996 | 181.5729 | 0 | 0 | 0 | 0 | 0 | 0 | 0.30074 | 0.29244
1996 | 181.5833 | 0 | 0 | 0 | 0 | 0 | 0 | 0.29261 | 0.29644
1996 | 181.5937 | 0 | 0 | 0 | 0 | 0 | 0 | 0.2032 | 0.17626
1996 | 181.6042 | 0 | 0 | 0 | 0 | 0 | 0 | 0.19101 | 0.17626
1996 | 181.6146 | 0 | 0 | 0 | 0 | 0 | 0 | 0.13005 | 0.12419
1996 | 181.625 | 0 | 0 | 0.04064 | 0.064096 | 0 | 0 | 0.04064 | 0.036054
1996 | 181.6354 | 0 | 0 | 0.12192 | 0.2644 | 0 | 0 | 0.06096 | 0.052078
1996 | 181.6458 | 0 | 0 | 1.7231 | 1.9229 | 0 | 0 | -1.1369e-13 | 0
1996 | 181.6562 | 0 | 0 | 0.016256 | 0.088132 | 0 | 0 | 0.036576 | 0.044066
1996 | 181.6667 | 0 | 0 | 0 | 0 | 0 | 0 | 0.13818 | 0.15223
1996 | 181.6771 | 0 | 0 | 0 | 0 | 0 | 0 | 0.20726 | 0.27241
1996 | 181.6875 | 0 | 0 | 0 | 0 | 0 | 0 | 0.21133 | 0.21232
1996 | 181.6979 | 0 | 0 | 0 | 0 | 0 | 0 | 0.15037 | 0.1322
1996 | 181.7083 | 0 | 0 | 0 | 0 | 0 | 0 | 0.093472 | 0.084126
1996 | 181.7187 | 0 | 0 | 0 | 0 | 0 | 0 | 0.077216 | 0.072108
1996 | 181.7292 | 0 | 0 | 0 | 0 | 0 | 0 | 0.052832 | 0.064096
1996 | 181.7396 | 0 | 0 | 0 | 0 | 0 | 0 | 0.036576 | 0.052078
1996 | 181.75 | 0 | 0 | 0 | 0 | 0 | 0 | 0.036576 | -0.012018
1996 | 181.7604 | 0 | 0 | 0.032512 | 0.024036 | 0 | 0 | 0.008128 | -0.016024
1996 | 181.7708 | 0 | 0 | 0.11379 | 0.056084 | 0 | 0 | 0 | 0
1996 | 181.7812 | 0 | 0 | 0.065024 | 0.056084 | 0 | 0 | 0.004064 | 0.004006
1996 | 181.7917 | 0 | 0 | 0 | 0 | 0 | 0 | 0.004064 | 0.012018
1996 | 181.8021 | 0 | 0 | 0 | 0 | 0 | 0 | 0.028448 | 0.032048
1996 | 181.8125 | 0 | 0 | 0 | 0 | 0 | 0 | 0.008128 | 0.004006
1996 | 181.8229 | 0 | 0 | 0 | 0 | 0 | 0 | 0.02032 | 0.008012
1996 | 181.8333 | 0 | 0 | 0 | 0 | 0 | 0 | 0 | 0.02003
1996 | 181.8437 | 0 | 0.024036 | 0 | 0 | 0 | 0 | -0.024384 | 0.004006
1996 | 181.8542 | 0 | 0 | 0 | 0 | 0 | 0 | 0.028448 | 0.028042
1996 | 181.8646 | 0 | 0 | 0 | 0 | 0 | 0 | 0.024384 | 0.02003
1996 | 181.875 | 0 | 0 | 0 | 0 | 0 | 0 | 0.02032 | 0.028042
1996 | 181.8854 | 0 | 0 | 0 | 0 | 0 | 0 | 0.032512 | 0.016024
1996 | 181.8958 | 0 | 0 | 0 | 0 | 0 | 0 | 0.008128 | 0.012018
1996 | 181.9062 | 0 | 0 | 0 | 0 | 0 | 0 | 0.016256 | 0.028042
1996 | 181.9167 | 0 | 0 | 0 | 0 | 0 | 0 | 0.012192 | 0.012018
1996 | 181.9271 | 0 | 0 | 0 | 0 | 0 | 0 | 0.008128 | -0.004006
1996 | 181.9375 | 0 | 0 | 0 | 0 | 0 | 0 | 0 | 0.004006
1996 | 181.9479 | 0 | 0 | 0 | 0 | 0 | 0 | 0.008128 | 0.008012
1996 | 181.9583 | 0 | 0 | 1.5768 | 1.2899 | 0 | 0 | -0.004064 | -0.004006
1996 | 181.9687 | 0 | 0 | 0.64211 | 0.24837 | 0 | 0 | 0 | 0
1996 | 181.9792 | 0 | 0 | 1.5037 | 1.322 | 0 | 0 | -0.004064 | 1.1369e-13
1996 | 181.9896 | 0 | 0 | 0 | 0 | 0 | 0 | 0.008128 | 0.008012
1996 | 182 | 0 | 0 | 0 | 0 | 0 | 0 | 0.008128 | 0.008012
1996 | 182.0104 | 0 | 0 | 0 | 0 | 0 | 0 | -0.004064 | -0.004006
1996 | 182.0208 | 0 | 0 | 0 | 0 | 0 | 0 | 0.004064 | 0.004006
1996 | 182.0312 | 0 | 0 | 0 | 0 | 0 | 0 | 0 | 0.008012
1996 | 182.0417 | 0 | 0 | 0 | 0 | 0 | 0 | 0.004064 | 0
1996 | 182.0521 | 0 | 0 | 0 | 0 | 0 | 0 | 0 | -0.004006
1996 | 182.0625 | 0 | 0 | 0 | 0 | 0 | 0 | -0.012192 | -0.008012
1996 | 182.0729 | 0 | 0 | 0 | 0 | 0 | 0 | 0.008128 | 0.016024
1996 | 182.0833 | 0 | 0 | 0 | 0 | 0 | 0 | 0.024384 | 0.024036
1996 | 182.0937 | 0 | 0 | 0 | 0 | 0 | 0 | 0.016256 | 0.02003
1996 | 182.1042 | 0 | 0 | 0 | 0 | 0 | 0 | 0.016256 | 0.024036
1996 | 182.1146 | 0 | 0 | 0 | 0 | 0 | 0 | 0.008128 | 0.008012
1996 | 182.125 | 0 | 0 | 0 | 0 | 0 | 0 | 0.008128 | 0.008012
1996 | 182.1354 | 0 | 0 | 0 | 0 | 0 | 0 | 0.004064 | 0.008012
1996 | 182.1458 | 0 | 0 | 0 | 0 | 0 | 0 | 0 | -0.004006
1996 | 182.1562 | 0 | 0 | 0 | 0 | 0 | 0 | 0 | 0
1996 | 182.1667 | 0 | 0 | 0 | 0 | 0 | 0 | -0.004064 | 0
1996 | 182.1771 | 0 | 0 | 0 | 0 | 0 | 0 | 0.004064 | 0.004006
1996 | 182.1875 | 0 | 0 | 0 | 0 | 0 | 0 | -0.004064 | -0.004006
1996 | 182.1979 | 0 | 0 | 0 | 0 | 0 | 0 | 0.004064 | 0
1996 | 182.2083 | 0 | 0 | 0 | 0 | 0 | 0 | 0 | -0.004006
1996 | 182.2187 | 0 | 0 | 0 | 0 | 0 | 0 | -0.008128 | 0
1996 | 182.2292 | 0 | 0 | 0 | 0 | 0 | 0 | 0.02032 | 0.008012
1996 | 182.2396 | 0 | 0 | 0 | 0 | 0 | 0 | 0.012192 | 0.012018
1996 | 182.25 | 0 | 0 | 0 | 0 | 0 | 0 | 0 | 0.012018
1996 | 182.2604 | 0 | 0 | 0 | 0 | 0 | 0 | 0.008128 | 0.004006
1996 | 182.2708 | 0 | 0 | 0 | 0 | 0 | 0 | 0.004064 | 0.008012
1996 | 182.2812 | 0 | 0 | 0 | 0 | 0 | 0 | 0.016256 | 0.016024
1996 | 182.2917 | 0 | 0 | 0 | 0 | 0 | 0 | 0.016256 | 0.02003
1996 | 182.3021 | 0 | 0 | 0 | 0 | 0 | 0 | 0.028448 | 0.028042
1996 | 182.3125 | 0 | 0 | 0 | 0 | 0 | 0 | 0.04064 | 0.036054
1996 | 182.3229 | 0 | 0 | 0 | 0 | 0 | 0 | 0.04064 | 0.04006
1996 | 182.3333 | 0 | 0 | 0 | 0 | 0 | 0 | 0.048768 | 0.056084
1996 | 182.3437 | 0 | 0 | 0 | 0 | 0 | 0 | 0.069088 | 0.068102
1996 | 182.3542 | 0 | 0 | 0 | 0 | 0 | 0 | 0.089408 | 0.092138
1996 | 182.3646 | 0 | 0 | 0 | 0 | 0 | 0 | 0.069088 | 0.076114
1996 | 182.375 | 0 | 0 | 0 | 0 | 0 | 0 | 0.085344 | 0.08012
1996 | 182.3854 | 0 | 0 | 0 | 0 | 0 | 0 | 0.069088 | 0.06009
1996 | 182.3958 | 0 | 0 | 0 | 0 | 0 | 0 | 0.11379 | 0.12419
1996 | 182.4062 | 0 | 0 | 0 | 0 | 0 | 0 | 0.15443 | 0.14822
1996 | 182.4167 | 0 | 0 | 0 | 0 | 0 | 0 | 0.1585 | 0.16024
1996 | 182.4271 | 0 | 0 | 0 | 0 | 0 | 0 | 0.17069 | 0.16024
1996 | 182.4375 | 0 | 0 | 0 | 0 | 0 | 0 | 0.19101 | 0.19229
1996 | 182.4479 | 0 | 0 | 0 | 0 | 0 | 0 | 0.19507 | 0.19229
1996 | 182.4583 | 0 | 0 | 0 | 0 | 0 | 0 | 0.20726 | 0.20431
1996 | 182.4687 | 0 | 0 | 0 | 0 | 0 | 0 | 0.21133 | 0.20431
1996 | 182.4792 | 0 | 0 | 0 | 0 | 0 | 0 | 0.22352 | 0.22033
1996 | 182.4896 | 0 | 0 | 0 | 0 | 0 | 0 | 0.23571 | 0.22434
1996 | 182.5 | 0 | 0 | 0 | 0 | 0 | 0 | 0.23978 | 0.22834
1996 | 182.5104 | 0 | 0 | 0 | 0 | 0 | 0 | 0.23978 | 0.24036
1996 | 182.5208 | 0 | 0 | 0 | 0 | 0 | 0 | 0.26822 | 0.22834
1996 | 182.5312 | 0 | 0 | 0 | 0 | 0 | 0 | 0.24384 | 0.21232
1996 | 182.5417 | 0 | 0 | 0 | 0 | 0 | 0 | 0.25603 | 0.19629
1996 | 182.5521 | 0 | 0 | 0 | 0 | 0 | 0 | 0.28854 | 0.2644
1996 | 182.5625 | 0 | 0 | 0 | 0 | 0 | 0 | 0.26822 | 0.28843
1996 | 182.5729 | 0 | 0 | 0 | 0 | 0 | 0 | 0.11379 | 0.14422
1996 | 182.5833 | 0 | 0 | 0 | 0 | 0 | 0 | 0.14224 | 0.16024
1996 | 182.5937 | 0 | 0 | 0 | 0 | 0 | 0 | 0.19101 | 0.19629
1996 | 182.6042 | 0 | 0 | 0 | 0 | 0 | 0 | 0.1585 | 0.14822
1996 | 182.6146 | 0 | 0 | 0 | 0 | 0 | 0 | 0.13818 | 0.12819
1996 | 182.625 | 0 | 0 | 0 | 0 | 0 | 0 | 0.13411 | 0.14822
1996 | 182.6354 | 0 | 0 | 0 | 0 | 0 | 0 | 0.23978 | 0.24437
1996 | 182.6458 | 0 | 0 | 0 | 0 | 0 | 0 | 0.22758 | 0.20431
1996 | 182.6562 | 0 | 0 | 0 | 0 | 0 | 0 | 0.069088 | 0.08012
1996 | 182.6667 | 0 | 0 | 0 | 0 | 0 | 0 | 0.04064 | 0.04006
1996 | 182.6771 | 0 | 0 | 0 | 0 | 0 | 0 | 0.089408 | 0.092138
1996 | 182.6875 | 0 | 0 | 0 | 0 | 0 | 0 | 0.093472 | 0.096144
1996 | 182.6979 | 0 | 0 | 0 | 0 | 0 | 0 | 0.12192 | 0.1322
1996 | 182.7083 | 0 | 0 | 0 | 0 | 0 | 0 | 0.13411 | 0.12018
1996 | 182.7187 | 0 | 0 | 0 | 0 | 0 | 0 | 0.085344 | 0.092138
1996 | 182.7292 | 0 | 0 | 0 | 0 | 0 | 0 | 0.056896 | 0.056084
1996 | 182.7396 | 0 | 0 | 0 | 0 | 0 | 0 | 0.06096 | 0.068102
1996 | 182.75 | 0 | 0 | 0 | 0 | 0 | 0 | 0.04064 | 0.052078
1996 | 182.7604 | 0 | 0 | 0 | 0 | 0 | 0 | 0.048768 | 0.044066
1996 | 182.7708 | 0 | 0 | 0 | 0 | 0 | 0 | 0.032512 | 0.04006
1996 | 182.7812 | 0 | 0 | 0 | 0 | 0 | 0 | 0.048768 | 0.06009
1996 | 182.7917 | 0 | 0 | 0 | 0 | 0 | 0 | 0.048768 | 0.052078
1996 | 182.8021 | 0 | 0 | 0 | 0 | 0 | 0 | 0.024384 | 0.028042
1996 | 182.8125 | 0 | 0 | 0 | 0 | 0 | 0 | 0.008128 | 0.012018
1996 | 182.8229 | 0 | 0 | 0 | 0 | 0 | 0 | 0.016256 | 0.016024
1996 | 182.8333 | 0 | 0 | 0 | 0 | 0 | 0 | 0.012192 | 0.008012
1996 | 182.8437 | 0 | 0 | 0 | 0 | 0 | 0 | 0.012192 | 0.008012
1996 | 182.8542 | 0 | 0 | 0 | 0 | 0 | 0 | 0 | 0.008012
1996 | 182.8646 | 0 | 0 | 0 | 0 | 0 | 0 | 0.008128 | 0.004006
1996 | 182.875 | 0 | 0 | 0 | 0 | 0 | 0 | 0.016256 | 0.016024
1996 | 182.8854 | 0 | 0 | 0 | 0 | 0 | 0 | 0.036576 | 0.032048
1996 | 182.8958 | 0 | 0 | 0 | 0 | 0 | 0 | 0.028448 | 0.032048
1996 | 182.9062 | 0 | 0 | 0 | 0 | 0 | 0 | 0.028448 | 0.02003
1996 | 182.9167 | 0 | 0 | 0 | 0 | 0 | 0 | 0.016256 | 0.02003
1996 | 182.9271 | 0 | 0 | 0 | 0 | 0 | 0 | 0.016256 | 0.004006
1996 | 182.9375 | 0 | 0 | 0 | 0 | 0 | 0 | 0.012192 | 0.008012
1996 | 182.9479 | 0 | 0 | 0 | 0 | 0 | 0 | 0.008128 | 0.012018
1996 | 182.9583 | 0 | 0 | 0 | 0 | 0 | 0 | 0.004064 | 0.004006
1996 | 182.9687 | 0 | 0 | 0 | 0 | 0 | 0 | 0.012192 | 0
1996 | 182.9792 | 0 | 0 | 0 | 0 | 0 | 0 | -0.008128 | 0
1996 | 182.9896 | 0 | 0 | 0 | 0 | 0 | 0 | 0.004064 | 0.004006
1996 | 183 | 0 | 0 | 0 | 0 | 0 | 0 | -0.004064 | -0.004006
1996 | 183.0104 | 0 | 0 | 0 | 0 | 0 | 0 | 0.008128 | 0
1996 | 183.0208 | 0 | 0 | 0 | 0 | 0 | 0 | -0.004064 | 0
1996 | 183.0312 | 0 | 0 | 0 | 0 | 0 | 0 | -0.004064 | 0
1996 | 183.0417 | 0 | 0 | 0 | 0 | 0 | 0 | 0 | 0
1996 | 183.0521 | 0 | 0 | 0 | 0 | 0 | 0 | 0 | -0.004006
1996 | 183.0625 | 0 | 0 | 0 | 0 | 0 | 0 | 0 | -0.004006
1996 | 183.0729 | 0 | 0 | 0 | 0 | 0 | 0 | -0.004064 | 0
1996 | 183.0833 | 0 | 0 | 0 | 0 | 0 | 0 | -0.004064 | 0
1996 | 183.0937 | 0 | 0 | 0 | 0 | 0 | 0 | 0 | 0
1996 | 183.1042 | 0 | 0 | 0 | 0 | 0 | 0 | 0 | -0.004006
1996 | 183.1146 | 0 | 0 | 0 | 0 | 0 | 0 | 0 | -0.004006
1996 | 183.125 | 0 | 0 | 0 | 0 | 0 | 0 | -0.008128 | -0.004006
1996 | 183.1354 | 0 | 0 | 0 | 0 | 0 | 0 | 0.004064 | -0.004006
1996 | 183.1458 | 0 | 0 | 0 | 0 | 0 | 0 | -0.004064 | 0
1996 | 183.1562 | 0 | 0 | 0 | 0 | 0 | 0 | 0 | 0
1996 | 183.1667 | 0 | 0 | 0 | 0 | 0 | 0 | 0 | -0.004006
1996 | 183.1771 | 0 | 0 | 0 | 0 | 0 | 0 | -0.004064 | 0.004006
1996 | 183.1875 | 0 | 0 | 0 | 0 | 0 | 0 | 0.004064 | -0.004006
1996 | 183.1979 | 0 | 0 | 0 | 0 | 0 | 0 | -0.008128 | -0.004006
1996 | 183.2083 | 0 | 0 | 0 | 0 | 0 | 0 | 0 | -0.004006
1996 | 183.2187 | 0 | 0 | 0 | 0 | 0 | 0 | -0.004064 | 0
1996 | 183.2292 | 0 | 0 | 0 | 0 | 0 | 0 | -0.004064 | -0.004006
1996 | 183.2396 | 0 | 0 | 0 | 0 | 0 | 0 | 0 | 0
1996 | 183.25 | 0 | 0 | 0 | 0 | 0 | 0 | -0.004064 | -0.004006
1996 | 183.2604 | 0 | 0 | 0 | 0 | 0 | 0 | 0.004064 | -0.004006
1996 | 183.2708 | 0 | 0 | 0 | 0 | 0 | 0 | 0 | 0
1996 | 183.2812 | 0 | 0 | 0 | 0 | 0 | 0 | 0 | 0.008012
1996 | 183.2917 | 0 | 0 | 0 | 0 | 0 | 0 | 0.012192 | 0.008012
1996 | 183.3021 | 0 | 0 | 0 | 0 | 0 | 0 | 0.016256 | 0.02003
1996 | 183.3125 | 0 | 0 | 0 | 0 | 0 | 0 | 0.028448 | 0.024036
1996 | 183.3229 | 0 | 0 | 0 | 0 | 0 | 0 | 0.04064 | -0.04006
1996 | 183.3333 | 0 | 0 | 0 | 0 | 0 | 0 | 0.056896 | -2.7882
1996 | 183.3437 | 0 | 0 | 0 | 0 | 0 | 0 | 0.073152 | -5.6765
1996 | 183.3542 | 0 | 0 | 0 | 0 | 0 | 0 | 0.085344 | 8.7571
1996 | 183.3646 | 0 | 0 | 0 | 0 | 0 | 0 | 0.10566 | 0.11217
1996 | 183.375 | 0 | 0 | 0 | 0 | 0 | 0 | -2.8773 | 0.12419
1996 | 183.3854 | 0 | 0 | 0 | 0 | 0 | 0 | 1.4387 | 0.14021
1996 | 183.3958 | 0 | 0 | 0 | 0 | 0 | 0 | 1.8532 | 0.16825
1996 | 183.4062 | 0 | 0 | 0 | 0 | 0 | 0 | -0.77622 | 0.16024
1996 | 183.4167 | 0 | 0 | 0 | 0 | 0 | 0 | 1.1745 | 0.20431
1996 | 183.4271 | 0 | 0 | 0 | 0 | 0 | 0 | -7.0145 | 0.20831
1996 | 183.4375 | 0 | 0 | 0 | 0 | 0 | 0 | 7.4452 | 0.2003
1996 | 183.4479 | 0 | 0 | 0 | 0 | 0 | 0 | 0.17069 | 0.19629
1996 | 183.4583 | 0 | 0 | 0 | 0 | 0 | 0 | 0.21539 | 0.22033
1996 | 183.4687 | 0 | 0 | 0 | 0 | 0 | 0 | 0.21539 | 0.22834
1996 | 183.4792 | 0 | 0 | 0 | 0 | 0 | 0 | 0.2601 | 0.26039
1996 | 183.4896 | 0 | 0 | 0 | 0 | 0 | 0 | 0.27635 | 0.26039
1996 | 183.5 | 0 | 0 | 0 | 0 | 0 | 0 | 0.2479 | 0.27241
1996 | 183.5104 | 0 | 0 | 0 | 0 | 0 | 0 | 0.27229 | 0.2684
1996 | 183.5208 | 0 | 0 | 0 | 0 | 0 | 0 | 0.28448 | 0.27241
1996 | 183.5312 | 0 | 0 | 0 | 0 | 0 | 0 | 0.28448 | 0.2644
1996 | 183.5417 | 0 | 0 | 0 | 0 | 0 | 0 | 0.23571 | 0.23235
1996 | 183.5521 | 0 | 0 | 0 | 0 | 0 | 0 | 0.23571 | 0.22033
1996 | 183.5625 | 0 | 0 | 0 | 0 | 0 | 0 | 0.21133 | 0.22033
1996 | 183.5729 | 0 | 0 | 0 | 0 | 0 | 0 | 0.19101 | 0.22834
1996 | 183.5833 | 0 | 0 | 0 | 0 | 0 | 0 | 0.1463 | 0.1322
1996 | 183.5937 | 0 | 0 | 0 | 0 | 0 | 0 | 0.17882 | 0.2003
1996 | 183.6042 | 0 | 0 | 0 | 0 | 0 | 0 | 0.25197 | 0.24437
1996 | 183.6146 | 0 | 0 | 0 | 0 | 0 | 0 | 0.30886 | 0.29644
1996 | 183.625 | 0 | 0 | 0 | 0 | 0 | 0 | 0.31293 | 0.30045
1996 | 183.6354 | 0 | 0 | 0 | 0 | 0 | 0 | 0.22352 | 0.2003
1996 | 183.6458 | 0 | 0 | 0 | 0 | 0 | 0 | 0.23165 | 0.21632
1996 | 183.6562 | 0 | 0 | 0 | 0 | 0 | 0 | 0.14224 | 0.14822
1996 | 183.6667 | 0 | 0 | 0 | 0 | 0 | 0 | 0.13818 | 0.14021
1996 | 183.6771 | 0 | 0 | 0 | 0 | 0 | 0 | 0.19914 | 0.19229
1996 | 183.6875 | 0 | 0 | 0 | 0 | 0 | 0 | 0.26416 | 0.25638
1996 | 183.6979 | 0 | 0 | 0 | 0 | 0 | 0 | 0.21539 | 0.21232
1996 | 183.7083 | 0 | 0 | 0 | 0 | 0 | 0 | 0.21133 | 0.22033
1996 | 183.7187 | 0 | 0 | 0 | 0 | 0 | 0 | 0.22352 | 0.22033
1996 | 183.7292 | 0 | 0 | 0 | 0 | 0 | 0 | 0.22352 | 0.19229
1996 | 183.7396 | 0 | 0 | 0 | 0 | 0 | 0 | 0.1585 | 0.15623
1996 | 183.75 | 0 | 0 | 0 | 0 | 0 | 0 | 0.13005 | 0.14822
1996 | 183.7604 | 0 | 0 | 0 | 0 | 0 | 0 | 0.13005 | 0.12419
1996 | 183.7708 | 0 | 0 | 0 | 0 | 0 | 0 | 0.13411 | 0.11617
1996 | 183.7812 | 0 | 0 | 0 | 0 | 0 | 0 | 0.085344 | 0.096144
1996 | 183.7917 | 0 | 0 | 0 | 0 | 0 | 0 | 0.077216 | 0.084126
1996 | 183.8021 | 0 | 0 | 0 | 0 | 0 | 0 | 0.056896 | 0.068102
1996 | 183.8125 | 0 | 0 | 0 | 0 | 0 | 0 | 0.04064 | 0.052078
1996 | 183.8229 | 0 | 0 | 0 | 0 | 0 | 0 | 0.048768 | 0.052078
1996 | 183.8333 | 0 | 0 | 0 | 0 | 0 | 0 | 0.04064 | 0.032048
1996 | 183.8437 | 0 | 0 | 0 | 0 | 0 | 0 | 0.02032 | 0.02003
1996 | 183.8542 | 0 | 0 | 0 | 0 | 0 | 0 | 0.016256 | 0.02003
1996 | 183.8646 | 0 | 0 | 0 | 0 | 0 | 0 | 0.032512 | 0.036054
1996 | 183.875 | 0 | 0 | 0 | 0 | 0 | 0 | 0.028448 | 0.024036
1996 | 183.8854 | 0 | 0 | 0 | 0 | 0 | 0 | 0.02032 | 0.028042
1996 | 183.8958 | 0 | 0 | 0 | 0 | 0 | 0 | 0.024384 | 0.024036
1996 | 183.9062 | 0 | 0 | 0 | 0 | 0 | 0 | 0.02032 | 0.02003
1996 | 183.9167 | 0 | 0 | 0 | 0 | 0 | 0 | 0.016256 | 0.02003
1996 | 183.9271 | 0 | 0 | 0 | 0 | 0 | 0 | 0.016256 | 0.02003
1996 | 183.9375 | 0 | 0 | 0 | 0 | 0 | 0 | 0.02032 | 0.016024
1996 | 183.9479 | 0 | 0 | 0 | 0 | 0 | 0 | 0 | 0.012018
1996 | 183.9583 | 0 | 0 | 0 | 0 | 0 | 0 | 0.008128 | 0.004006
1996 | 183.9687 | 0 | 0 | 0 | 0 | 0 | 0 | 0.004064 | 0.008012
1996 | 183.9792 | 0 | 0 | 0 | 0 | 0 | 0 | 0.008128 | 0.008012
1996 | 183.9896 | 0 | 0 | 0 | 0 | 0 | 0 | 0.004064 | 0.004006
1996 | 184 | 0 | 0 | 0 | 0 | 0 | 0 | 0.012192 | 0.004006
1996 | 184.0104 | 0 | 0 | 0 | 0 | 0 | 0 | -0.008128 | 0.008012
1996 | 184.0208 | 0 | 0 | 0 | 0 | 0 | 0 | 0.008128 | 0
1996 | 184.0312 | 0 | 0 | 0 | 0 | 0 | 0 | 0 | -0.004006
1996 | 184.0417 | 0 | 0 | 0 | 0 | 0 | 0 | 0.004064 | 0.016024
1996 | 184.0521 | 0 | 0 | 0 | 0 | 0 | 0 | 0.008128 | 0.008012
1996 | 184.0625 | 0 | 0 | 0 | 0 | 0 | 0 | 0.012192 | 0.008012
1996 | 184.0729 | 0 | 0 | 0 | 0 | 0 | 0 | 0.008128 | 0.008012
1996 | 184.0833 | 0 | 0 | 0 | 0 | 0 | 0 | 0.012192 | 0.008012
1996 | 184.0937 | 0 | 0 | 0 | 0 | 0 | 0 | 0.008128 | 0.008012
1996 | 184.1042 | 0 | 0 | 0 | 0 | 0 | 0 | 0.012192 | 0.008012
1996 | 184.1146 | 0 | 0 | 0 | 0 | 0 | 0 | 0.02032 | 0.02003
1996 | 184.125 | 0 | 0 | 0 | 0 | 0 | 0 | 0.02032 | 0.008012
1996 | 184.1354 | 0 | 0 | 0 | 0 | 0 | 0 | 0.008128 | 0.012018
1996 | 184.1458 | 0 | 0 | 0 | 0 | 0 | 0 | 0.016256 | 0.02003
1996 | 184.1562 | 0 | 0 | 0 | 0 | 0 | 0 | 0.016256 | 0.012018
1996 | 184.1667 | 0 | 0 | 0 | 0 | 0 | 0 | 0.004064 | 0.012018
1996 | 184.1771 | 0 | 0 | 0 | 0 | 0 | 0 | 0.016256 | 0.012018
1996 | 184.1875 | 0 | 0 | 0 | 0 | 0 | 0 | 0 | 0.008012
1996 | 184.1979 | 0 | 0 | 0 | 0 | 0 | 0 | 0.008128 | 0.004006
1996 | 184.2083 | 0 | 0 | 0 | 0 | 0 | 0 | 0.008128 | 0.008012
1996 | 184.2187 | 0 | 0 | 0 | 0 | 0 | 0 | 0.008128 | 0.008012
1996 | 184.2292 | 0 | 0 | 0 | 0 | 0 | 0 | 0.004064 | 0.012018
1996 | 184.2396 | 0 | 0 | 0 | 0 | 0 | 0 | 0.012192 | 0.004006
1996 | 184.25 | 0 | 0 | 0 | 0 | 0 | 0 | -0.004064 | 0.004006
1996 | 184.2604 | 0 | 0 | 0 | 0 | 0 | 0 | 0.008128 | 0.008012
1996 | 184.2708 | 0 | 0 | 0 | 0 | 0 | 0 | 0.012192 | 0.016024
1996 | 184.2812 | 0 | 0 | 0 | 0 | 0 | 0 | 0.016256 | 0.008012
1996 | 184.2917 | 0 | 0 | 0 | 0 | 0 | 0 | 0.028448 | 0.032048
1996 | 184.3021 | 0 | 0 | 0 | 0 | 0 | 0 | 0.04064 | 0.044066
1996 | 184.3125 | 0 | 0 | 0 | 0 | 0 | 0 | 0.06096 | 0.064096
1996 | 184.3229 | 0 | 0 | 0 | 0 | 0 | 0 | 0.08128 | 0.068102
1996 | 184.3333 | 0 | 0 | 0 | 0 | 0 | 0 | 0.093472 | 0.092138
1996 | 184.3437 | 0 | 0 | 0 | 0 | 0 | 0 | 0.10566 | 0.12018
1996 | 184.3542 | 0 | 0 | 0 | 0 | 0 | 0 | 0.16662 | 0.14021
1996 | 184.3646 | 0 | 0 | 0 | 0 | 0 | 0 | 0.1585 | 0.15623
1996 | 184.375 | 0 | 0 | 0 | 0 | 0 | 0 | 0.2032 | 0.19229
1996 | 184.3854 | 0 | 0 | 0 | 0 | 0 | 0 | 0.21133 | 0.19629
1996 | 184.3958 | 0 | 0 | 0 | 0 | 0 | 0 | 0.22758 | 0.22434
1996 | 184.4062 | 0 | 0 | 0 | 0 | 0 | 0 | 0.23571 | 0.22033
1996 | 184.4167 | 0 | 0 | 0 | 0 | 0 | 0 | 0.2479 | 0.21632
1996 | 184.4271 | 0 | 0 | 0 | 0 | 0 | 0 | 0.23978 | 0.24036
1996 | 184.4375 | 0 | 0 | 0 | 0 | 0 | 0 | 0.25603 | 0.25238
1996 | 184.4479 | 0 | 0 | 0 | 0 | 0 | 0 | 0.26822 | 0.26039
1996 | 184.4583 | 0 | 0 | 0 | 0 | 0 | 0 | 0.25603 | 0.24036
1996 | 184.4687 | 0 | 0 | 0 | 0 | 0 | 0 | 0.26416 | 0.2644
1996 | 184.4792 | 0 | 0 | 0 | 0 | 0 | 0 | 0.28042 | 0.2644
1996 | 184.4896 | 0 | 0 | 0 | 0 | 0 | 0 | 0.17882 | 0.17626
1996 | 184.5 | 0 | 0 | 0 | 0 | 0 | 0 | 0.20726 | 0.16825
1996 | 184.5104 | 0 | 0 | 0 | 0 | 0 | 0 | 0.26416 | 0.25238
1996 | 184.5208 | 0 | 0 | 0 | 0 | 0 | 0 | 0.21946 | 0.25238
1996 | 184.5312 | 0 | 0 | 0 | 0 | 0 | 0 | 0.27229 | 0.22434
1996 | 184.5417 | 0 | 0 | 0 | 0 | 0 | 0 | 0.16662 | 0.15223
1996 | 184.5521 | 0 | 0 | 0 | 0 | 0 | 0 | 0.30886 | 0.30045
1996 | 184.5625 | 0 | 0 | 0 | 0 | 0 | 0 | 0.30886 | 0.29644
1996 | 184.5729 | 0 | 0 | 0 | 0 | 0 | 0 | 0.15443 | 0.16024
1996 | 184.5833 | 0 | 0 | 0 | 0 | 0 | 0 | 0.20726 | 0.18027
1996 | 184.5937 | 0 | 0 | 0 | 0 | 0 | 0 | 0.1016 | 0.14822
1996 | 184.6042 | 0 | 0 | 0 | 0 | 0 | 0 | 0.23165 | 0.23635
1996 | 184.6146 | 0 | 0 | 0 | 0 | 0 | 0 | 0.1585 | 0.15223
1996 | 184.625 | 0 | 0 | 0 | 0 | 0 | 0 | 0.1463 | 0.12018
1996 | 184.6354 | 0 | 0 | 0 | 0 | 0 | 0 | 0.13818 | 0.15623
1996 | 184.6458 | 0 | 0 | 0 | 0 | 0 | 0 | 0.19507 | 0.21232
1996 | 184.6562 | 0 | 0 | 0 | 0 | 0 | 0 | 0.1463 | 0.14822
1996 | 184.6667 | 0 | 0 | 0 | 0 | 0 | 0 | 0.17069 | 0.16024
1996 | 184.6771 | 0 | 0 | 0 | 0 | 0 | 0 | 0.26416 | 0.23635
1996 | 184.6875 | 0 | 0 | 0 | 0 | 0 | 0 | 0.22352 | 0.18428
1996 | 184.6979 | 0 | 0 | 0 | 0 | 0 | 0 | 0.20726 | 0.20431
1996 | 184.7083 | 0 | 0 | 0 | 0 | 0 | 0 | 0.22758 | 0.21632
1996 | 184.7187 | 0 | 0 | 0 | 0 | 0 | 0 | 0.19507 | 0.20431
1996 | 184.7292 | 0 | 0 | 0 | 0 | 0 | 0 | 0.18694 | 0.18027
1996 | 184.7396 | 0 | 0 | 0 | 0 | 0 | 0 | 0.17069 | 0.14822
1996 | 184.75 | 0 | 0 | 0 | 0 | 0 | 0 | 0.17069 | 0.14422
1996 | 184.7604 | 0 | 0 | 0 | 0 | 0 | 0 | 0.18694 | 0.16425
1996 | 184.7708 | 0 | 0 | 0 | 0 | 0 | 0 | 0.15037 | 0.15623
1996 | 184.7812 | 0 | 0 | 0 | 0 | 0 | 0 | 0.093472 | 0.076114
1996 | 184.7917 | 0 | 0 | 0 | 0 | 0 | 0 | 0.12192 | 0.11617
1996 | 184.8021 | 0 | 0 | 0 | 0 | 0 | 0 | 0.14224 | 0.12419
1996 | 184.8125 | 0 | 0 | 0 | 0 | 0 | 0 | 0.1016 | 0.096144
1996 | 184.8229 | 0 | 0 | 0 | 0 | 0 | 0 | 0.056896 | 0.052078
1996 | 184.8333 | 0 | 0 | 0 | 0 | 0 | 0 | 0.048768 | 0.052078
1996 | 184.8437 | 0 | 0 | 0 | 0 | 0 | 0 | 0.012192 | 0.012018
1996 | 184.8542 | 0 | 0 | 0 | 0 | 0 | 0 | 0.024384 | 0.02003
1996 | 184.8646 | 0 | 0 | 0 | 0 | 0 | 0 | 0.012192 | 0.02003
1996 | 184.875 | 0 | 0 | 0 | 0 | 0 | 0 | 0.016256 | 0.008012
1996 | 184.8854 | 0 | 0 | 0 | 0 | 0 | 0 | 0.012192 | 0.008012
1996 | 184.8958 | 0 | 0 | 0 | 0 | 0 | 0 | 0.012192 | 0.012018
1996 | 184.9062 | 0 | 0 | 0 | 0 | 0 | 0 | 0 | -0.004006
1996 | 184.9167 | 0 | 0 | 0 | 0 | 0 | 0 | 0.004064 | 0.016024
1996 | 184.9271 | 0 | 0 | 0 | 0 | 0 | 0 | -0.004064 | -0.004006
1996 | 184.9375 | 0 | 0 | 0 | 0 | 0 | 0 | 0.008128 | -0.004006
1996 | 184.9479 | 0 | 0 | 0 | 0 | 0 | 0 | 0.004064 | 0.016024
1996 | 184.9583 | 0 | 0 | 0 | 0 | 0 | 0 | 0.008128 | 0.008012
1996 | 184.9687 | 0 | 0 | 0 | 0 | 0 | 0 | 0.004064 | -0.004006
1996 | 184.9792 | 0 | 0 | 0 | 0 | 0 | 0 | 0.004064 | 0.008012
1996 | 184.9896 | 0 | 0 | 0 | 0 | 0 | 0 | 0.012192 | 0.008012
1996 | 185 | 0 | 0 | 0 | 0 | 0 | 0 | -0.004064 | 0
1996 | 185.0104 | 0 | 0 | 0 | 0 | 0 | 0 | 0.008128 | 0.016024
1996 | 185.0208 | 0 | 0 | 0 | 0 | 0 | 0 | 0.012192 | 0.008012
1996 | 185.0312 | 0 | 0 | 0 | 0 | 0 | 0 | 0 | 0
1996 | 185.0417 | 0 | 0 | 0 | 0 | 0 | 0 | 0 | 0.008012
1996 | 185.0521 | 0 | 0 | 0 | 0 | 0 | 0 | 0.008128 | -0.004006
1996 | 185.0625 | 0 | 0 | 0 | 0 | 0 | 0 | 0.012192 | 0.02003
1996 | 185.0729 | 0 | 0 | 0 | 0 | 0 | 0 | 0 | 0
1996 | 185.0833 | 0 | 0 | 0 | 0 | 0 | 0 | 0.004064 | 0.004006
1996 | 185.0937 | 0 | 0 | 0 | 0 | 0 | 0 | -0.008128 | 0
1996 | 185.1042 | 0 | 0 | 0 | 0 | 0 | 0 | 0.012192 | 0.008012
1996 | 185.1146 | 0 | 0 | 0 | 0 | 0 | 0 | 0.004064 | 0.004006
1996 | 185.125 | 0 | 0 | 0 | 0 | 0 | 0 | 0.008128 | -0.004006
1996 | 185.1354 | 0 | 0 | 0 | 0 | 0 | 0 | 0 | 0.008012
1996 | 185.1458 | 0 | 0 | 0 | 0 | 0 | 0 | 0 | 0
1996 | 185.1562 | 0 | 0 | 0 | 0 | 0 | 0 | 0.004064 | 0.008012
1996 | 185.1667 | 0 | 0 | 0 | 0 | 0 | 0 | 0.012192 | 0.004006
1996 | 185.1771 | 0 | 0 | 0 | 0 | 0 | 0 | 0.008128 | 0.016024
1996 | 185.1875 | 0 | 0 | 0 | 0 | 0 | 0 | 0.004064 | 0.008012
1996 | 185.1979 | 0 | 0 | 0 | 0 | 0 | 0 | -0.004064 | 0
1996 | 185.2083 | 0 | 0 | 0 | 0 | 0 | 0 | 0.004064 | 0
1996 | 185.2187 | 0 | 0 | 0 | 0 | 0 | 0 | -0.004064 | 0.004006
1996 | 185.2292 | 0 | 0 | 0 | 0 | 0 | 0 | 0.008128 | 0.008012
1996 | 185.2396 | 0 | 0 | 0 | 0 | 0 | 0 | 0 | 0.004006
1996 | 185.25 | 0 | 0 | 0 | 0 | 0 | 0 | 0.008128 | 0
1996 | 185.2604 | 0 | 0 | 0 | 0 | 0 | 0 | 0.008128 | 0.008012
1996 | 185.2708 | 0 | 0 | 0 | 0 | 0 | 0 | 0 | 0.008012
1996 | 185.2812 | 0 | 0 | 0 | 0 | 0 | 0 | 0.02032 | 0.008012
1996 | 185.2917 | 0 | 0 | 0 | 0 | 0 | 0 | 0.028448 | 0.044066
1996 | 185.3021 | 0 | 0 | 0 | 0 | 0 | 0 | 0.052832 | 0.04006
1996 | 185.3125 | 0 | 0 | 0 | 0 | 0 | 0 | 0.056896 | 0.06009
1996 | 185.3229 | 0 | 0 | 0 | 0 | 0 | 0 | 0.069088 | 0.23475
1996 | 185.3333 | 0 | 0 | 0 | 0 | 0 | 0 | 0.097536 | 0.042464
1996 | 185.3437 | 0 | 0 | 0 | 0 | 0 | 0 | 0.15037 | 0.11057
1996 | 185.3542 | 0 | 0 | 0 | 0 | 0 | 0 | 0.23165 | 0.14221
1996 | 185.3646 | 0 | 0 | 0 | 0 | 0 | 0 | 0.16662 | 0.15143
1996 | 185.375 | 0 | 0 | 0 | 0 | 0 | 0 | 0.16662 | 0.15423
1996 | 185.3854 | 0 | 0 | 0 | 0 | 0 | 0 | 0.19507 | 0.17066
1996 | 185.3958 | 0 | 0 | 0 | 0 | 0 | 0 | 0.2032 | 0.21352
1996 | 185.4062 | 0 | 0 | 0 | 0 | 0 | 0 | 0.21133 | 0.21192
1996 | 185.4167 | 0 | 0 | 0 | 0 | 0 | 0 | 0.24384 | 0.20791
1996 | 185.4271 | 0 | 0 | 0 | 0 | 0 | 0 | 0.22352 | 0.21913
1996 | 185.4375 | 0 | 0 | 0 | 0 | 0 | 0 | 0.24384 | 0.24837
1996 | 185.4479 | 0 | 0 | 0 | 0 | 0 | 0 | 0.2601 | 0.24356
1996 | 185.4583 | 0 | 0 | 0 | 0 | 0 | 0 | 0.28448 | 0.25358
1996 | 185.4687 | 0 | 0 | 0 | 0 | 0 | 0 | 0.28854 | 0.28403
1996 | 185.4792 | 0 | 0 | 0 | 0 | 0 | 0 | 0.31293 | 0.25879
1996 | 185.4896 | 0 | 0 | 0 | 0 | 0 | 0 | 0.30886 | 0.29324
1996 | 185.5 | 0 | 0 | 0 | 0 | 0 | 0 | 0.3048 | 0.26279
1996 | 185.5104 | 0 | 0 | 0 | 0 | 0 | 0 | 0.32106 | 0.30045
1996 | 185.5208 | 0 | 0 | 0 | 0 | 0 | 0 | 0.30886 | 0.29845
1996 | 185.5312 | 0 | 0 | 0 | 0 | 0 | 0 | 0.29667 | 0.266
1996 | 185.5417 | 0 | 0 | 0 | 0 | 0 | 0 | 0.32106 | 0.28563
1996 | 185.5521 | 0 | 0 | 0 | 0 | 0 | 0 | 0.23978 | 0.25598
1996 | 185.5625 | 0 | 0 | 0 | 0 | 0 | 0 | 0.26822 | 0.24116
1996 | 185.5729 | 0 | 0 | 0 | 0 | 0 | 0 | 0.27635 | 0.24637
1996 | 185.5833 | 0 | 0 | 0 | 0 | 0 | 0 | 0.3048 | 0.25558
1996 | 185.5937 | 0 | 0 | 0 | 0 | 0 | 0 | 0.28042 | 0.23155
1996 | 185.6042 | 0 | 0 | 0 | 0 | 0 | 0 | 0.28042 | 0.28803
1996 | 185.6146 | 0 | 0 | 0 | 0 | 0 | 0 | 0.21133 | 0.18347
1996 | 185.625 | 0 | 0 | 0 | 0 | 0 | 0 | 0.27229 | 0.31047
1996 | 185.6354 | 0 | 0 | 0 | 0 | 0 | 0 | 0.31699 | 0.2704
1996 | 185.6458 | 0 | 0 | 0 | 0 | 0 | 0 | 0.27635 | 0.24036
1996 | 185.6562 | 0 | 0 | 0 | 0 | 0 | 0 | 0.29261 | 0.24757
1996 | 185.6667 | 0 | 0 | 0 | 0 | 0 | 0 | 0.28042 | 0.28162
1996 | 185.6771 | 0 | 0 | 0 | 0 | 0 | 0 | 0.23571 | 0.23876
1996 | 185.6875 | 0 | 0 | 0 | 0 | 0 | 0 | 0.2601 | 0.23836
1996 | 185.6979 | 0 | 0 | 0 | 0 | 0 | 0 | 0.24384 | 0.23235
1996 | 185.7083 | 0 | 0 | 0 | 0 | 0 | 0 | 0.16662 | 0.16224
1996 | 185.7187 | 0 | 0 | 0 | 0 | 0 | 0 | 0.21133 | 0.18107
1996 | 185.7292 | 0 | 0 | 0 | 0 | 0 | 0 | 0.18857 | 0.21672
1996 | 185.7396 | 0 | 0 | 0 | 0 | 0 | 0 | 0.17719 | 0.16144
1996 | 185.75 | 0 | 0 | 0 | 0 | 0 | 0 | 0.15646 | 0.12058
1996 | 185.7604 | 0 | 0 | 0 | 0 | 0 | 0 | 0.12883 | 0.15663
1996 | 185.7708 | 0 | 0 | 0 | 0 | 0 | 0 | 0.16947 | 0.13741
1996 | 185.7812 | 0 | 0 | 0 | 0 | 0 | 0 | 0.1398 | 0.11017
1996 | 185.7917 | 0 | 0 | 0 | 0 | 0 | 0 | 0.11908 | 0.13821
1996 | 185.8021 | 0 | 0 | 0 | 0 | 0 | 0 | 0.10526 | 0.099349
1996 | 185.8125 | 0 | 0 | 0 | 0 | 0 | 0 | 0.091846 | 0.094141
1996 | 185.8229 | 0 | 0 | 0 | 0 | 0 | 0 | 0.057302 | 0.062093
1996 | 185.8333 | 0 | 0 | 0 | 0 | 0 | 0 | 0.065024 | 0.069304
1996 | 185.8437 | 0 | 0 | 0 | 0 | 0 | 0 | 0.071933 | 0.048873
1996 | 185.8542 | 0 | 0 | 0 | 0 | 0 | 0 | 0.04633 | 0.041662
1996 | 185.8646 | 0 | 0 | 0 | 0 | 0 | 0 | 0.047142 | 0.052078
1996 | 185.875 | 0 | 0 | 0 | 0 | 0 | 0 | 0.038608 | 0.03365
1996 | 185.8854 | 0 | 0 | 0 | 0 | 0 | 0 | 0.041859 | 0.034051
1996 | 185.8958 | 0 | 0 | 0 | 0 | 0 | 0 | 0.035763 | 0.036054
1996 | 185.9062 | 0 | 0 | 0 | 0 | 0 | 0 | 0.034544 | 0.028443
1996 | 185.9167 | 0 | 0 | 0 | 0 | 0 | 0 | 0.036576 | 0.034452
1996 | 185.9271 | 0 | 0 | 0 | 0 | 0 | 0 | 0.032106 | 0.018027
1996 | 185.9375 | 0 | 0 | 0 | 0 | 0 | 0 | 0.02479 | 0.031647
1996 | 185.9479 | 0 | 0 | 0 | 0 | 0 | 0 | 0.025603 | 0.017226
1996 | 185.9583 | 0 | 0 | 0 | 0 | 0 | 0 | 0.029667 | 0.037256
1996 | 185.9687 | 0 | 0 | 0 | 0 | 0 | 0 | 0.024384 | 0.020831
1996 | 185.9792 | 0 | 0 | 0 | 0 | 0 | 0 | 0.023571 | 0.019629
1996 | 185.9896 | 0 | 0 | 0 | 0 | 0 | 0 | 0.022758 | 0.014822
1996 | 186 | 0 | 0 | 0 | 0 | 0 | 0 | 0.011379 | 0.0072108
1996 | 186.0104 | 0 | 0 | 0 | 0 | 0 | 0 | 0.013411 | -0.002003
1996 | 186.0208 | 0 | 0 | 0 | 0 | 0 | 0 | 0.0093472 | 0.020831
1996 | 186.0312 | 0 | 0 | 0 | 0 | 0 | 0 | 0.01585 | 0.021232
1996 | 186.0417 | 0 | 0 | 0 | 0 | 0 | 0 | 0.017882 | 0.01362
1996 | 186.0521 | 0 | 0 | 0 | 0 | 0 | 0 | 0.023978 | 0.025238
1996 | 186.0625 | 0 | 0 | 0 | 0 | 0 | 0 | 0.019101 | 0.021632
1996 | 186.0729 | 0 | 0 | 0 | 0 | 0 | 0 | 0.023165 | 0.019229
1996 | 186.0833 | 0 | 0 | 0 | 0 | 0 | 0 | 0.013818 | 0.019229
1996 | 186.0937 | 0 | 0 | 0 | 0 | 0 | 0 | 0.019101 | 0.011617
1996 | 186.1042 | 0 | 0 | 0 | 0 | 0 | 0 | 0.015443 | 0.012419
1996 | 186.1146 | 0 | 0 | 0 | 0 | 0 | 0 | 0.021133 | 0.025238
1996 | 186.125 | 0 | 0 | 0 | 0 | 0 | 0 | 0.013818 | 0.0056084
1996 | 186.1354 | 0 | 0 | 0 | 0 | 0 | 0 | 0.019914 | 0.010816
1996 | 186.1458 | 0 | 0 | 0 | 0 | 0 | 0 | 0.02032 | 0.023235
1996 | 186.1562 | 0 | 0 | 0 | 0 | 0 | 0 | 0.020726 | 0.016825
1996 | 186.1667 | 0 | 0 | 0 | 0 | 0 | 0 | 0.016256 | 0.030446
1996 | 186.1771 | 0 | 0 | 0 | 0 | 0 | 0 | 0.014224 | 0.0008012
1996 | 186.1875 | 0 | 0 | 0 | 0 | 0 | 0 | 0.028042 | 0.028443
1996 | 186.1979 | 0 | 0 | 0 | 0 | 0 | 0 | 0.02032 | 0.0084126
1996 | 186.2083 | 0 | 0 | 0 | 0 | 0 | 0 | 0.02032 | 0.031647
1996 | 186.2187 | 0 | 0 | 0 | 0 | 0 | 0 | 0.017475 | 0.028843
1996 | 186.2292 | 0 | 0 | 0 | 0 | 0 | 0 | 0.025197 | 0.010416
1996 | 186.2396 | 0 | 0 | 0 | 0 | 0 | 0 | 0.029667 | 0.0048072
1996 | 186.25 | 0 | 0 | 0 | 0 | 0 | 0 | 0.02601 | 0.031247
1996 | 186.2604 | 0 | 0 | 0 | 0 | 0 | 0 | 0.025603 | 0.026039
1996 | 186.2708 | 0 | 0 | 0 | 0 | 0 | 0 | 0.019914 | 0.022033
1996 | 186.2812 | 0 | 0 | 0 | 0 | 0 | 0 | 0.041046 | 0.038858
1996 | 186.2917 | 0 | 0 | 0 | 0 | 0 | 0 | 0.051613 | 0.052078
1996 | 186.3021 | 0 | 0 | 0 | 0 | 0 | 0 | 0.073152 | 0.058888
1996 | 186.3125 | 0 | 0 | 0 | 0 | 0 | 0 | 0.085344 | 0.061692
1996 | 186.3229 | 0 | 0 | 0 | 0 | 0 | 0 | 0.09713 | 0.12539
1996 | 186.3333 | 0 | 0 | 0 | 0 | 0 | 0 | 0.11826 | 0.096945
1996 | 186.3437 | 0 | 0 | 0 | 0 | 0 | 0 | 0.16906 | 0.15223
1996 | 186.3542 | 0 | 0 | 0 | 0 | 0 | 0 | 0.16459 | 0.15063
1996 | 186.3646 | 0 | 0 | 0 | 0 | 0 | 0 | 0.18207 | 0.17907
1996 | 186.375 | 0 | 0 | 0 | 0 | 0 | 0 | 0.1967 | 0.14982
1996 | 186.3854 | 0 | 0 | 0 | 0 | 0 | 0 | 0.19914 | 0.21793
1996 | 186.3958 | 0 | 0 | 0 | 0 | 0 | 0 | 0.22149 | 0.2023
1996 | 186.4062 | 0 | 0 | 0 | 0 | 0 | 0 | 0.23449 | 0.1987
1996 | 186.4167 | 0 | 0 | 0 | 0 | 0 | 0 | 0.23896 | 0.22914
1996 | 186.4271 | 0 | 0 | 0 | 0 | 0 | 0 | 0.25928 | 0.22994
1996 | 186.4375 | 0 | 0 | 0 | 0 | 0 | 0 | 0.25888 | 0.23635
1996 | 186.4479 | 0 | 0 | 0 | 0 | 0 | 0 | 0.28204 | 0.25959
1996 | 186.4583 | 0 | 0 | 0 | 0 | 0 | 0 | 0.24425 | 0.24837
1996 | 186.4687 | 0 | 0 | 0 | 0 | 0 | 0 | 0.32756 | 0.28002
1996 | 186.4792 | 0 | 0 | 0 | 0 | 0 | 0 | 0.31212 | 0.27201
1996 | 186.4896 | 0 | 0 | 0 | 0 | 0 | 0 | 0.31171 | 0.27641
1996 | 186.5 | 0 | 0 | 0 | 0 | 0 | 0 | 0.30683 | 0.30686
1996 | 186.5104 | 0 | 0 | 0 | 0 | 0 | 0 | 0.33365 | 0.28523
1996 | 186.5208 | 0 | 0 | 0 | 0 | 0 | 0 | 0.32431 | 0.30165
1996 | 186.5312 | 0 | 0 | 0 | 0 | 0 | 0 | 0.36617 | 0.28523
1996 | 186.5417 | 0 | 0 | 0 | 0 | 0 | 0 | 0.30317 | 0.30406
1996 | 186.5521 | 0 | 0 | 0 | 0 | 0 | 0 | 0.35723 | 0.30085
1996 | 186.5625 | 0 | 0 | 0 | 0 | 0 | 0 | 0.32349 | 0.30646
1996 | 186.5729 | 0 | 0 | 0 | 0 | 0 | 0 | 0.32471 | 0.29845
1996 | 186.5833 | 0 | 0 | 0 | 0 | 0 | 0 | 0.3617 | 0.30806
1996 | 186.5937 | 0 | 0 | 0 | 0 | 0 | 0 | 0.33081 | 0.29284
1996 | 186.6042 | 0 | 0 | 0 | 0 | 0 | 0 | 0.30114 | 0.29925
1996 | 186.6146 | 0 | 0 | 0 | 0 | 0 | 0 | 0.34016 | 0.27802
1996 | 186.625 | 0 | 0 | 0 | 0 | 0 | 0 | 0.31943 | 0.30325
1996 | 186.6354 | 0 | 0 | 0 | 0 | 0 | 0 | 0.31699 | 0.27641
1996 | 186.6458 | 0 | 0 | 0 | 0 | 0 | 0 | 0.32959 | 0.28483
1996 | 186.6562 | 0 | 0 | 0 | 0 | 0 | 0 | 0.28245 | 0.2692
1996 | 186.6667 | 0 | 0 | 0 | 0 | 0 | 0 | 0.2987 | 0.25719
1996 | 186.6771 | 0 | 0 | 0 | 0 | 0 | 0 | 0.26132 | 0.25278
1996 | 186.6875 | 0 | 0 | 0 | 0 | 0 | 0 | 0.2666 | 0.23996
1996 | 186.6979 | 0 | 0 | 0 | 0 | 0 | 0 | 0.26457 | 0.23675
1996 | 186.7083 | 0 | 0 | 0 | 0 | 0 | 0 | 0.24506 | 0.21592
1996 | 186.7187 | 0 | 0 | 0 | 0 | 0 | 0 | 0.2158 | 0.20591
1996 | 186.7292 | 0 | 0 | 0 | 0 | 0 | 0 | 0.22636 | 0.20631
1996 | 186.7396 | 0 | 0 | 0 | 0 | 0 | 0 | 0.21499 | 0.1983
1996 | 186.75 | 0 | 0 | 0 | 0 | 0 | 0 | 0.18816 | 0.17827
1996 | 186.7604 | 0 | 0 | 0 | 0 | 0 | 0 | 0.16947 | 0.17426
1996 | 186.7708 | 0 | 0 | 0 | 0 | 0 | 0 | 0.17841 | 0.15824
1996 | 186.7812 | 0 | 0 | 0 | 0 | 0 | 0 | 0.14468 | 0.14021
1996 | 186.7917 | 0 | 0 | 0 | 0 | 0 | 0 | 0.1333 | 0.12579
1996 | 186.8021 | 0 | 0 | 0 | 0 | 0 | 0 | 0.11176 | 0.10736
1996 | 186.8125 | 0 | 0 | 0 | 0 | 0 | 0 | 0.096723 | 0.091337
1996 | 186.8229 | 0 | 0 | 0 | 0 | 0 | 0 | 0.078435 | 0.077716
1996 | 186.8333 | 0 | 0 | 0 | 0 | 0 | 0 | 0.065024 | 0.05328
1996 | 186.8437 | 0 | 0 | 0 | 0 | 0 | 0 | 0.039014 | 0.047671
1996 | 186.8542 | 0 | 0 | 0 | 0 | 0 | 0 | 0.041046 | 0.03365
1996 | 186.8646 | 0 | 0 | 0 | 0 | 0 | 0 | 0.028448 | 0.024437
1996 | 186.875 | 0 | 0 | 0 | 0 | 0 | 0 | 0.019101 | 0.026039
1996 | 186.8854 | 0 | 0 | 0 | 0 | 0 | 0 | 0.023165 | 0.020431
1996 | 186.8958 | 0 | 0 | 0 | 0 | 0 | 0 | 0.018288 | 0.024036
1996 | 186.9062 | 0 | 0 | 0 | 0 | 0 | 0 | 0.019507 | 0.016425
1996 | 186.9167 | 0 | 0 | 0 | 0 | 0 | 0 | 0.021133 | 0.023235
1996 | 186.9271 | 0 | 0 | 0 | 0 | 0 | 0 | 0.020726 | 0.024437
1996 | 186.9375 | 0 | 0 | 0 | 0 | 0 | 0 | 0.021133 | 0.016425
1996 | 186.9479 | 0 | 0 | 0 | 0 | 0 | 0 | 0.016662 | 0.021632
1996 | 186.9583 | 0 | 0 | 0 | 0 | 0 | 0 | 0.018694 | 0.014021
1996 | 186.9687 | 0 | 0 | 0 | 0 | 0 | 0 | 0.015037 | 0.015223
1996 | 186.9792 | 0 | 0 | 0 | 0 | 0 | 0 | 0.018288 | 0.021232
1996 | 186.9896 | 0 | 0 | 0 | 0 | 0 | 0 | 0.012598 | 0.01362
1996 | 187 | 0 | 0 | 0 | 0 | 0 | 0 | 0.016662 | 0.015223
1996 | 187.0104 | 0 | 0 | 0 | 0 | 0 | 0 | 0.012598 | 0.016825
1996 | 187.0208 | 0 | 0 | 0 | 0 | 0 | 0 | 0.012192 | 0.014422
1996 | 187.0312 | 0 | 0 | 0 | 0 | 0 | 0 | 0.018288 | 0.01322
1996 | 187.0417 | 0 | 0 | 0 | 0 | 0 | 0 | 0.011786 | 0.01362
1996 | 187.0521 | 0 | 0 | 0 | 0 | 0 | 0 | 0.017475 | 0.012018
1996 | 187.0625 | 0 | 0 | 0 | 0 | 0 | 0 | 0.0093472 | 0.010816
1996 | 187.0729 | 0 | 0 | 0 | 0 | 0 | 0 | 0.010973 | 0.0036054
1996 | 187.0833 | 0 | 0 | 0 | 0 | 0 | 0 | 0.008128 | 0.015623
1996 | 187.0937 | 0 | 0 | 0 | 0 | 0 | 0 | 0.015037 | 0.01322
1996 | 187.1042 | 0 | 0 | 0 | 0 | 0 | 0 | 0.017882 | 0.012018
1996 | 187.1146 | 0 | 0 | 0 | 0 | 0 | 0 | 0.021539 | 0.024837
1996 | 187.125 | 0 | 0 | 0 | 0 | 0 | 0 | 0.025603 | 0.017626
1996 | 187.1354 | 0 | 0 | 0 | 0 | 0 | 0 | 0.021539 | 0.01322
1996 | 187.1458 | 0 | 0 | 0 | 0 | 0 | 0 | 0.017069 | 0.018027
1996 | 187.1562 | 0 | 0 | 0 | 0 | 0 | 0 | 0.020726 | 0.017226
1996 | 187.1667 | 0 | 0 | 0 | 0 | 0 | 0 | 0.02601 | 0.017226
1996 | 187.1771 | 0 | 0 | 0 | 0 | 0 | 0 | 0.019507 | 0.025638
1996 | 187.1875 | 0 | 0 | 0 | 0 | 0 | 0 | 0.017882 | 0.018428
1996 | 187.1979 | 0 | 0 | 0 | 0 | 0 | 0 | 0.02601 | 0.021632
1996 | 187.2083 | 0 | 0 | 0 | 0 | 0 | 0 | 0.010973 | 0.0076114
1996 | 187.2187 | 0 | 0 | 0 | 0 | 0 | 0 | 0.0085344 | 0.0068102
1996 | 187.2292 | 0 | 0 | 0 | 0 | 0 | 0 | 0.0004064 | -0.0008012
1996 | 187.2396 | 0 | 0 | 0 | 0 | 0 | 0 | 0.002032 | 0.0036054
1996 | 187.25 | 0 | 0 | 0 | 0 | 0 | 0 | 0.0036576 | -0.0024036
1996 | 187.2604 | 0 | 0 | 0 | 0 | 0 | 0 | 0.0024384 | 0.0048072
1996 | 187.2708 | 0 | 0 | 0 | 0 | 0 | 0 | 1.1369e-13 | 0.0004006
1996 | 187.2812 | 0 | 0 | 0 | 0 | 0 | 0 | 0.0012192 | 0.008012
1996 | 187.2917 | 0 | 0 | 0 | 0 | 0 | 0 | 0.017069 | 0.015223
1996 | 187.3021 | 0 | 0 | 0 | 0 | 0 | 0 | 0.029667 | 0.038057
1996 | 187.3125 | 0 | 0 | 0 | 0 | 0 | 0 | 0.068682 | 0.058087
1996 | 187.3229 | 0 | 0 | 0 | 0 | 0 | 0 | 0.083718 | 0.085328
1996 | 187.3333 | 0 | 0 | 0 | 0 | 0 | 0 | 0.12558 | 0.11978
1996 | 187.3437 | 0 | 0 | 0 | 0 | 0 | 0 | 0.14874 | 0.12939
1996 | 187.3542 | 0 | 0 | 0 | 0 | 0 | 0 | 0.16906 | 0.15784
1996 | 187.3646 | 0 | 0 | 0 | 0 | 0 | 0 | 0.19182 | 0.17146
1996 | 187.375 | 0 | 0 | 0 | 0 | 0 | 0 | 0.2158 | 0.19229
1996 | 187.3854 | 0 | 0 | 0 | 0 | 0 | 0 | 0.21458 | 0.19229
1996 | 187.3958 | 0 | 0 | 0 | 0 | 0 | 0 | 0.25197 | 0.21833
1996 | 187.4062 | 0 | 0 | 0 | 0 | 0 | 0 | 0.25603 | 0.23635
1996 | 187.4167 | 0 | 0 | 0 | 0 | 0 | 0 | 0.27676 | 0.24797
1996 | 187.4271 | 0 | 0 | 0 | 0 | 0 | 0 | 0.28042 | 0.24717
1996 | 187.4375 | 0 | 0 | 0 | 0 | 0 | 0 | 0.27757 | 0.24997
1996 | 187.4479 | 0 | 0 | 0 | 0 | 0 | 0 | 0.29667 | 0.25678
1996 | 187.4583 | 0 | 0 | 0 | 0 | 0 | 0 | 0.30886 | 0.2668
1996 | 187.4687 | 0 | 0 | 0 | 0 | 0 | 0 | 0.29789 | 0.2648
1996 | 187.4792 | 0 | 0 | 0 | 0 | 0 | 0 | 0.32024 | 0.28042
1996 | 187.4896 | 0 | 0 | 0 | 0 | 0 | 0 | 0.32349 | 0.28603
1996 | 187.5 | 0 | 0 | 0 | 0 | 0 | 0 | 0.32918 | 0.28763
1996 | 187.5104 | 0 | 0 | 0 | 0 | 0 | 0 | 0.33487 | 0.28603
1996 | 187.5208 | 0 | 0 | 0 | 0 | 0 | 0 | 0.32715 | 0.29204
1996 | 187.5312 | 0 | 0 | 0 | 0 | 0 | 0 | 0.34097 | 0.30446
1996 | 187.5417 | 0 | 0 | 0 | 0 | 0 | 0 | 0.36698 | 0.29003
1996 | 187.5521 | 0 | 0 | 0 | 0 | 0 | 0 | 0.32471 | 0.30245
1996 | 187.5625 | 0 | 0 | 0 | 0 | 0 | 0 | 0.33122 | 0.30486
1996 | 187.5729 | 0 | 0 | 0 | 0 | 0 | 0 | 0.34381 | 0.30406
1996 | 187.5833 | 0 | 0 | 0 | 0 | 0 | 0 | 0.33365 | 0.29364
1996 | 187.5937 | 0 | 0 | 0 | 0 | 0 | 0 | 0.35276 | 0.31127
1996 | 187.6042 | 0 | 0 | 0 | 0 | 0 | 0 | 0.32675 | 0.29564
1996 | 187.6146 | 0 | 0 | 0 | 0 | 0 | 0 | 0.34585 | 0.30045
1996 | 187.625 | 0 | 0 | 0 | 0 | 0 | 0 | 0.33691 | 0.28282
1996 | 187.6354 | 0 | 0 | 0 | 0 | 0 | 0 | 0.33731 | 0.29604
1996 | 187.6458 | 0 | 0 | 0 | 0 | 0 | 0 | 0.31293 | 0.28523
1996 | 187.6562 | 0 | 0 | 0 | 0 | 0 | 0 | 0.32187 | 0.28362
1996 | 187.6667 | 0 | 0 | 0 | 0 | 0 | 0 | 0.3174 | 0.27161
1996 | 187.6771 | 0 | 0 | 0 | 0 | 0 | 0 | 0.30521 | 0.27081
1996 | 187.6875 | 0 | 0 | 0 | 0 | 0 | 0 | 0.2918 | 0.26079
1996 | 187.6979 | 0 | 0 | 0 | 0 | 0 | 0 | 0.28651 | 0.24397
1996 | 187.7083 | 0 | 0 | 0 | 0 | 0 | 0 | 0.26416 | 0.24597
1996 | 187.7187 | 0 | 0 | 0 | 0 | 0 | 0 | 0.26172 | 0.23555
1996 | 187.7292 | 0 | 0 | 0 | 0 | 0 | 0 | 0.23652 | 0.21953
1996 | 187.7396 | 0 | 0 | 0 | 0 | 0 | 0 | 0.21986 | 0.1979
1996 | 187.75 | 0 | 0 | 0 | 0 | 0 | 0 | 0.21539 | 0.19549
1996 | 187.7604 | 0 | 0 | 0 | 0 | 0 | 0 | 0.19954 | 0.18668
1996 | 187.7708 | 0 | 0 | 0 | 0 | 0 | 0 | 0.19141 | 0.17066
1996 | 187.7812 | 0 | 0 | 0 | 0 | 0 | 0 | 0.15484 | 0.15023
1996 | 187.7917 | 0 | 0 | 0 | 0 | 0 | 0 | 0.1394 | 0.14021
1996 | 187.8021 | 0 | 0 | 0 | 0 | 0 | 0 | 0.14508 | 0.11537
1996 | 187.8125 | 0 | 0 | 0 | 0 | 0 | 0 | 0.094285 | 0.10416
1996 | 187.8229 | 0 | 0 | 0 | 0 | 0 | 0 | 0.090627 | 0.065298
1996 | 187.8333 | 0 | 0 | 0 | 0 | 0 | 0 | 0.059334 | 0.055683
1996 | 187.8437 | 0 | 0 | 0 | 0 | 0 | 0 | 0.047142 | 0.042864
1996 | 187.8542 | 0 | 0 | 0 | 0 | 0 | 0 | 0.048362 | 0.044867
1996 | 187.8646 | 0 | 0 | 0 | 0 | 0 | 0 | 0.04064 | 0.03325
1996 | 187.875 | 0 | 0 | 0 | 0 | 0 | 0 | 0.032918 | 0.03365
1996 | 187.8854 | 0 | 0 | 0 | 0 | 0 | 0 | 0.03048 | 0.027641
1996 | 187.8958 | 0 | 0 | 0 | 0 | 0 | 0 | 0.029261 | 0.031247
1996 | 187.9062 | 0 | 0 | 0 | 0 | 0 | 0 | 0.028448 | 0.029644
1996 | 187.9167 | 0 | 0 | 0 | 0 | 0 | 0 | 0.034544 | 0.031247
1996 | 187.9271 | 0 | 0 | 0 | 0 | 0 | 0 | 0.038608 | 0.027241
1996 | 187.9375 | 0 | 0 | 0 | 0 | 0 | 0 | 0.034544 | 0.029244
1996 | 187.9479 | 0 | 0 | 0 | 0 | 0 | 0 | 0.023978 | 0.027241
1996 | 187.9583 | 0 | 0 | 0 | 0 | 0 | 0 | 0.021539 | 0.021232
1996 | 187.9687 | 0 | 0 | 0 | 0 | 0 | 0 | 0.025603 | 0.023635
1996 | 187.9792 | 0 | 0 | 0 | 0 | 0 | 0 | 0.018288 | 0.020431
1996 | 187.9896 | 0 | 0 | 0 | 0 | 0 | 0 | 0.029667 | 0.025238
1996 | 188 | 0 | 0 | 0 | 0 | 0 | 0 | 0.027635 | 0.022033
1996 | 188.0104 | 0 | 0 | 0 | 0 | 0 | 0 | 0.016662 | 0.017626
1996 | 188.0208 | 0 | 0 | 0 | 0 | 0 | 0 | 0.015037 | 0.016024
1996 | 188.0312 | 0 | 0 | 0 | 0 | 0 | 0 | 0.021539 | 0.015623
1996 | 188.0417 | 0 | 0 | 0 | 0 | 0 | 0 | 0.01585 | 0.018428
1996 | 188.0521 | 0 | 0 | 0 | 0 | 0 | 0 | 0.017882 | 0.018027
1996 | 188.0625 | 0 | 0 | 0 | 0 | 0 | 0 | 0.019914 | 0.014822
1996 | 188.0729 | 0 | 0 | 0 | 0 | 0 | 0 | 0.021539 | 0.019229
1996 | 188.0833 | 0 | 0 | 0 | 0 | 0 | 0 | 0.021539 | 0.018027
1996 | 188.0937 | 0 | 0 | 0 | 0 | 0 | 0 | 0.022758 | 0.022033
1996 | 188.1042 | 0 | 0 | 0 | 0 | 0 | 0 | 0.020726 | 0.021632
1996 | 188.1146 | 0 | 0 | 0 | 0 | 0 | 0 | 0.022758 | 0.022434
1996 | 188.125 | 0 | 0 | 0 | 0 | 0 | 0 | 0.025197 | 0.019229
1996 | 188.1354 | 0 | 0 | 0 | 0 | 0 | 0 | 0.021539 | 0.021632
1996 | 188.1458 | 0 | 0 | 0 | 0 | 0 | 0 | 0.021539 | 0.021632
1996 | 188.1562 | 0 | 0 | 0 | 0 | 0 | 0 | 0.025603 | 0.023235
1996 | 188.1667 | 0 | 0 | 0 | 0 | 0 | 0 | 0.021946 | 0.021232
1996 | 188.1771 | 0 | 0 | 0 | 0 | 0 | 0 | 0.019507 | 0.016425
1996 | 188.1875 | 0 | 0 | 0 | 0 | 0 | 0 | 0.025197 | 0.023635
1996 | 188.1979 | 0 | 0 | 0 | 0 | 0 | 0 | 0.021133 | 0.022834
1996 | 188.2083 | 0 | 0 | 0 | 0 | 0 | 0 | 0.03048 | 0.026039
1996 | 188.2187 | 0 | 0 | 0 | 0 | 0 | 0 | 0.031293 | 0.022834
1996 | 188.2292 | 0 | 0 | 0 | 0 | 0 | 0 | 0.025197 | 0.025638
1996 | 188.2396 | 0 | 0 | 0 | 0 | 0 | 0 | 0.02601 | 0.02003
1996 | 188.25 | 0 | 0 | 0 | 0 | 0 | 0 | 0.026822 | 0.021232
1996 | 188.2604 | 0 | 0 | 0 | 0 | 0 | 0 | 0.028854 | 0.024036
1996 | 188.2708 | 0 | 0 | 0 | 0 | 0 | 0 | 0.03048 | 0.034452
1996 | 188.2812 | 0 | 0 | 0 | 0 | 0 | 0 | 0.056896 | 0.044867
1996 | 188.2917 | 0 | 0 | 0 | 0 | 0 | 0 | 0.05649 | 0.054081
1996 | 188.3021 | 0 | 0 | 0 | 0 | 0 | 0 | 0.073558 | 0.065698
1996 | 188.3125 | 0 | 0 | 0 | 0 | 0 | 0 | 0.098349 | 0.087331
1996 | 188.3229 | 0 | 0 | 0 | 0 | 0 | 0 | 0.11135 | 0.10215
1996 | 188.3333 | 0 | 0 | 0 | 0 | 0 | 0 | 0.14427 | 0.1322
1996 | 188.3437 | 0 | 0 | 0 | 0 | 0 | 0 | 0.15037 | 0.15183
1996 | 188.3542 | 0 | 0 | 0 | 0 | 0 | 0 | 0.19832 | 0.16064
1996 | 188.3646 | 0 | 0 | 0 | 0 | 0 | 0 | 0.20239 | 0.17346
1996 | 188.375 | 0 | 0 | 0 | 0 | 0 | 0 | 0.22149 | 0.1979
1996 | 188.3854 | 0 | 0 | 0 | 0 | 0 | 0 | 0.24994 | 0.21192
1996 | 188.3958 | 0 | 0 | 0 | 0 | 0 | 0 | 0.22515 | 0.20391
1996 | 188.4062 | 0 | 0 | 0 | 0 | 0 | 0 | 0.23246 | 0.21152
1996 | 188.4167 | 0 | 0 | 0 | 0 | 0 | 0 | 0.27229 | 0.24517
1996 | 188.4271 | 0 | 0 | 0 | 0 | 0 | 0 | 0.28448 | 0.24276
1996 | 188.4375 | 0 | 0 | 0 | 0 | 0 | 0 | 0.29667 | 0.24917
1996 | 188.4479 | 0 | 0 | 0 | 0 | 0 | 0 | 0.28895 | 0.25999
1996 | 188.4583 | 0 | 0 | 0 | 0 | 0 | 0 | 0.29058 | 0.25839
1996 | 188.4687 | 0 | 0 | 0 | 0 | 0 | 0 | 0.31902 | 0.2644
1996 | 188.4792 | 0 | 0 | 0 | 0 | 0 | 0 | 0.29261 | 0.25638
1996 | 188.4896 | 0 | 0 | 0 | 0 | 0 | 0 | 0.31537 | 0.27401
1996 | 188.5 | 0 | 0 | 0 | 0 | 0 | 0 | 0.29992 | 0.2664
1996 | 188.5104 | 0 | 0 | 0 | 0 | 0 | 0 | 0.32065 | 0.28322
1996 | 188.5208 | 0 | 0 | 0 | 0 | 0 | 0 | 0.30805 | 0.27521
1996 | 188.5312 | 0 | 0 | 0 | 0 | 0 | 0 | 0.3109 | 0.28923
1996 | 188.5417 | 0 | 0 | 0 | 0 | 0 | 0 | 0.32796 | 0.29084
1996 | 188.5521 | 0 | 0 | 0 | 0 | 0 | 0 | 0.34178 | 0.27281
1996 | 188.5625 | 0 | 0 | 0 | 0 | 0 | 0 | 0.33487 | 0.30005
1996 | 188.5729 | 0 | 0 | 0 | 0 | 0 | 0 | 0.31984 | 0.26159
1996 | 188.5833 | 0 | 0 | 0 | 0 | 0 | 0 | 0.32959 | 0.29164
1996 | 188.5937 | 0 | 0 | 0 | 0 | 0 | 0 | 0.31862 | 0.28963
1996 | 188.6042 | 0 | 0 | 0 | 0 | 0 | 0 | 0.3048 | 0.28483
1996 | 188.6146 | 0 | 0 | 0 | 0 | 0 | 0 | 0.30399 | 0.25558
1996 | 188.625 | 0 | 0 | 0 | 0 | 0 | 0 | 0.26619 | 0.24517
1996 | 188.6354 | 0 | 0 | 0 | 0 | 0 | 0 | 0.29952 | 0.27481
1996 | 188.6458 | 0 | 0 | 0 | 0 | 0 | 0 | 0.29139 | 0.25318
1996 | 188.6562 | 0 | 0 | 0 | 0 | 0 | 0 | 0.27554 | 0.26039
1996 | 188.6667 | 0 | 0 | 0 | 0 | 0 | 0 | 0.23978 | 0.24517
1996 | 188.6771 | 0 | 0 | 0 | 0 | 0 | 0 | 0.30196 | 0.24717
1996 | 188.6875 | 0 | 0 | 0 | 0 | 0 | 0 | 0.24668 | 0.23075
1996 | 188.6979 | 0 | 0 | 0 | 0 | 0 | 0 | 0.23693 | 0.21953
1996 | 188.7083 | 0 | 0 | 0 | 0 | 0 | 0 | 0.24221 | 0.21713
1996 | 188.7187 | 0 | 0 | 0 | 0 | 0 | 0 | 0.23327 | 0.21072
1996 | 188.7292 | 0 | 0 | 0 | 0 | 0 | 0 | 0.19263 | 0.18508
1996 | 188.7396 | 0 | 0 | 0 | 0 | 0 | 0 | 0.22271 | 0.19229
1996 | 188.75 | 0 | 0 | 0 | 0 | 0 | 0 | 0.19467 | 0.16144
1996 | 188.7604 | 0 | 0 | 0 | 0 | 0 | 0 | 0.17231 | 0.17226
1996 | 188.7708 | 0 | 0 | 0 | 0 | 0 | 0 | 0.16622 | 0.15503
1996 | 188.7812 | 0 | 0 | 0 | 0 | 0 | 0 | 0.13858 | 0.11698
1996 | 188.7917 | 0 | 0 | 0 | 0 | 0 | 0 | 0.10892 | 0.10976
1996 | 188.8021 | 0 | 0 | 0 | 0 | 0 | 0 | 0.092659 | 0.067301
1996 | 188.8125 | 0 | 0 | 0 | 0 | 0 | 0 | 0.065024 | 0.063295
1996 | 188.8229 | 0 | 0 | 0 | 0 | 0 | 0 | 0.053645 | 0.041262
1996 | 188.8333 | 0 | 0 | 0 | 0 | 0 | 0 | 0.038608 | 0.037256
1996 | 188.8437 | 0 | 0 | 0 | 0 | 0 | 0 | 0.032918 | 0.037256
1996 | 188.8542 | 0 | 0 | 0 | 0 | 0 | 0 | 0.03495 | 0.029244
1996 | 188.8646 | 0 | 0 | 0 | 0 | 0 | 0 | 0.027229 | 0.028843
1996 | 188.875 | 0 | 0 | 0 | 0 | 0 | 0 | 0.018694 | 0.028042
1996 | 188.8854 | 0 | 0 | 0 | 0 | 0 | 0 | 0.031293 | 0.024437
1996 | 188.8958 | 0 | 0 | 0 | 0 | 0 | 0 | 0.029261 | 0.025238
1996 | 188.9062 | 0 | 0 | 0 | 0 | 0 | 0 | 0.029261 | 0.030045
1996 | 188.9167 | 0 | 0 | 0 | 0 | 0 | 0 | 0.029261 | 0.019629
1996 | 188.9271 | 0 | 0 | 0 | 0 | 0 | 0 | 0.027635 | 0.032849
1996 | 188.9375 | 0 | 0 | 0 | 0 | 0 | 0 | 0.030886 | 0.028443
1996 | 188.9479 | 0 | 0 | 0 | 0 | 0 | 0 | 0.022758 | 0.01362
1996 | 188.9583 | 0 | 0 | 0 | 0 | 0 | 0 | 0.022352 | 0.024837
1996 | 188.9687 | 0 | 0 | 0 | 0 | 0 | 0 | 0.02032 | 0.014021
1996 | 188.9792 | 0 | 0 | 0 | 0 | 0 | 0 | 0.01016 | 0.025638
1996 | 188.9896 | 0 | 0 | 0 | 0 | 0 | 0 | 0.021946 | 0.017626
1996 | 189 | 0 | 0 | 0 | 0 | 0 | 0 | 0.022758 | 0.012419
1996 | 189.0104 | 0 | 0 | 0 | 0 | 0 | 0 | 0.011786 | 0.010015
1996 | 189.0208 | 0 | 0 | 0 | 0 | 0 | 0 | 0.015037 | 0.01322
1996 | 189.0312 | 0 | 0 | 0 | 0 | 0 | 0 | 0.011786 | 0.017226
1996 | 189.0417 | 0 | 0 | 0 | 0 | 0 | 0 | 0.010566 | 0.0044066
1996 | 189.0521 | 0 | 0 | 0 | 0 | 0 | 0 | 0.014224 | 0.012018
1996 | 189.0625 | 0 | 0 | 0 | 0 | 0 | 0 | 0.01016 | 0.012819
1996 | 189.0729 | 0 | 0 | 0 | 0 | 0 | 0 | 0.013818 | 0.012419
1996 | 189.0833 | 0 | 0 | 0 | 0 | 0 | 0 | 0.0097536 | 0.012018
1996 | 189.0937 | 0 | 0 | 0 | 0 | 0 | 0 | 0.0085344 | 0.0048072
1996 | 189.1042 | 0 | 0 | 0 | 0 | 0 | 0 | -0.0004064 | 0.010015
1996 | 189.1146 | 0 | 0 | 0 | 0 | 0 | 0 | 0.010973 | 0.0092138
1996 | 189.125 | 0 | 0 | 0 | 0 | 0 | 0 | 0.010566 | 0.011217
1996 | 189.1354 | 0 | 0 | 0 | 0 | 0 | 0 | 0.0048768 | 0.0032048
1996 | 189.1458 | 0 | 0 | 0 | 0 | 0 | 0 | 0.011786 | 0.004006
1996 | 189.1562 | 0 | 0 | 0 | 0 | 0 | 0 | 0.0052832 | 0.0096144
1996 | 189.1667 | 0 | 0 | 0 | 0 | 0 | 0 | 0.0052832 | 0.0048072
1996 | 189.1771 | 0 | 0 | 0 | 0 | 0 | 0 | 0.0073152 | 0.0072108
1996 | 189.1875 | 0 | 0 | 0 | 0 | 0 | 0 | 0.0077216 | 0.0028042
1996 | 189.1979 | 0 | 0 | 0 | 0 | 0 | 0 | 0.0089408 | 0.014822
1996 | 189.2083 | 0 | 0 | 0 | 0 | 0 | 0 | 0.008128 | 0.0072108
1996 | 189.2187 | 0 | 0 | 0 | 0 | 0 | 0 | 0.014224 | 0.012018
1996 | 189.2292 | 0 | 0 | 0 | 0 | 0 | 0 | 0.011379 | 0.012419
1996 | 189.2396 | 0 | 0 | 0 | 0 | 0 | 0 | 0.0004064 | 0.004006
1996 | 189.25 | 0 | 0 | 0 | 0 | 0 | 0 | 0.01016 | 0.015623
1996 | 189.2604 | 0 | 0 | 0 | 0 | 0 | 0 | 0.019914 | 0.011617
1996 | 189.2708 | 0 | 0 | 0 | 0 | 0 | 0 | 0.022352 | 0.017626
1996 | 189.2812 | 0 | 0 | 0 | 0 | 0 | 0 | 0.026822 | 0.025638
1996 | 189.2917 | 0 | 0 | 0 | 0 | 0 | 0 | 0.033731 | 0.030446
1996 | 189.3021 | 0 | 0 | 0 | 0 | 0 | 0 | 0.042672 | 0.045268
1996 | 189.3125 | 0 | 0 | 0 | 0 | 0 | 0 | 0.07112 | 0.063295
1996 | 189.3229 | 0 | 0 | 0 | 0 | 0 | 0 | 0.079248 | 0.082524
1996 | 189.3333 | 0 | 0 | 0 | 0 | 0 | 0 | 0.1146 | 0.10576
1996 | 189.3437 | 0 | 0 | 0 | 0 | 0 | 0 | 0.14427 | 0.088533
1996 | 189.3542 | 0 | 0 | 0 | 0 | 0 | 0 | 0.14346 | 0.1987
1996 | 189.3646 | 0 | 0 | 0 | 0 | 0 | 0 | 0.18329 | 0.16865
1996 | 189.375 | 0 | 0 | 0 | 0 | 0 | 0 | 0.18735 | 0.16144
1996 | 189.3854 | 0 | 0 | 0 | 0 | 0 | 0 | 0.18979 | 0.19349
1996 | 189.3958 | 0 | 0 | 0 | 0 | 0 | 0 | 0.23531 | 0.21272
1996 | 189.4062 | 0 | 0 | 0 | 0 | 0 | 0 | 0.25563 | 0.22554
1996 | 189.4167 | 0 | 0 | 0 | 0 | 0 | 0 | 0.26213 | 0.23315
1996 | 189.4271 | 0 | 0 | 0 | 0 | 0 | 0 | 0.27879 | 0.24156
1996 | 189.4375 | 0 | 0 | 0 | 0 | 0 | 0 | 0.27473 | 0.24517
1996 | 189.4479 | 0 | 0 | 0 | 0 | 0 | 0 | 0.2796 | 0.24997
1996 | 189.4583 | 0 | 0 | 0 | 0 | 0 | 0 | 0.30277 | 0.24356
1996 | 189.4687 | 0 | 0 | 0 | 0 | 0 | 0 | 0.29952 | 0.26199
1996 | 189.4792 | 0 | 0 | 0 | 0 | 0 | 0 | 0.30033 | 0.25959
1996 | 189.4896 | 0 | 0 | 0 | 0 | 0 | 0 | 0.31049 | 0.27722
1996 | 189.5 | 0 | 0 | 0 | 0 | 0 | 0 | 0.3174 | 0.2688
1996 | 189.5104 | 0 | 0 | 0 | 0 | 0 | 0 | 0.32106 | 0.27401
1996 | 189.5208 | 0 | 0 | 0 | 0 | 0 | 0 | 0.31862 | 0.27922
1996 | 189.5312 | 0 | 0 | 0 | 0 | 0 | 0 | 0.32187 | 0.27321
1996 | 189.5417 | 0 | 0 | 0 | 0 | 0 | 0 | 0.31455 | 0.27521
1996 | 189.5521 | 0 | 0 | 0 | 0 | 0 | 0 | 0.31943 | 0.28042
1996 | 189.5625 | 0 | 0 | 0 | 0 | 0 | 0 | 0.34138 | 0.29204
1996 | 189.5729 | 0 | 0 | 0 | 0 | 0 | 0 | 0.33894 | 0.28282
1996 | 189.5833 | 0 | 0 | 0 | 0 | 0 | 0 | 0.34625 | 0.29204
1996 | 189.5937 | 0 | 0 | 0 | 0 | 0 | 0 | 0.35072 | 0.2704
1996 | 189.6042 | 0 | 0 | 0 | 0 | 0 | 0 | 0.31902 | 0.28723
1996 | 189.6146 | 0 | 0 | 0 | 0 | 0 | 0 | 0.29342 | 0.28683
1996 | 189.625 | 0 | 0 | 0 | 0 | 0 | 0 | 0.32024 | 0.28523
1996 | 189.6354 | 0 | 0 | 0 | 0 | 0 | 0 | 0.33162 | 0.27561
1996 | 189.6458 | 0 | 0 | 0 | 0 | 0 | 0 | 0.30683 | 0.2696
1996 | 189.6562 | 0 | 0 | 0 | 0 | 0 | 0 | 0.33 | 0.27081
1996 | 189.6667 | 0 | 0 | 0 | 0 | 0 | 0 | 0.28976 | 0.25959
1996 | 189.6771 | 0 | 0 | 0 | 0 | 0 | 0 | 0.29708 | 0.26159
1996 | 189.6875 | 0 | 0 | 0 | 0 | 0 | 0 | 0.27107 | 0.25959
1996 | 189.6979 | 0 | 0 | 0 | 0 | 0 | 0 | 0.30114 | 0.23515
1996 | 189.7083 | 0 | 0 | 0 | 0 | 0 | 0 | 0.29789 | 0.24557
1996 | 189.7187 | 0 | 0 | 0 | 0 | 0 | 0 | 0.26904 | 0.23195
1996 | 189.7292 | 0 | 0 | 0 | 0 | 0 | 0 | 0.21661 | 0.21953
1996 | 189.7396 | 0 | 0 | 0 | 0 | 0 | 0 | 0.22921 | 0.21112
1996 | 189.75 | 0 | 0 | 0 | 0 | 0 | 0 | 0.09713 | 0.1999
1996 | 189.7604 | 0 | 0 | 0 | 0 | 0 | 0 | 0.028042 | 0.17787
1996 | 189.7708 | 0 | 0 | 0 | 0 | 0 | 0 | 0.019507 | 0.17827
1996 | 189.7812 | 0 | 0 | 0 | 0 | 0 | 0 | -0.0028448 | 0.15663
1996 | 189.7917 | 0 | 0 | 0 | 0 | 0 | 0 | 0.037795 | 0.1322
1996 | 189.8021 | 0 | 0 | 0 | 0 | 0 | 0 | 0.013411 | 0.12859
1996 | 189.8125 | 0 | 0 | 0 | 0 | 0 | 0 | 0.026416 | 0.088132
1996 | 189.8229 | 0 | 0 | 0 | 0 | 0 | 0 | 0.013818 | 0.060491
1996 | 189.8333 | 0 | 0 | 0 | 0 | 0 | 0 | 0.0028448 | 0.057686
1996 | 189.8437 | 0 | 0 | 0 | 0 | 0 | 0 | 0.013411 | 0.040861
1996 | 189.8542 | 0 | 0 | 0 | 0 | 0 | 0 | 0.0077216 | 0.037256
1996 | 189.8646 | 0 | 0 | 0 | 0 | 0 | 0 | 0.015037 | 0.032048
1996 | 189.875 | 0 | 0 | 0 | 0 | 0 | 0 | -0.023978 | 0.024036
1996 | 189.8854 | 0 | 0 | 0 | 0 | 0 | 0 | 0.02601 | 0.024837
1996 | 189.8958 | 0 | 0 | 0 | 0 | 0 | 0 | -0.0044704 | 0.024437
1996 | 189.9062 | 0 | 0 | 0 | 0 | 0 | 0 | 0.0097536 | 0.021632
1996 | 189.9167 | 0 | 0 | 0 | 0 | 0 | 0 | 0.0044704 | 0.018828
1996 | 189.9271 | 0 | 0 | 0 | 0 | 0 | 0 | 0.0044704 | 0.021632
1996 | 189.9375 | 0 | 0 | 0 | 0 | 0 | 0 | -0.0008128 | 0.020431
1996 | 189.9479 | 0 | 0 | 0 | 0 | 0 | 0 | -0.011379 | 0.021232
1996 | 189.9583 | 0 | 0 | 0 | 0 | 0 | 0 | 0.0065024 | 0.021632
1996 | 189.9687 | 0 | 0 | 0 | 0 | 0 | 0 | 0.004064 | 0.020431
1996 | 189.9792 | 0 | 0 | 0 | 0 | 0 | 0 | -0.010973 | 0.019229
1996 | 189.9896 | 0 | 0 | 0 | 0 | 0 | 0 | 0.0024384 | 0.020431
1996 | 190 | 0 | 0 | 0 | 0 | 0 | 0 | 0.017069 | 0.017226
1996 | 190.0104 | 0 | 0 | 0 | 0 | 0 | 0 | -0.0012192 | 0.015223
1996 | 190.0208 | 0 | 0 | 0 | 0 | 0 | 0 | -0.012192 | 0.016024
1996 | 190.0312 | 0 | 0 | 0 | 0 | 0 | 0 | 0.01463 | 0.014822
1996 | 190.0417 | 0 | 0 | 0 | 0 | 0 | 0 | -0.0032512 | 0.017226
1996 | 190.0521 | 0 | 0 | 0 | 0 | 0 | 0 | 0.0004064 | 0.017226
1996 | 190.0625 | 0 | 0 | 0 | 0 | 0 | 0 | -0.013411 | 0.014422
1996 | 190.0729 | 0 | 0 | 0 | 0 | 0 | 0 | 0.0065024 | 0.016825
1996 | 190.0833 | 0 | 0 | 0 | 0 | 0 | 0 | 0.0065024 | 0.011617
1996 | 190.0937 | 0 | 0 | 0 | 0 | 0 | 0 | -0.0085344 | 0.016425
1996 | 190.1042 | 0 | 0 | 0 | 0 | 0 | 0 | -0.0024384 | 0.016024
1996 | 190.1146 | 0 | 0 | 0 | 0 | 0 | 0 | 0.0008128 | 0.017626
1996 | 190.125 | 0 | 0 | 0 | 0 | 0 | 0 | -0.002032 | 0.016425
1996 | 190.1354 | 0 | 0 | 0 | 0 | 0 | 0 | -0.0024384 | 0.015223
1996 | 190.1458 | 0 | 0 | 0 | 0 | 0 | 0 | -0.006096 | 0.010015
1996 | 190.1562 | 0 | 0 | 0 | 0 | 0 | 0 | 0.0008128 | 0.025638
1996 | 190.1667 | 0 | 0 | 0 | 0 | 0 | 0 | 0.0089408 | 0.015223
1996 | 190.1771 | 0 | 0 | 0 | 0 | 0 | 0 | -0.0008128 | 0.018428
1996 | 190.1875 | 0 | 0 | 0 | 0 | 0 | 0 | -0.0036576 | 0.021232
1996 | 190.1979 | 0 | 0 | 0 | 0 | 0 | 0 | 0.0012192 | 0.014822
1996 | 190.2083 | 0 | 0 | 0 | 0 | 0 | 0 | 0.015037 | 0.012419
1996 | 190.2187 | 0 | 0 | 0 | 0 | 0 | 0 | -0.0052832 | 0.010416
1996 | 190.2292 | 0 | 0 | 0 | 0 | 0 | 0 | -0.0032512 | 0.022033
1996 | 190.2396 | 0 | 0 | 0 | 0 | 0 | 0 | 0.0044704 | 0.021632
1996 | 190.25 | 0 | 0 | 0 | 0 | 0 | 0 | -0.0044704 | 0.01322
1996 | 190.2604 | 0 | 0 | 0 | 0 | 0 | 0 | 0.0044704 | 0.012419
1996 | 190.2708 | 0 | 0 | 0 | 0 | 0 | 0 | #N/A | #N/A
1996 | 190.2812 | 0 | 0 | 0 | 0 | 0 | 0 | #N/A | #N/A
1996 | 190.2917 | 0 | 0 | 0 | 0 | 0 | 0 | #N/A | #N/A
1996 | 190.3021 | 0 | 0 | 0 | 0 | 0 | 0 | #N/A | #N/A
1996 | 190.3125 | 0 | 0 | 0 | 0 | 0 | 0 | #N/A | #N/A
1996 | 190.3229 | 0 | 0 | 0 | 0 | 0 | 0 | #N/A | #N/A
1996 | 190.3333 | 0 | 0 | 0 | 0 | 0 | 0 | #N/A | #N/A
1996 | 190.3437 | 0 | 0 | 0 | 0 | 0 | 0 | #N/A | #N/A
1996 | 190.3542 | 0 | 0 | 0 | 0 | 0 | 0 | #N/A | #N/A
1996 | 190.3646 | 0 | 0 | 0 | 0 | 0 | 0 | #N/A | #N/A
1996 | 190.375 | 0 | 0 | 0 | 0 | 0 | 0 | #N/A | #N/A
1996 | 190.3854 | 0 | 0 | 0 | 0 | 0 | 0 | #N/A | #N/A
1996 | 190.3958 | 0 | 0 | 0 | 0 | 0 | 0 | #N/A | #N/A
1996 | 190.4062 | 0 | 0 | 0 | 0 | 0 | 0 | #N/A | #N/A
1996 | 190.4167 | 0 | 0 | 0 | 0 | 0 | 0 | #N/A | #N/A
1996 | 190.4271 | 0 | 0 | 0 | 0 | 0 | 0 | #N/A | #N/A
1996 | 190.4375 | 0 | 0 | 0 | 0 | 0 | 0 | #N/A | #N/A
1996 | 190.4479 | 0 | 0 | 0 | 0 | 0 | 0 | #N/A | #N/A
1996 | 190.4583 | 0 | 0 | 0 | 0 | 0 | 0 | #N/A | #N/A
1996 | 190.4687 | 0 | 0 | 0 | 0 | 0 | 0 | #N/A | #N/A
1996 | 190.4792 | 0 | 0 | 0 | 0 | 0 | 0 | #N/A | #N/A
1996 | 190.4896 | 0 | 0 | 0 | 0 | 0 | 0 | #N/A | #N/A
1996 | 190.5 | 0 | 0 | 0 | 0 | 0 | 0 | #N/A | #N/A
1996 | 190.5104 | 0 | 0 | 0 | 0 | 0 | 0 | #N/A | #N/A
1996 | 190.5208 | 0 | 0 | 0 | 0 | 0 | 0 | #N/A | #N/A
1996 | 190.5312 | 0 | 0 | 0 | 0 | 0 | 0 | #N/A | #N/A
1996 | 190.5417 | 0 | 0 | 0 | 0 | 0 | 0 | #N/A | #N/A
1996 | 190.5521 | 0 | 0 | 0 | 0 | 0 | 0 | #N/A | #N/A
1996 | 190.5625 | 0 | 0 | 0 | 0 | 0 | 0 | #N/A | #N/A
1996 | 190.5729 | 0 | 0 | 0 | 0 | 0 | 0 | #N/A | #N/A
1996 | 190.5833 | 0 | 0 | 0 | 0 | 0 | 0 | #N/A | #N/A
1996 | 190.5937 | 0 | 0 | 0 | 0 | 0 | 0 | #N/A | #N/A
1996 | 190.6042 | 0 | 0 | 0 | 0 | 0 | 0 | #N/A | #N/A
1996 | 190.6146 | 0 | 0 | 0 | 0 | 0 | 0 | #N/A | #N/A
1996 | 190.625 | 0 | 0 | 0 | 0 | 0 | 0 | #N/A | #N/A
1996 | 190.6354 | 0 | 0 | 0 | 0 | 0 | 0 | #N/A | #N/A
1996 | 190.6458 | 0 | 0 | 0 | 0 | 0 | 0 | #N/A | #N/A
1996 | 190.6562 | 0 | 0 | 0 | 0 | 0 | 0 | #N/A | #N/A
1996 | 190.6667 | 0 | 0 | 0 | 0 | 0 | 0 | #N/A | #N/A
1996 | 190.6771 | 0 | 0 | 0 | 0 | 0 | 0 | #N/A | #N/A
1996 | 190.6875 | 0 | 0 | 0 | 0 | 0 | 0 | #N/A | #N/A
1996 | 190.6979 | 0 | 0 | 0 | 0 | 0 | 0 | #N/A | #N/A
1996 | 190.7083 | 0 | 0 | 0 | 0 | 0 | 0 | #N/A | #N/A
1996 | 190.7187 | 0 | 0 | 0 | 0 | 0 | 0 | #N/A | #N/A
1996 | 190.7292 | 0 | 0 | 0 | 0 | 0 | 0 | #N/A | #N/A
1996 | 190.7396 | 0 | 0 | 0 | 0 | 0 | 0 | #N/A | #N/A
1996 | 190.75 | 0 | 0 | 0 | 0 | 0 | 0 | #N/A | #N/A
1996 | 190.7604 | 0 | 0 | 0 | 0 | 0 | 0 | #N/A | #N/A
1996 | 190.7708 | 0 | 0 | 0 | 0 | 0 | 0 | #N/A | #N/A
1996 | 190.7812 | 0 | 0 | 0 | 0 | 0 | 0 | #N/A | #N/A
1996 | 190.7917 | 0 | 0 | 0 | 0 | 0 | 0 | #N/A | #N/A
1996 | 190.8021 | 0 | 0 | 0 | 0 | 0 | 0 | #N/A | #N/A
1996 | 190.8125 | 0 | 0 | 0 | 0 | 0 | 0 | #N/A | #N/A
1996 | 190.8229 | 0 | 0 | 0 | 0 | 0 | 0 | #N/A | #N/A
1996 | 190.8333 | 0 | 0 | 0 | 0 | 0 | 0 | #N/A | #N/A
1996 | 190.8437 | 0 | 0 | 0 | 0 | 0 | 0 | #N/A | #N/A
1996 | 190.8542 | 0 | 0 | 0 | 0 | 0 | 0 | #N/A | #N/A
1996 | 190.8646 | 0 | 0 | 0 | 0 | 0 | 0 | #N/A | #N/A
1996 | 190.875 | 0 | 0 | 0 | 0 | 0 | 0 | #N/A | #N/A
1996 | 190.8854 | 0 | 0 | 0 | 0 | 0 | 0 | #N/A | #N/A
1996 | 190.8958 | 0 | 0 | 0 | 0 | 0 | 0 | #N/A | #N/A
1996 | 190.9062 | 0 | 0 | 0 | 0 | 0 | 0 | #N/A | #N/A
1996 | 190.9167 | 0 | 0 | 0 | 0 | 0 | 0 | #N/A | #N/A
1996 | 190.9271 | 0 | 0 | 0 | 0 | 0 | 0 | #N/A | #N/A
1996 | 190.9375 | 0 | 0 | 0 | 0 | 0 | 0 | #N/A | #N/A
1996 | 190.9479 | 0 | 0 | 0 | 0 | 0 | 0 | #N/A | #N/A
1996 | 190.9583 | 0 | 0 | 0 | 0 | 0 | 0 | #N/A | #N/A
1996 | 190.9687 | 0 | 0 | 0 | 0 | 0 | 0 | #N/A | #N/A
1996 | 190.9792 | 0 | 0 | 0 | 0 | 0 | 0 | #N/A | #N/A
1996 | 190.9896 | 0 | 0 | 0 | 0 | 0 | 0 | #N/A | #N/A
1996 | 191 | 0 | 0 | 0 | 0 | 0 | 0 | #N/A | #N/A
1996 | 191.0104 | 0 | 0 | 0 | 0 | 0 | 0 | #N/A | #N/A
1996 | 191.0208 | 0 | 0 | 0 | 0 | 0 | 0 | #N/A | #N/A
1996 | 191.0312 | 0 | 0 | 0 | 0 | 0 | 0 | #N/A | #N/A
1996 | 191.0417 | 0 | 0 | 0 | 0 | 0 | 0 | #N/A | #N/A
1996 | 191.0521 | 0 | 0 | 0 | 0 | 0 | 0 | #N/A | #N/A
1996 | 191.0625 | 0 | 0 | 0 | 0 | 0 | 0 | #N/A | #N/A
1996 | 191.0729 | 0 | 0 | 0 | 0 | 0 | 0 | #N/A | #N/A
1996 | 191.0833 | 0 | 0 | 0 | 0 | 0 | 0 | #N/A | #N/A
1996 | 191.0937 | 0 | 0 | 0 | 0 | 0 | 0 | #N/A | #N/A
1996 | 191.1042 | 0 | 0 | 0 | 0 | 0 | 0 | #N/A | #N/A
1996 | 191.1146 | 0 | 0 | 0 | 0 | 0 | 0 | #N/A | #N/A
1996 | 191.125 | 0 | 0 | 0 | 0 | 0 | 0 | #N/A | #N/A
1996 | 191.1354 | 0 | 0 | 0 | 0 | 0 | 0 | #N/A | #N/A
1996 | 191.1458 | 0 | 0 | 0 | 0 | 0 | 0 | #N/A | #N/A
1996 | 191.1562 | 0 | 0 | 0 | 0 | 0 | 0 | #N/A | #N/A
1996 | 191.1667 | 0 | 0 | 0 | 0 | 0 | 0 | #N/A | #N/A
1996 | 191.1771 | 0 | 0 | 0 | 0 | 0 | 0 | #N/A | #N/A
1996 | 191.1875 | 0 | 0 | 0 | 0 | 0 | 0 | #N/A | #N/A
1996 | 191.1979 | 0 | 0 | 0 | 0 | 0 | 0 | #N/A | #N/A
1996 | 191.2083 | 0 | 0 | 0 | 0 | 0 | 0 | #N/A | #N/A
1996 | 191.2187 | 0 | 0 | 0 | 0 | 0 | 0 | #N/A | #N/A
1996 | 191.2292 | 0 | 0 | 0 | 0 | 0 | 0 | #N/A | #N/A
1996 | 191.2396 | 0 | 0 | 0 | 0 | 0 | 0 | #N/A | #N/A
1996 | 191.25 | 0 | 0 | 0 | 0 | 0 | 0 | #N/A | #N/A
1996 | 191.2604 | 0 | 0 | 0 | 0 | 0 | 0 | #N/A | #N/A
1996 | 191.2708 | 0 | 0 | 0 | 0 | 0 | 0 | #N/A | #N/A
1996 | 191.2812 | 0 | 0 | 0 | 0 | 0 | 0 | #N/A | #N/A
1996 | 191.2917 | 0 | 0 | 0 | 0 | 0 | 0 | #N/A | #N/A
1996 | 191.3021 | 0 | 0 | 0 | 0 | 0 | 0 | #N/A | #N/A
1996 | 191.3125 | 0 | 0 | 0 | 0 | 0 | 0 | -0.0036576 | 0.014422
1996 | 191.3229 | 0 | 0 | 0 | 0 | 0 | 0 | 0.0056896 | 0.023235
1996 | 191.3333 | 0 | 0 | 0 | 0 | 0 | 0 | 0.015037 | 0.017626
1996 | 191.3437 | 0 | 0 | 0 | 0 | 0 | 0 | 0.008128 | 0.006009
1996 | 191.3542 | 0 | 0 | 0 | 0 | 0 | 0 | 0.0048768 | 0.010816
1996 | 191.3646 | 0 | 0 | 0 | 0 | 0 | 0 | 0.010566 | 0.011617
1996 | 191.375 | 0 | 0 | 0 | 0 | 0 | 0 | 0.0089408 | 0.014021
1996 | 191.3854 | 0 | 0 | 0 | 0 | 0 | 0 | 0.01016 | 0.020831
1996 | 191.3958 | 0 | 0 | 0 | 0 | 0 | 0 | -0.020726 | 0.0004006
1996 | 191.4062 | 0 | 0 | 0 | 0 | 0 | 0 | 0.015443 | 0.02644
1996 | 191.4167 | 0 | 0 | 0 | 0 | 0 | 0 | 0.0097536 | 0
1996 | 191.4271 | 0 | 0 | 0 | 0 | 0 | 0 | -0.023978 | -0.018428
1996 | 191.4375 | 0 | 0 | 0 | 0 | 0 | 0 | 0.025197 | 0.032849
1996 | 191.4479 | 0 | 0 | 0 | 0 | 0 | 0 | 0.029261 | 0.042464
1996 | 191.4583 | 0 | 0 | 0 | 0 | 0 | 0 | 0.0036576 | 0.03325
1996 | 191.4687 | 0 | 0 | 0 | 0 | 0 | 0 | 0.012192 | 0.036855
1996 | 191.4792 | 0 | 0 | 0 | 0 | 0 | 0 | 0.0056896 | 0.047271
1996 | 191.4896 | 0 | 0 | 0 | 0 | 0 | 0 | 0.0052832 | 0.029244
1996 | 191.5 | 0 | 0 | 0 | 0 | 0 | 0 | 0.017882 | 0.031247
1996 | 191.5104 | 0 | 0 | 0 | 0 | 0 | 0 | -0.0036576 | 0.035653
1996 | 191.5208 | 0 | 0 | 0 | 0 | 0 | 0 | -0.006096 | 0.030446
1996 | 191.5312 | 0 | 0 | 0 | 0 | 0 | 0 | 0.0048768 | 0.029244
1996 | 191.5417 | 0 | 0 | 0 | 0 | 0 | 0 | 0.0036576 | 0.037656
1996 | 191.5521 | 0 | 0 | 0 | 0 | 0 | 0 | -0.013411 | 0.022834
1996 | 191.5625 | 0 | 0 | 0 | 0 | 0 | 0 | 0.032106 | 0.02003
1996 | 191.5729 | 0 | 0 | 0 | 0 | 0 | 0 | -0.0024384 | 0.032048
1996 | 191.5833 | 0 | 0 | 0 | 0 | 0 | 0 | 0.0056896 | 0.032048
1996 | 191.5937 | 0 | 0 | 0 | 0 | 0 | 0 | -0.0004064 | 0.055683
1996 | 191.6042 | 0 | 0 | 0 | 0 | 0 | 0 | 0.004064 | 0.010816
1996 | 191.6146 | 0 | 0 | 0 | 0 | 0 | 0 | -0.0097536 | 0.034452
1996 | 191.625 | 0 | 0 | 0 | 0 | 0 | 0 | -0.0032512 | 0.024437
1996 | 191.6354 | 0 | 0 | 0.021946 | 0.036855 | 0 | 0 | -0.008128 | -0.004006
1996 | 191.6458 | 0 | 0 | 0.28529 | 1.1193 | 0 | 0 | -1.1369e-13 | -0.016825
1996 | 191.6562 | 0 | 0 | 0.18288 | 0.13781 | 0 | 0 | 0 | -0.01362
1996 | 191.6667 | 0 | 0 | 0.08697 | 0.039259 | 0 | 0 | 0.023571 | 0.0056084
1996 | 191.6771 | 0 | 0 | 0 | 0.024036 | 0 | 0 | 0.095098 | 0.012819
1996 | 191.6875 | 0 | 0 | 0.10566 | 0.11858 | 0 | 0 | 1.1369e-13 | -1.1369e-13
1996 | 191.6979 | 0 | 0 | 0.069901 | 0.068903 | 0 | 0 | 0 | 1.1369e-13
1996 | 191.7083 | 0 | 0 | 0.11867 | 0.18428 | 0 | 0 | 1.1369e-13 | 0
1996 | 191.7187 | 0 | 0 | 0.017882 | 0.011217 | 0 | 0 | -0.0008128 | -0.004006
1996 | 191.7292 | 0 | 0 | 0 | 0 | 0 | 0 | 0.042266 | 0.024837
1996 | 191.7396 | 0 | 0 | 0 | 0 | 0 | 0 | 0.013818 | 0.019229
1996 | 191.75 | 0 | 0 | 0.073965 | 0.048873 | 0 | 0 | 0 | 0.0008012
1996 | 191.7604 | 0 | 0 | 0.45354 | 0.49995 | 0 | 0 | 1.1369e-13 | -1.1369e-13
1996 | 191.7708 | 0 | 0 | 1.1087 | 1.3196 | 0 | 0 | -1.1369e-13 | 1.1369e-13
1996 | 191.7812 | 0 | 0 | 3.3138 | 3.8353 | 0 | 0 | 1.1369e-13 | 1.1369e-13
1996 | 191.7917 | 0 | 0 | 4.6988 | 4.7735 | 0 | 0 | -1.1369e-13 | -1.1369e-13
1996 | 191.8021 | 0 | 0 | 1.0347 | 1.0327 | 0 | 0 | 1.1369e-13 | 0
1996 | 191.8125 | 0 | 0 | 0.76159 | 0.74191 | 0 | 0 | 0 | 0
1996 | 191.8229 | 0 | 0 | 0.58847 | 0.5344 | 0 | 0 | 0 | 1.1369e-13
1996 | 191.8333 | 0 | 0 | 0.91928 | 0.87571 | 0 | 0 | 0 | -1.1369e-13
1996 | 191.8437 | 0 | 0 | 1.2915 | 1.2923 | 0 | 0 | 0 | 0
1996 | 191.8542 | 0 | 0 | 1.3574 | 1.362 | 0 | 0 | 1.1369e-13 | 0
1996 | 191.8646 | 0 | 0 | 0.8827 | 0.84446 | 0 | 0 | 0 | 0
1996 | 191.875 | 0 | 0 | 0.41128 | 0.39579 | 0 | 0 | 0 | 0
1996 | 191.8854 | 0 | 0 | 0.49174 | 0.49755 | 0 | 0 | 0 | 0
1996 | 191.8958 | 0 | 0 | 0.76403 | 0.69785 | 0 | 0 | 0 | 0
1996 | 191.9062 | 0 | 0 | 0.65593 | 0.59609 | 0 | 0 | -1.1369e-13 | 0
1996 | 191.9167 | 0 | 0 | 0.5779 | 0.54161 | 0 | 0 | 0 | 1.1369e-13
1996 | 191.9271 | 0 | 0 | 0.66812 | 0.56565 | 0 | 0 | -1.1369e-13 | 0
1996 | 191.9375 | 0 | 0 | 0.29748 | 0.22994 | 0 | 0 | 0.002032 | 0.0024036
1996 | 191.9479 | 0 | 0 | 0 | 0 | 0 | 0 | -0.0008128 | 0.0076114
1996 | 191.9583 | 0 | 0 | 0 | 0 | 0 | 0 | 0.028042 | 0.016825
1996 | 191.9687 | 0 | 0 | 0 | 0 | 0 | 0 | 0.0012192 | -0.0064096
1996 | 191.9792 | 0 | 0 | 0 | 0.012819 | 0 | 0 | -0.019914 | 0.002003
1996 | 191.9896 | 0 | 0 | 0.14061 | 0.21392 | 0 | 0 | 0 | 0
1996 | 192 | 0 | 0 | 0.92415 | 1.2955 | 0 | 0 | 0 | 0
1996 | 192.0104 | 0 | 0 | 0.34056 | 0.42544 | 0 | 0 | 1.1369e-13 | 0.002003
1996 | 192.0208 | 0 | 0 | 0.10566 | 0.12338 | 0 | 0 | 1.1369e-13 | 0.002003
1996 | 192.0312 | 0 | 0 | 0.59416 | 0.72589 | 0 | 0 | 0 | 0
1996 | 192.0417 | 0 | 0 | 0.087782 | 0.090536 | 0 | 0 | -0.0044704 | 0.0032048
1996 | 192.0521 | 0 | 0 | 0 | 0 | 0 | 0 | 0.012192 | 0.010416
1996 | 192.0625 | 0 | 0 | 0 | 0 | 0 | 0 | 0.010973 | 0.0088132
1996 | 192.0729 | 0 | 0 | 0 | 0 | 0 | 0 | -0.008128 | 0.0084126
1996 | 192.0833 | 0 | 0 | 0 | 0 | 0 | 0 | -0.02479 | -0.028042
1996 | 192.0937 | 0 | 0 | 0 | 0 | 0 | 0 | -0.0052832 | -0.004006
1996 | 192.1042 | 0 | 0 | 0.04633 | 0.077716 | 0 | 0 | 0.0024384 | -0.0028042
1996 | 192.1146 | 0 | 0 | 0.079654 | 0.08653 | 0 | 0 | 1.1369e-13 | 0
1996 | 192.125 | 0 | 0 | 0.094285 | 0.10496 | 0 | 0 | 0 | 0
1996 | 192.1354 | 0 | 0 | 0.062586 | 0.076114 | 0 | 0 | -1.1369e-13 | 0
1996 | 192.1458 | 0 | 0 | 0.26985 | 0.27641 | 0 | 0 | -1.1369e-13 | 0
1996 | 192.1562 | 0 | 0 | 0.0024384 | 0.0024036 | 0 | 0 | 0.0004064 | 0
1996 | 192.1667 | 0 | 0 | 0 | 0.0072108 | 0 | 0 | -0.0028448 | 0
1996 | 192.1771 | 0 | 0 | 0.0048768 | 0.0024036 | 0 | 0 | -0.0008128 | 0.0016024
1996 | 192.1875 | 0 | 0 | 0.017069 | 0.020831 | 0 | 0 | 0 | 1.1369e-13
1996 | 192.1979 | 0 | 0 | 0.030074 | 0.029644 | 0 | 0 | 0 | 0
1996 | 192.2083 | 0 | 0 | 0.063398 | 0.048873 | 0 | 0 | 0 | 1.1369e-13
1996 | 192.2187 | 0 | 0 | 0.058522 | 0.061692 | 0 | 0 | 0 | -1.1369e-13
1996 | 192.2292 | 0 | 0 | 0.0024384 | 0.0096144 | 0 | 0 | 0 | 0.0004006
1996 | 192.2396 | 0 | 0 | 0.015443 | 0.016024 | 0 | 0 | -1.1369e-13 | 0.0004006
1996 | 192.25 | 0 | 0 | 0.088595 | 0.08012 | 0 | 0 | 0 | 1.1369e-13
1996 | 192.2604 | 0 | 0 | 0.089408 | 0.080921 | 0 | 0 | -1.1369e-13 | -1.1369e-13
1996 | 192.2708 | 0 | 0 | 0.021133 | 0.021632 | 0 | 0 | 1.1369e-13 | -0.0004006
1996 | 192.2812 | 0 | 0 | 0.0048768 | 0 | 0 | 0 | 0.0024384 | 0.0016024
1996 | 192.2917 | 0 | 0 | 0 | 0 | 0 | 0 | 0.013005 | 0.0096144
1996 | 192.3021 | 0 | 0 | 0.049581 | 0.063295 | 0 | 0 | 0 | 0.0004006
1996 | 192.3125 | 0 | 0 | 0.13249 | 0.15143 | 0 | 0 | 1.1369e-13 | 0
1996 | 192.3229 | 0 | 0 | 5.8765 | 6.2157 | 0 | 0 | 0 | 0
1996 | 192.3333 | 0 | 0 | 2.7107 | 2.5094 | 0 | 0 | 0 | 0
1996 | 192.3437 | 0 | 0 | 1.8442 | 1.6713 | 0 | 0 | 1.1369e-13 | 0
1996 | 192.3542 | 0 | 0 | 1.8686 | 1.9181 | 0 | 0 | -1.1369e-13 | 0
1996 | 192.3646 | 0 | 0 | 2.692 | 2.6119 | 0 | 0 | 0 | 0
1996 | 192.375 | 0 | 0 | 5.0572 | 4.9899 | 0 | 0 | 1.1369e-13 | 0
1996 | 192.3854 | 0 | 0 | 3.7478 | 3.6198 | 0 | 0 | -1.1369e-13 | 0
1996 | 192.3958 | 0 | 0 | 2.4612 | 2.3555 | 0 | 0 | 0 | 1.1369e-13
1996 | 192.4062 | 0 | 0 | 2.5636 | 2.4004 | 0 | 0 | 1.1369e-13 | 0
1996 | 192.4167 | 0 | 0 | 1.8711 | 1.6929 | 0 | 0 | 1.1369e-13 | 1.1369e-13
1996 | 192.4271 | 0 | 0 | 0.85344 | 0.85328 | 0 | 0 | 0 | -1.1369e-13
1996 | 192.4375 | 0 | 0 | 0.47142 | 0.4655 | 0 | 0 | 0 | -1.1369e-13
1996 | 192.4479 | 0 | 0 | 0.22758 | 0.21953 | 0 | 0 | 0 | 1.1369e-13
1996 | 192.4583 | 0 | 0 | 0.10566 | 0.071307 | 0 | 0 | 0 | 0
1996 | 192.4687 | 0 | 0 | 0.13818 | 0.14181 | 0 | 0 | 1.1369e-13 | 1.1369e-13
1996 | 192.4792 | 0 | 0 | 0.056896 | 0.04006 | 0 | 0 | 0.004064 | -0.004006
1996 | 192.4896 | 0 | 0 | 0 | 0 | 0 | 0 | 0.008128 | 0
1996 | 192.5 | 0 | 0 | 0 | 0 | 0 | 0 | 0.012192 | 0.045668
1996 | 192.5104 | 0 | 0 | 0 | 0 | 0 | 0 | 0.036576 | 0.010416
1996 | 192.5208 | 0 | 0 | 0 | 0 | 0 | 0 | 0.032512 | 0.034051
1996 | 192.5312 | 0 | 0 | 0 | 0 | 0 | 0 | 0.032512 | 0.030446
1996 | 192.5417 | 0 | 0 | 0 | 0 | 0 | 0 | 0.028448 | 0.035653
1996 | 192.5521 | 0 | 0 | 0 | 0 | 0 | 0 | 0.012192 | 0.015223
1996 | 192.5625 | 0 | 0 | 0 | 0 | 0 | 0 | 0.02032 | 0.030846
1996 | 192.5729 | 0 | 0 | 0 | 0 | 0 | 0 | 0.008128 | 0.012419
1996 | 192.5833 | 0 | 0 | 0 | 0 | 0 | 0 | 0.032512 | -0.019629
1996 | 192.5937 | 0 | 0 | 0 | 0 | 0 | 0 | 0.012192 | 0.05328
1996 | 192.6042 | 0 | 0 | 0 | 0 | 0 | 0 | 0.024384 | 0.0088132
1996 | 192.6146 | 0 | 0 | 0 | 0 | 0 | 0 | 0.02032 | 0.032048
1996 | 192.625 | 0 | 0 | 0 | 0 | 0 | 0 | 0.012192 | 0.020831
1996 | 192.6354 | 0 | 0 | 0 | 0 | 0 | 0 | 0.02032 | 0.012018
1996 | 192.6458 | 0 | 0 | 0 | 0 | 0 | 0 | 0.02032 | -0.0016024
1996 | 192.6562 | 0 | 0 | 0 | 0 | 0 | 0 | 0.008128 | 0.043265
1996 | 192.6667 | 0 | 0 | 0 | 0 | 0 | 0 | 0.016256 | 0.018428
1996 | 192.6771 | 0 | 0 | 0 | 0 | 0 | 0 | 0.004064 | -0.015223
1996 | 192.6875 | 0 | 0 | 0 | 0 | 0 | 0 | 0.004064 | 0.02003
1996 | 192.6979 | 0 | 0 | 0 | 0 | 0 | 0 | 0.016256 | 0.0008012
1996 | 192.7083 | 0 | 0 | 0 | 0 | 0 | 0 | 0.016256 | 0.016825
1996 | 192.7187 | 0 | 0 | 0 | 0 | 0 | 0 | 0 | 0.017626
1996 | 192.7292 | 0 | 0 | 0 | 0 | 0 | 0 | 0.012192 | 0.011217
1996 | 192.7396 | 0 | 0 | 0 | 0 | 0 | 0 | 0.008128 | 0.0072108
1996 | 192.75 | 0 | 0 | 0 | 0 | 0 | 0 | 0.02032 | 0.014822
1996 | 192.7604 | 0 | 0 | 0 | 0 | 0 | 0 | 0.012192 | 0.01322
1996 | 192.7708 | 0 | 0 | 0 | 0 | 0 | 0 | 0.012192 | 0.019629
1996 | 192.7812 | 0 | 0 | 0 | 0 | 0 | 0 | 0.012192 | 0.014021
1996 | 192.7917 | 0 | 0 | 0 | 0 | 0 | 0 | 0.004064 | 0.0064096
1996 | 192.8021 | 0 | 0 | 0 | 0 | 0 | 0 | 0.016256 | 0.0016024
1996 | 192.8125 | 0 | 0 | 0 | 0 | 0 | 0 | 0.004064 | 0.018828
1996 | 192.8229 | 0 | 0 | 0 | 0 | 0 | 0 | 0 | 0
1996 | 192.8333 | 0 | 0 | 0 | 0 | 0 | 0 | 0.012192 | -0.0024036
1996 | 192.8437 | 0 | 0 | 0 | 0 | 0 | 0 | 0.004064 | 0.0012018
1996 | 192.8542 | 0 | 0 | 0 | 0 | 0 | 0 | -1.1369e-13 | 0.029244
1996 | 192.8646 | 0 | 0 | 0 | 0 | 0 | 0 | 1.1369e-13 | -0.016825
1996 | 192.875 | 0 | 0 | 0 | 0 | 0 | 0 | 0 | 0.0088132
1996 | 192.8854 | 0 | 0 | 0 | 0 | 0 | 0 | 0.004064 | 0.016825
1996 | 192.8958 | 0 | 0.020831 | 0 | 0 | 0 | 0 | 0.004064 | -0.012018
1996 | 192.9062 | 0 | 0 | 0 | 0 | 0 | 0 | 0.004064 | 0.025238
1996 | 192.9167 | 0 | 0 | 0 | 0 | 0 | 0 | 0.004064 | 0.0036054
1996 | 192.9271 | 0 | 0 | 0 | 0 | 0 | 0 | 0.004064 | 0.010015
1996 | 192.9375 | 0 | 0 | 0 | 0 | 0 | 0 | 0.008128 | 0.0084126
1996 | 192.9479 | 0 | 0 | 0 | 0 | 0 | 0 | 0.004064 | -0.0052078
1996 | 192.9583 | 0 | 0 | 0.008128 | 0 | 0 | 0 | 0 | 0.022834
1996 | 192.9687 | 0 | 0.020831 | 0.016256 | 0 | 0 | 0 | -1.1369e-13 | -0.044867
1996 | 192.9792 | 0 | 0 | 0.024384 | 0 | 0 | 0 | -1.1369e-13 | -0.0068102
1996 | 192.9896 | 0 | 0 | 0 | 0 | 0 | 0 | -0.004064 | -0.010816
1996 | 193 | 0 | 0 | 0 | 0 | 0 | 0 | -0.004064 | 0.0052078
1996 | 193.0104 | 0 | 0 | 0 | 0 | 0 | 0 | 0 | -0.0052078
1996 | 193.0208 | 0 | 0 | 0 | 0.041662 | 0 | 0 | 0 | 0.012419
1996 | 193.0312 | 0 | 0 | 0.024384 | 0 | 0 | 0 | 0 | -0.0068102
1996 | 193.0417 | 0 | 0 | 0 | 0 | 0 | 0 | 0 | 0.0036054
1996 | 193.0521 | 0 | 0 | 0.016256 | 0 | 0 | 0 | -1.1369e-13 | -0.016425
1996 | 193.0625 | 0 | 0 | 0.016256 | 0 | 0 | 0 | -1.1369e-13 | -0.006009
1996 | 193.0729 | 0 | 0 | 0.032512 | 0.036054 | 0 | 0 | -1.1369e-13 | -0.010816
1996 | 193.0833 | 0 | 0 | 0.024384 | 0 | 0 | 0 | -1.1369e-13 | -0.012018
1996 | 193.0937 | 0 | 0 | 0.016256 | 0 | 0 | 0 | -0.016256 | -0.030446
1996 | 193.1042 | 0 | 0 | 0.024384 | 0.028843 | 0 | 0 | -1.1369e-13 | -0.0004006
1996 | 193.1146 | 0 | 0 | 0.04064 | 0.015223 | 0 | 0 | 0 | 0
1996 | 193.125 | 0 | 0 | 0.024384 | 0.037656 | 0 | 0 | -1.1369e-13 | 0.0004006
1996 | 193.1354 | 0 | 0 | 0.016256 | 0.0072108 | 0 | 0 | -1.1369e-13 | -0.0076114
1996 | 193.1458 | 0 | 0 | 0 | 0.017626 | 0 | 0 | 0.008128 | 0.02684
1996 | 193.1562 | 0 | 0 | 0 | 0.0064096 | 0 | 0 | -0.004064 | 0.010816
1996 | 193.1667 | 0 | 0 | 0 | 0.012018 | 0 | 0 | -0.004064 | -0.0096144
1996 | 193.1771 | 0 | 0 | 0 | 0 | 0 | 0 | 0.004064 | 0.018428
1996 | 193.1875 | 0 | 0 | 0 | 0 | 0 | 0 | -0.004064 | -0.004006
1996 | 193.1979 | 0 | 0 | 0 | 0 | 0 | 0 | 0 | -0.0088132
1996 | 193.2083 | 0 | 0 | 0 | 0 | 0 | 0 | 0.004064 | 0.012819
1996 | 193.2187 | 0 | 0 | 0 | 0 | 0 | 0 | 0.004064 | 0.0016024
1996 | 193.2292 | 0 | 0 | 0 | 0 | 0 | 0 | 0 | 0.0084126
1996 | 193.2396 | 0 | 0 | 0 | 0 | 0 | 0 | -0.008128 | -0.0028042
1996 | 193.25 | 0 | 0 | 0 | 0 | 0 | 0 | 0.008128 | -0.0052078
1996 | 193.2604 | 0 | 0 | 0 | 0 | 0 | 0 | -0.004064 | -0.0028042
1996 | 193.2708 | 0 | 0 | 0 | 0 | 0 | 0 | -0.008128 | 0.019629
1996 | 193.2812 | 0 | 0 | 0 | 0 | 0 | 0 | 0.02032 | -0.0028042
1996 | 193.2917 | 0 | 0 | 0 | 0 | 0 | 0 | 0.012192 | 0.02644
1996 | 193.3021 | 0 | 0 | 0 | 0 | 0 | 0 | 0 | -0.0048072
1996 | 193.3125 | 0 | 0 | 0 | 0 | 0 | 0 | 0.008128 | -0.0028042
1996 | 193.3229 | 0 | 0 | 0 | 0 | 0 | 0 | 0.012192 | 0.0084126
1996 | 193.3333 | 0 | 0 | 0 | 0 | 0 | 0 | 0.012192 | 0.021632
1996 | 193.3437 | 0 | 0 | 0 | 0 | 0 | 0 | 0.016256 | 0.012018
1996 | 193.3542 | 0 | 0 | 0 | 0 | 0 | 0 | 0.032512 | 0.060891
1996 | 193.3646 | 0 | 0 | 0 | 0 | 0 | 0 | 0.032512 | 0.011617
1996 | 193.375 | 0 | 0 | 0 | 0 | 0 | 0 | 0.02032 | 0.016024
1996 | 193.3854 | 0 | 0 | 0 | 0 | 0 | 0 | 0.024384 | 0.046069
1996 | 193.3958 | 0 | 0 | 0 | 0 | 0 | 0 | 0.02032 | -0.014422
1996 | 193.4062 | 0 | 0 | 0 | 0 | 0 | 0 | 0.02032 | 0.036855
1996 | 193.4167 | 0 | 0 | 0 | 0 | 0 | 0 | 0.016256 | 0.015623
1996 | 193.4271 | 0 | 0 | 0 | 0 | 0 | 0 | 0.04064 | 0.0008012
1996 | 193.4375 | 0 | 0 | 0 | 0 | 0 | 0 | 0.065024 | 0.097746
1996 | 193.4479 | 0 | 0 | 0 | 0 | 0 | 0 | 0.06096 | 0.044467
1996 | 193.4583 | 0 | 0 | 0 | 0 | 0 | 0 | 0.08128 | 0.092539
1996 | 193.4687 | 0 | 0 | 0 | 0 | 0 | 0 | 0.08128 | 0.052479
1996 | 193.4792 | 0 | 0 | 0 | 0 | 0 | 0 | 0.08128 | 0.11898
1996 | 193.4896 | 0 | 0 | 0 | 0 | 0 | 0 | 0.10973 | 0.086129
1996 | 193.5 | 0 | 0 | 0 | 0 | 0 | 0 | 0.093472 | 0.11057
1996 | 193.5104 | 0 | 0 | 0 | 0 | 0 | 0 | 0.085344 | 0.069304
1996 | 193.5208 | 0 | 0 | 0 | 0 | 0 | 0 | 0.1016 | 0.091337
1996 | 193.5312 | 0 | 0 | 0 | 0 | 0 | 0 | 0.11379 | 0.058087
1996 | 193.5417 | 0 | 0 | 0 | 0 | 0 | 0 | 0.10566 | 0.12979
1996 | 193.5521 | 0 | 0 | 0 | 0 | 0 | 0 | 0.10973 | 0.067301
1996 | 193.5625 | 0 | 0 | 0 | 0 | 0 | 0 | 0.10566 | 0.088933
1996 | 193.5729 | 0 | 0 | 0 | 0 | 0 | 0 | 0.093472 | 0.069704
1996 | 193.5833 | 0 | 0 | 0 | 0 | 0 | 0 | 0.10973 | 0.11377
1996 | 193.5937 | 0 | 0 | 0 | 0 | 0 | 0 | 0.093472 | 0.091337
1996 | 193.6042 | 0 | 0 | 0 | 0 | 0 | 0 | 0.11379 | 0.076915
1996 | 193.6146 | 0 | 0 | 0 | 0 | 0 | 0 | 0.10973 | 0.11057
1996 | 193.625 | 0 | 0 | 0 | 0 | 0 | 0 | 0.12598 | 0.077716
1996 | 193.6354 | 0 | 0 | 0 | 0 | 0 | 0 | 0.10973 | 0.12779
1996 | 193.6458 | 0 | 0 | 0 | 0 | 0 | 0 | 0.11786 | 0.090536
1996 | 193.6562 | 0 | 0 | 0 | 0 | 0 | 0 | 0.13045 | 0.078518
1996 | 193.6667 | 0 | 0 | 0 | 0 | 0 | 0 | 0.10241 | 0.058087
1996 | 193.6771 | 0 | 0 | 0 | 0 | 0 | 0 | 0.1268 | 0.1318
1996 | 193.6875 | 0 | 0 | 0 | 0 | 0 | 0 | 0.11217 | 0.10576
1996 | 193.6979 | 0 | 0 | 0 | 0 | 0 | 0 | 0.10566 | 0.065298
1996 | 193.7083 | 0 | 0 | 0 | 0 | 0 | 0 | 0.10729 | 0.095743
1996 | 193.7187 | 0 | 0 | 0 | 0 | 0 | 0 | 0.087782 | 0.085328
1996 | 193.7292 | 0 | 0 | 0 | 0 | 0 | 0 | 0.079248 | 0.052078
1996 | 193.7396 | 0 | 0 | 0 | 0 | 0 | 0 | 0.094285 | 0.078117
1996 | 193.75 | 0 | 0 | 0 | 0 | 0 | 0 | 0.064618 | 0.071707
1996 | 193.7604 | 0 | 0 | 0 | 0 | 0 | 0 | 0.082906 | 0.039659
1996 | 193.7708 | 0 | 0 | 0 | 0 | 0 | 0 | 0.054458 | 0.059289
1996 | 193.7812 | 0 | 0 | 0 | 0 | 0 | 0 | 0.046736 | 0.02644
1996 | 193.7917 | 0 | 0 | 0 | 0 | 0 | 0 | 0.047142 | 0.05368
1996 | 193.8021 | 0 | 0 | 0 | 0 | 0 | 0 | 0.031293 | 0.038858
1996 | 193.8125 | 0 | 0 | 0 | 0 | 0 | 0 | 0.035763 | 0.017226
1996 | 193.8229 | 0 | 0 | 0 | 0 | 0 | 0 | 0.020726 | 0.034051
1996 | 193.8333 | 0 | 0.024837 | 0 | 0 | 0 | 0 | 0.021539 | 0.019629
1996 | 193.8437 | 0 | 0 | 0 | 0 | 0 | 0 | 0.015037 | 0.0016024
1996 | 193.8542 | 0 | 0 | 0 | 0 | 0 | 0 | 0.0093472 | 0.017626
1996 | 193.8646 | 0 | 0 | 0 | 0 | 0 | 0 | 0.0089408 | 0.0012018
1996 | 193.875 | 0 | 0 | 0 | 0 | 0 | 0 | 0.0032512 | 0.019229
1996 | 193.8854 | 0 | 0 | 0 | 0 | 0 | 0 | -0.0016256 | 0.0096144
1996 | 193.8958 | 0 | 0 | 0 | 0 | 0 | 0 | 0.011379 | -0.004006
1996 | 193.9062 | 0 | 0 | 0 | 0 | 0 | 0 | 0.0004064 | -0.0056084
1996 | 193.9167 | 0 | 0 | 0 | 0 | 0 | 0 | -0.0028448 | -0.0008012
1996 | 193.9271 | 0 | 0 | 0 | 0 | 0 | 0 | -0.0016256 | 0.0096144
1996 | 193.9375 | 0 | 0 | 0 | 0 | 0 | 0 | -0.0032512 | -0.0072108
1996 | 193.9479 | 0 | 0 | 0 | 0 | 0 | 0 | -0.01463 | 0.0096144
1996 | 193.9583 | 0 | 0 | 0 | 0 | 0 | 0 | 0.004064 | -0.014422
1996 | 193.9687 | 0 | 0 | 0 | 0 | 0 | 0 | -0.0044704 | 0.016425
1996 | 193.9792 | 0 | 0 | 0 | 0 | 0 | 0 | -0.015443 | -0.014822
1996 | 193.9896 | 0 | 0 | 0 | 0 | 0 | 0 | 0.0073152 | -0.011217
1996 | 194 | 0 | 0 | 0 | 0 | 0 | 0 | -0.019914 | 0.0084126
1996 | 194.0104 | 0 | 0 | 0 | 0 | 0 | 0 | -0.019101 | -0.0068102
1996 | 194.0208 | 0 | 0 | 0 | 0 | 0 | 0 | 0.021539 | -0.01362
1996 | 194.0312 | 0 | 0 | 0 | 0 | 0 | 0 | 0.013005 | 0.035253
1996 | 194.0417 | 0 | 0 | 0 | 0 | 0 | 0 | 0.013818 | -0.0044066
1996 | 194.0521 | 0 | 0 | 0 | 0 | 0 | 0 | 0.017069 | 1.1369e-13
1996 | 194.0625 | 0 | 0 | 0 | 0 | 0 | 0 | -0.0012192 | 0.019629
1996 | 194.0729 | 0 | 0 | 0 | 0 | 0 | 0 | 0.0085344 | 0.0016024
1996 | 194.0833 | 0 | 0 | 0 | 0 | 0 | 0 | 0.017475 | 0.017626
1996 | 194.0937 | 0 | 0 | 0 | 0 | 0 | 0 | 0.0012192 | 0.0056084
1996 | 194.1042 | 0 | 0 | 0 | 0 | 0 | 0 | 0.0032512 | -0.004006
1996 | 194.1146 | 0 | 0 | 0 | 0 | 0 | 0 | 0.0056896 | 0.006009
1996 | 194.125 | 0 | 0 | 0 | 0 | 0 | 0 | 0.0089408 | 0.0004006
1996 | 194.1354 | 0 | 0 | 0 | 0 | 0 | 0 | 0.019507 | 0.011217
1996 | 194.1458 | 0 | 0 | 0 | 0 | 0 | 0 | 0.01016 | 0.0064096
1996 | 194.1562 | 0 | 0 | 0 | 0 | 0 | 0 | -0.011379 | 0.0024036
1996 | 194.1667 | 0 | 0 | 0 | 0 | 0 | 0 | 0.008128 | 0.0088132
1996 | 194.1771 | 0 | 0 | 0 | 0 | 0 | 0 | 0.013818 | 0.022434
1996 | 194.1875 | 0 | 0 | 0 | 0 | 0 | 0 | 0.011379 | 0.002003
1996 | 194.1979 | 0 | 0 | 0 | 0 | 0 | 0 | 0.0052832 | 0.0072108
1996 | 194.2083 | 0 | 0 | 0 | 0 | 0 | 0 | -0.0016256 | -0.016024
1996 | 194.2187 | 0 | 0 | 0 | 0 | 0 | 0 | 0.012192 | 0.008012
1996 | 194.2292 | 0 | 0 | 0 | 0 | 0 | 0 | -0.0024384 | 0.0056084
1996 | 194.2396 | 0 | 0 | 0 | 0 | 0 | 0 | 0.011786 | 0.0012018
1996 | 194.25 | 0 | 0 | 0 | 0 | 0 | 0 | -0.002032 | -0.0032048
1996 | 194.2604 | 0 | 0 | 0 | 0 | 0 | 0 | -0.012598 | 0.004006
1996 | 194.2708 | 0 | 0 | 0 | 0 | 0 | 0 | 0.01585 | -0.0004006
1996 | 194.2812 | 0 | 0 | 0 | 0 | 0 | 0 | 0.0052832 | 0.0016024
1996 | 194.2917 | 0 | 0 | 0 | 0 | 0 | 0 | 0.0044704 | 0
1996 | 194.3021 | 0 | 0 | 0 | 0 | 0 | 0 | 0.018288 | 0.055283
1996 | 194.3125 | 0 | 0 | 0 | 0 | 0 | 0 | 0.016256 | -0.023635
1996 | 194.3229 | 0 | 0 | 0 | 0 | 0 | 0 | 0.006096 | 0.022834
1996 | 194.3333 | 0 | 0 | 0 | 0 | 0 | 0 | 0.015037 | 0.0024036
1996 | 194.3437 | 0 | 0 | 0 | 0 | 0 | 0 | 0.011379 | 0.018027
1996 | 194.3542 | 0 | 0 | 0 | 0 | 0 | 0 | 0.02601 | 0.043665
1996 | 194.3646 | 0 | 0 | 0 | 0 | 0 | 0 | 0.032512 | 0.019629
1996 | 194.375 | 0 | 0 | 0 | 0 | 0 | 0 | 0.045517 | 0.036855
1996 | 194.3854 | 0 | 0 | 0 | 0 | 0 | 0 | 0.0508 | 0.028042
1996 | 194.3958 | 0 | 0 | 0 | 0 | 0 | 0 | 0.063805 | 0.042063
1996 | 194.4062 | 0 | 0 | 0 | 0 | 0 | 0 | 0.06543 | 0.071707
1996 | 194.4167 | 0 | 0 | 0 | 0 | 0 | 0 | 0.073965 | 0.0665
1996 | 194.4271 | 0 | 0 | 0 | 0 | 0 | 0 | 0.077622 | 0.069304
1996 | 194.4375 | 0 | 0 | 0 | 0 | 0 | 0 | 0.09713 | 0.065298
1996 | 194.4479 | 0 | 0 | 0 | 0 | 0 | 0 | 0.09591 | 0.089334
1996 | 194.4583 | 0 | 0 | 0 | 0 | 0 | 0 | 0.090627 | 0.077716
1996 | 194.4687 | 0 | 0 | 0 | 0 | 0 | 0 | 0.076403 | 0.062093
1996 | 194.4792 | 0 | 0 | 0 | 0 | 0 | 0 | 0.10241 | 0.085328
1996 | 194.4896 | 0 | 0 | 0 | 0 | 0 | 0 | 0.076403 | 0.062494
1996 | 194.5 | 0 | 0 | 0 | 0 | 0 | 0 | 0.13249 | 0.076915
1996 | 194.5104 | 0 | 0 | 0 | 0 | 0 | 0 | 0.10526 | 0.048873
1996 | 194.5208 | 0 | 0 | 0 | 0 | 0 | 0 | 0.096317 | 0.09334
1996 | 194.5312 | 0 | 0 | 0 | 0 | 0 | 0 | 0.15281 | 0.1358
1996 | 194.5417 | 0 | 0 | 0 | 0 | 0 | 0 | 0.16622 | 0.080521
1996 | 194.5521 | 0 | 0 | 0 | 0 | 0 | 0 | 0.14915 | 0.15263
1996 | 194.5625 | 0 | 0 | 0 | 0 | 0 | 0 | 0.15199 | 0.10856
1996 | 194.5729 | 0 | 0 | 0 | 0 | 0 | 0 | 0.13777 | 0.10896
1996 | 194.5833 | 0 | 0 | 0 | 0 | 0 | 0 | 0.1967 | 0.17466
1996 | 194.5937 | 0 | 0 | 0 | 0 | 0 | 0 | 0.16866 | 0.12379
1996 | 194.6042 | 0 | 0 | 0 | 0 | 0 | 0 | 0.15565 | 0.14422
1996 | 194.6146 | 0 | 0 | 0 | 0 | 0 | 0 | 0.18938 | 0.13821
1996 | 194.625 | 0 | 0 | 0 | 0 | 0 | 0 | 0.12598 | 0.1358
1996 | 194.6354 | 0 | 0 | 0 | 0 | 0 | 0 | 0.15484 | 0.12178
1996 | 194.6458 | 0 | 0 | 0 | 0 | 0 | 0 | 0.16622 | 0.1366
1996 | 194.6562 | 0 | 0 | 0 | 0 | 0 | 0 | 0.18857 | 0.14462
1996 | 194.6667 | 0 | 0 | 0 | 0 | 0 | 0 | 0.14752 | 0.14742
1996 | 194.6771 | 0 | 0 | 0 | 0 | 0 | 0 | 0.11704 | 0.09334
1996 | 194.6875 | 0 | 0 | 0 | 0 | 0 | 0 | 0.12558 | 0.11938
1996 | 194.6979 | 0 | 0 | 0 | 0 | 0 | 0 | 0.16581 | 0.096945
1996 | 194.7083 | 0 | 0 | 0 | 0 | 0 | 0 | 0.052832 | 0.072509
1996 | 194.7187 | 0 | 0 | 0 | 0 | 0 | 0 | 0.1081 | 0.070105
1996 | 194.7292 | 0 | 0 | 0 | 0 | 0 | 0 | 0.058928 | 0.068503
1996 | 194.7396 | 0 | 0 | 0 | 0 | 0 | 0 | 0.02479 | 0.042864
1996 | 194.75 | 0 | 0 | 0 | 0 | 0 | 0 | 0.07681 | 0.067301
1996 | 194.7604 | 0 | 0 | 0 | 0 | 0 | 0 | 0.084531 | 0.044066
1996 | 194.7708 | 0 | 0 | 0 | 0 | 0 | 0 | 0.03617 | 0.052078
1996 | 194.7812 | 0 | 0 | 0 | 0 | 0 | 0 | 0.026416 | 0.027241
1996 | 194.7917 | 0 | 0 | 0 | 0 | 0 | 0 | 0.035357 | 0.014422
1996 | 194.8021 | 0 | 0 | 0 | 0 | 0 | 0 | -0.0077216 | 0.023235
1996 | 194.8125 | 0 | 0 | 0 | 0 | 0 | 0 | 0.008128 | 0.016425
1996 | 194.8229 | 0 | 0 | 0 | 0 | 0 | 0 | 0.012598 | 0.03365
1996 | 194.8333 | 0 | 0 | 0 | 0 | 0 | 0 | 0.0085344 | 0.0056084
1996 | 194.8437 | 0 | 0 | 0 | 0 | 0 | 0 | 0.0093472 | 0.0004006
1996 | 194.8542 | 0 | 0 | 0 | 0 | 0 | 0 | 0.023978 | 0.030446
1996 | 194.8646 | 0 | 0 | 0 | 0 | 0 | 0 | 0.021539 | 0.0088132
1996 | 194.875 | 0 | 0 | 0 | 0 | 0 | 0 | 0.0032512 | 0.017226
1996 | 194.8854 | 0 | 0 | 0.039827 | 0.19389 | 0 | 0 | 0.0012192 | 0.063695
1996 | 194.8958 | 0 | 0 | 0.22189 | 0.23956 | 0 | 0 | 0 | 0.057686
1996 | 194.9062 | 0 | 0 | 0.51613 | 0.31647 | 0 | 0 | 0 | -1.1369e-13
1996 | 194.9167 | 0 | 0 | 0.59822 | 0.63455 | 0 | 0 | -1.1369e-13 | 0
1996 | 194.9271 | 0 | 0 | 0.49581 | 0.55363 | 0 | 0 | 0 | 1.1369e-13
1996 | 194.9375 | 0 | 0 | 0.85913 | 0.74992 | 0 | 0 | 0 | -1.1369e-13
1996 | 194.9479 | 0 | 0 | 0.84206 | 0.83165 | 0 | 0 | 0 | 0
1996 | 194.9583 | 0 | 0 | 0.686 | 0.62734 | 0 | 0 | 0 | 0
1996 | 194.9687 | 0 | 0 | 0.45842 | 0.48793 | 0 | 0 | 0 | 0.0048072
1996 | 194.9792 | 0 | 0 | 0.02032 | 0.014422 | 0 | 0 | 0.011786 | 0.008012
1996 | 194.9896 | 0 | 0 | 0 | 0 | 0 | 0 | 0.02479 | 0.01362
1996 | 195 | 0 | 0 | 0 | 0 | 0 | 0 | 0.03495 | 0.0032048
1996 | 195.0104 | 0 | 0 | 0 | 0 | 0 | 0 | 0.0065024 | 0.012419
1996 | 195.0208 | 0 | 0 | 0 | 0 | 0 | 0 | 0.0036576 | 0.020431
1996 | 195.0312 | 0 | 0 | 0 | 0 | 0 | 0 | 0.1398 | -0.023635
1996 | 195.0417 | 0 | 0 | 0 | 0 | 0 | 0 | 0.032918 | -0.008012
1996 | 195.0521 | 0 | 0 | 0 | 0 | 0 | 0 | -0.026416 | 0.043265
1996 | 195.0625 | 0 | 0 | 0 | 0 | 0 | 0 | -0.019101 | 0.027641
1996 | 195.0729 | 0 | 0 | 0 | 0 | 0 | 0 | 0.0048768 | 0.012018
1996 | 195.0833 | 0.019507 | 0 | 0 | 0 | 0 | 0 | -0.0097536 | 0.018828
1996 | 195.0937 | 0.02032 | 0 | 0 | 0 | 0 | 0 | 0.0052832 | 0.0048072
1996 | 195.1042 | 0 | 0 | 0 | 0 | 0 | 0 | -0.010973 | -0.0032048
1996 | 195.1146 | 0 | 0 | 0 | 0 | 0 | 0 | -0.0016256 | 0.002003
1996 | 195.125 | 0 | 0 | 0 | 0 | 0 | 0 | 0.0093472 | -0.0032048
1996 | 195.1354 | 0 | 0 | 0 | 0 | 0 | 0 | 0.0077216 | 0.0064096
1996 | 195.1458 | 0 | 0 | 0 | 0 | 0 | 0 | 0.0073152 | 0.014422
1996 | 195.1562 | 0 | 0 | 0 | 0 | 0 | 0 | 0.0036576 | -0.0012018
1996 | 195.1667 | 0 | 0 | 0 | 0 | 0 | 0 | -0.0004064 | 0.018428
1996 | 195.1771 | 0 | 0 | 0 | 0 | 0 | 0 | 0.006096 | -0.012819
1996 | 195.1875 | 0 | 0 | 0 | 0 | 0 | 0 | -0.0016256 | 0.0088132
1996 | 195.1979 | 0 | 0 | 0 | 0 | 0 | 0 | 0.0085344 | 0.0036054
1996 | 195.2083 | 0 | 0 | 0 | 0 | 0 | 0 | -0.006096 | -0.02644
1996 | 195.2187 | 0 | 0 | 0 | 0 | 0 | 0 | -0.0012192 | 0.018828
1996 | 195.2292 | 0 | 0 | 0 | 0 | 0 | 0 | 0.0012192 | 0.0048072
1996 | 195.2396 | 0 | 0 | 0 | 0 | 0 | 0 | -0.0036576 | -0.019229
1996 | 195.25 | 0 | 0 | 0 | 0 | 0 | 0 | 0.0012192 | 0.025638
1996 | 195.2604 | 0 | 0 | 0 | 0 | 0 | 0 | -0.0004064 | -0.02684
1996 | 195.2708 | 0 | 0 | 0 | 0 | 0 | 0 | 0.0044704 | 0.025238
1996 | 195.2812 | 0 | 0 | 0 | 0 | 0 | 0 | 0.0012192 | -0.0016024
1996 | 195.2917 | 0 | 0 | 0 | 0 | 0 | 0 | 0.01585 | -0.0004006
1996 | 195.3021 | 0 | 0 | 0 | 0 | 0 | 0 | 0.01463 | 0.015623
1996 | 195.3125 | 0 | 0 | 0 | 0 | 0 | 0 | 0.015037 | 0.01362
1996 | 195.3229 | 0 | 0 | 0 | 0 | 0 | 0 | 0.027229 | 0.035253
1996 | 195.3333 | 0 | 0 | 0 | 0 | 0 | 0 | 0.021946 | 0.028443
1996 | 195.3437 | 0 | 0 | 0 | 0 | 0 | 0 | 0.022758 | 0.020831
1996 | 195.3542 | 0 | 0 | 0 | 0 | 0 | 0 | 0.0093472 | 0.02644
1996 | 195.3646 | 0 | 0 | 0 | 0 | 0 | 0 | 0.03617 | 0.035653
1996 | 195.375 | 0 | 0 | 0 | 0 | 0 | 0 | 0.03495 | 0.027241
1996 | 195.3854 | 0 | 0 | 0 | 0 | 0 | 0 | 0.023978 | 0.026039
1996 | 195.3958 | 0 | 0 | 0 | 0 | 0 | 0 | 0.026822 | 0.050476
1996 | 195.4062 | 0 | 0 | 0 | 0 | 0 | 0 | 0.074371 | 0.056885
1996 | 195.4167 | 0 | 0 | 0 | 0 | 0 | 0 | 0.063398 | 0.059689
1996 | 195.4271 | 0 | 0 | 0 | 0 | 0 | 0 | 0.057709 | 0.060891
1996 | 195.4375 | 0 | 0 | 0 | 0 | 0 | 0 | 0.092659 | 0.089734
1996 | 195.4479 | 0 | 0 | 0 | 0 | 0 | 0 | 0.090221 | 0.068903
1996 | 195.4583 | 0 | 0 | 0 | 0 | 0 | 0 | 0.069901 | 0.10255
1996 | 195.4687 | 0 | 0 | 0 | 0 | 0 | 0 | 0.083718 | 0.052479
1996 | 195.4792 | 0 | 0 | 0 | 0 | 0 | 0 | 0.089002 | 0.078117
1996 | 195.4896 | 0 | 0 | 0 | 0 | 0 | 0 | 0.082499 | 0.078918
1996 | 195.5 | 0 | 0 | 0 | 0 | 0 | 0 | 0.033731 | 0.036855
1996 | 195.5104 | 0 | 0 | 0 | 0 | 0 | 0 | 0.06096 | 0.11938
1996 | 195.5208 | 0 | 0 | 0 | 0 | 0 | 0 | 0.18288 | 0.085728
1996 | 195.5312 | 0 | 0 | 0 | 0 | 0 | 0 | 0.14102 | 0.14462
1996 | 195.5417 | 0 | 0 | 0 | 0 | 0 | 0 | 0.13696 | 0.097346
1996 | 195.5521 | 0 | 0 | 0 | 0 | 0 | 0 | 0.14793 | 0.14662
1996 | 195.5625 | 0 | 0 | 0 | 0 | 0 | 0 | 0.19101 | 0.14021
1996 | 195.5729 | 0 | 0 | 0 | 0 | 0 | 0 | 0.18247 | 0.17787
1996 | 195.5833 | 0 | 0 | 0 | 0 | 0 | 0 | 0.16256 | 0.12619
1996 | 195.5937 | 0 | 0 | 0 | 0 | 0 | 0 | 0.18572 | 0.15623
1996 | 195.6042 | 0 | 0 | 0 | 0 | 0 | 0 | 0.16906 | 0.13981
1996 | 195.6146 | 0 | 0 | 0 | 0 | 0 | 0 | 0.13167 | 0.131
1996 | 195.625 | 0 | 0 | 0 | 0 | 0 | 0 | 0.15606 | 0.13821
1996 | 195.6354 | 0 | 0 | 0 | 0 | 0 | 0 | 0.15972 | 0.11617
1996 | 195.6458 | 0 | 0 | 0 | 0 | 0 | 0 | 0.082093 | 0.091337
1996 | 195.6562 | 0 | 0 | 0 | 0 | 0 | 0 | 0.06543 | 0.052479
1996 | 195.6667 | 0 | 0 | 0 | 0 | 0 | 0 | 0.075997 | 0.080521
1996 | 195.6771 | 0 | 0 | 0 | 0 | 0 | 0 | 0.054051 | 0.029644
1996 | 195.6875 | 0 | 0 | 0 | 0 | 0 | 0 | 0.068275 | 0.056485
1996 | 195.6979 | 0 | 0 | 0 | 0 | 0 | 0 | 0.075997 | 0.042464
1996 | 195.7083 | 0 | 0 | 0 | 0 | 0 | 0 | 0.006096 | 0.02684
1996 | 195.7187 | 0 | 0 | 0 | 0 | 0 | 0 | 0.046736 | -0.016425
1996 | 195.7292 | 0 | 0 | 0 | 0 | 0 | 0 | 0.049581 | 0.046069
1996 | 195.7396 | 0 | 0 | 0 | 0 | 0 | 0 | -0.0085344 | 0.054482
1996 | 195.75 | 0 | 0 | 0.22108 | 0.30045 | 0 | 0 | 0 | 0
1996 | 195.7604 | 0 | 0 | 0.05527 | 0.025638 | 0 | 0 | 0.026416 | 0.016024
1996 | 195.7708 | 0 | 0 | 0.030886 | 0 | 0 | 0 | -0.023571 | 0.011617
1996 | 195.7812 | 0 | 0 | 0 | 0 | 0 | 0 | 0.065024 | 0.022033
1996 | 195.7917 | 0 | 0 | 0 | 0 | 0 | 0 | 0.0036576 | 0.048072
1996 | 195.8021 | 0 | 0 | 0.31212 | 0.26199 | 0 | 0 | -1.1369e-13 | 0
1996 | 195.8125 | 0 | 0 | 3.1358 | 4.2896 | 0 | 0 | 0 | -1.1369e-13
1996 | 195.8229 | 0 | 0 | 2.8139 | 3.0061 | 0 | 0 | 0 | 0
1996 | 195.8333 | 0 | 0 | 1.78 | 1.7066 | 0 | 0 | 1.1369e-13 | 0
1996 | 195.8437 | 0 | 0 | 2.6091 | 2.5398 | 0 | 0 | 0 | 0
1996 | 195.8542 | 0 | 0 | 0.63398 | 0.665 | 0 | 0 | 0 | 0
1996 | 195.8646 | 0 | 0 | 0.91846 | 0.94542 | 0 | 0 | 1.1369e-13 | -1.1369e-13
1996 | 195.875 | 0 | 0 | 1.0485 | 1.0976 | 0 | 0 | 1.1369e-13 | 0
1996 | 195.8854 | 0 | 0 | 0.16256 | 0.15223 | 0 | 0 | 0.016256 | 0.008012
1996 | 195.8958 | 0 | 0 | 0.08128 | 0 | 0 | 0 | 0.093472 | 0.036054
1996 | 195.9062 | 0 | 0 | 0 | 0 | 0 | 0 | 0.024384 | 0.008012
1996 | 195.9167 | 0 | 0 | 0 | 0 | 0 | 0 | -0.032512 | 0.02003
1996 | 195.9271 | 0 | 0 | 0 | 0 | 0 | 0 | 0.004064 | 0.032048
1996 | 195.9375 | 0 | 0 | 0 | 0 | 0 | 0 | 0.004064 | 0.02003
1996 | 195.9479 | 0 | 0 | 0.024384 | 0 | 0 | 0 | 0.016256 | 0.012018
1996 | 195.9583 | 0 | 0 | 0 | 0 | 0 | 0 | 0.008128 | 0.012018
1996 | 195.9687 | 0 | 0 | 0 | 0 | 0 | 0 | 0.012192 | -0.012018
1996 | 195.9792 | 0 | 0 | 0 | 0 | 0 | 0 | -0.004064 | 0
1996 | 195.9896 | 0 | 0 | 0 | 0 | 0 | 0 | 0.016256 | 0.02003
1996 | 196 | 0 | 0 | 0 | 0 | 0 | 0 | 0.016256 | 0.012018
1996 | 196.0104 | 0 | 0 | 0 | 0 | 0 | 0 | 0.008128 | 0.012018
1996 | 196.0208 | 0 | 0 | 0 | 0 | 0 | 0 | 0.012192 | 0
1996 | 196.0312 | 0 | 0 | 0 | 0 | 0 | 0 | 0.004064 | -0.004006
1996 | 196.0417 | 0 | 0 | 0 | 0 | 0 | 0 | 0.02032 | 0.012018
1996 | 196.0521 | 0 | 0 | 0 | 0 | 0 | 0 | 0 | -0.012018
1996 | 196.0625 | 0 | 0 | 0 | 0 | 0 | 0 | 0 | 0.016024
1996 | 196.0729 | 0 | 0.024036 | 0 | 0 | 0 | 0 | -0.008128 | 0.004006
1996 | 196.0833 | 0 | 0 | 0 | 0 | 0 | 0 | -0.008128 | 0
1996 | 196.0937 | 0 | 0 | 0 | 0 | 0 | 0 | 0 | 0.008012
1996 | 196.1042 | 0 | 0 | 0 | 0 | 0 | 0 | -0.004064 | -0.004006
1996 | 196.1146 | 0 | 0 | 0 | 0 | 0 | 0 | 0.008128 | 0.008012
1996 | 196.125 | 0 | 0 | 0 | 0 | 0 | 0 | 0 | -0.016024
1996 | 196.1354 | 0 | 0 | 0 | 0 | 0 | 0 | -0.004064 | 0.004006
1996 | 196.1458 | 0 | 0 | 0 | 0 | 0 | 0 | 0 | 0.004006
1996 | 196.1562 | 0 | 0 | 0 | 0 | 0 | 0 | 0.004064 | -0.004006
1996 | 196.1667 | 0 | 0 | 0 | 0 | 0 | 0 | 0.012192 | 0.008012
1996 | 196.1771 | 0 | 0 | 0 | 0 | 0 | 0 | -0.008128 | -0.004006
1996 | 196.1875 | 0 | 0 | 0 | 0 | 0 | 0 | -0.004064 | -0.004006
1996 | 196.1979 | 0 | 0 | 0 | 0 | 0 | 0 | 0 | 0
1996 | 196.2083 | 0 | 0 | 0 | 0 | 0 | 0 | 0 | 0
1996 | 196.2187 | 0 | 0 | 0 | 0 | 0 | 0 | -0.004064 | -0.004006
1996 | 196.2292 | 0 | 0 | 0 | 0 | 0 | 0 | 0 | 0
1996 | 196.2396 | 0 | 0 | 0 | 0 | 0 | 0 | -0.004064 | -0.004006
1996 | 196.25 | 0 | 0 | 0.024384 | 0 | 0 | 0 | -1.1369e-13 | -0.024036
1996 | 196.2604 | 0 | 0 | 0 | 0 | 0 | 0 | 0.032512 | 0.016024
1996 | 196.2708 | 0 | 0 | 0 | 0 | 0 | 0 | 0.02032 | 0.012018
1996 | 196.2812 | 0 | 0 | 0.97536 | 0.59289 | 0 | 0 | 1.1369e-13 | 0
1996 | 196.2917 | 0 | 0 | 1.4305 | 1.4582 | 0 | 0 | 0 | 1.1369e-13
1996 | 196.3021 | 0 | 0 | 0.056896 | 0.008012 | 0 | 0 | 0 | 0.004006
1996 | 196.3125 | 0 | 0 | 0 | 0 | 0 | 0 | -0.008128 | 0.008012
1996 | 196.3229 | 0 | 0 | 0 | 0 | 0 | 0 | 0.008128 | -0.004006
1996 | 196.3333 | 0 | 0 | 0 | 0 | 0 | 0 | 0.004064 | 0.012018
1996 | 196.3437 | 0 | 0 | 0 | 0 | 0 | 0 | 0.012192 | 0.004006
1996 | 196.3542 | 0 | 0 | 0 | 0 | 0 | 0 | 0.032512 | 0.004006
1996 | 196.3646 | 0 | 0 | 0 | 0 | 0 | 0 | 0.1016 | -0.028042
1996 | 196.375 | 0 | 0 | 0 | 0 | 0 | 0 | 0.032512 | 0.028042
1996 | 196.3854 | 0 | 0 | 0 | 0 | 0 | 0 | 0.036576 | 0.096144
1996 | 196.3958 | 0 | 0 | 0 | 0 | 0 | 0 | 0.052832 | 0.076114
1996 | 196.4062 | 0 | 0 | 0 | 0 | 0 | 0 | 0.056896 | 0.096144
1996 | 196.4167 | 0 | 0 | 0 | 0 | 0 | 0 | 0.097536 | 0.068102
1996 | 196.4271 | 0 | 0 | 0 | 0 | 0 | 0 | 0.1016 | 0.10816
1996 | 196.4375 | 0 | 0 | 0 | 0 | 0 | 0 | 0.093472 | 0.10816
1996 | 196.4479 | 0 | 0 | 0 | 0 | 0 | 0 | 0.08128 | 0.11217
1996 | 196.4583 | 0 | 0 | 0 | 0 | 0 | 0 | 0.097536 | 0.10015
1996 | 196.4687 | 0 | 0 | 0 | 0 | 0 | 0 | 0.10566 | 0.11217
1996 | 196.4792 | 0 | 0 | 0 | 0 | 0 | 0 | 0.12598 | 0.11617
1996 | 196.4896 | 0 | 0 | 0 | 0 | 0 | 0 | 0.13818 | 0.11217
1996 | 196.5 | 0 | 0 | 0 | 0 | 0 | 0 | 0.13005 | 0.12018
1996 | 196.5104 | 0 | 0 | 0 | 0 | 0 | 0 | 0.13818 | 0.15623
1996 | 196.5208 | 0 | 0 | 0 | 0 | 0 | 0 | 0.19101 | 0.12819
1996 | 196.5312 | 0 | 0 | 0 | 0 | 0 | 0 | 0.21133 | 0.15223
1996 | 196.5417 | 0 | 0 | 0 | 0 | 0 | 0 | 0.11786 | 0.15223
1996 | 196.5521 | 0 | 0 | 0 | 0 | 0 | 0 | 0.17475 | 0.12018
1996 | 196.5625 | 0 | 0 | 0 | 0 | 0 | 0 | 0.13818 | 0.11217
1996 | 196.5729 | 0 | 0 | 0 | 0 | 0 | 0 | 0.1585 | 0.14021
1996 | 196.5833 | 0 | 0 | 0 | 0 | 0 | 0 | 0.19101 | 0.15223
1996 | 196.5937 | 0 | 0 | 0 | 0 | 0 | 0 | 0.17475 | 0.15223
1996 | 196.6042 | 0 | 0 | 0 | 0 | 0 | 0 | 0.16662 | 0.1322
1996 | 196.6146 | 0 | 0 | 0 | 0 | 0 | 0 | 0.1463 | 0.11217
1996 | 196.625 | 0 | 0 | 0 | 0 | 0 | 0 | 0.18288 | 0.16024
1996 | 196.6354 | 0 | 0 | 0 | 0 | 0 | 0 | 0.15443 | 0.1362
1996 | 196.6458 | 0 | 0 | 0 | 0 | 0 | 0 | 0.15443 | 0.12819
1996 | 196.6562 | 0 | 0 | 0 | 0 | 0 | 0 | 0.13818 | 0.14422
1996 | 196.6667 | 0 | 0 | 0 | 0 | 0 | 0 | 0.18288 | 0.1322
1996 | 196.6771 | 0 | 0 | 0 | 0 | 0 | 0 | 0.1463 | 0.16024
1996 | 196.6875 | 0 | 0 | 0 | 0 | 0 | 0 | 0.1585 | 0.1322
1996 | 196.6979 | 0 | 0 | 0 | 0 | 0 | 0 | 0.12598 | 0.10015
1996 | 196.7083 | 0 | 0 | 0 | 0 | 0 | 0 | 0.085344 | 0.10015
1996 | 196.7187 | 0 | 0 | 0 | 0 | 0 | 0 | 0.10566 | 0.11617
1996 | 196.7292 | 0 | 0 | 0 | 0 | 0 | 0 | 0.093472 | 0.084126
1996 | 196.7396 | 0 | 0 | 0 | 0 | 0 | 0 | 0.077216 | 0.08012
1996 | 196.75 | 0 | 0 | 0 | 0 | 0 | 0 | 0.10973 | 0.08012
1996 | 196.7604 | 0 | 0 | 0 | 0 | 0 | 0 | 0.073152 | 0.068102
1996 | 196.7708 | 0 | 0 | 0 | 0 | 0 | 0 | 0.06096 | 0.08012
1996 | 196.7812 | 0 | 0 | 0 | 0 | 0 | 0 | 0.08128 | 0.056084
1996 | 196.7917 | 0 | 0 | 0 | 0 | 0 | 0 | 0.036576 | 0.052078
1996 | 196.8021 | 0 | 0 | 0 | 0 | 0 | 0 | 0.028448 | 0.032048
1996 | 196.8125 | 0 | 0 | 0 | 0 | 0 | 0 | 0.04064 | 0.024036
1996 | 196.8229 | 0 | 0 | 0 | 0 | 0 | 0 | 0.012192 | 0.028042
1996 | 196.8333 | 0 | 0 | 0 | 0 | 0 | 0 | 0.004064 | 0.008012
1996 | 196.8437 | 0 | 0 | 0 | 0 | 0 | 0 | 0.004064 | -0.004006
1996 | 196.8542 | 0 | 0 | 0 | 0 | 0 | 0 | 0.004064 | 0.008012
1996 | 196.8646 | 0 | 0 | 0 | 0 | 0 | 0 | 0 | 0.004006
1996 | 196.875 | 0 | 0 | 0 | 0 | 0 | 0 | 0 | -0.004006
1996 | 196.8854 | 0 | 0 | 0 | 0 | 0 | 0 | 0 | 0
1996 | 196.8958 | 0 | 0 | 0 | 0 | 0 | 0 | 0 | 0
1996 | 196.9062 | 0 | 0 | 0 | 0 | 0 | 0 | 0 | 0.012018
1996 | 196.9167 | 0 | 0 | 0 | 0 | 0 | 0 | 0 | -0.012018
1996 | 196.9271 | 0 | 0 | 0 | 0 | 0 | 0 | 0 | 0.004006
1996 | 196.9375 | 0 | 0 | 0 | 0 | 0 | 0 | 0 | 0.008012
1996 | 196.9479 | 0 | 0 | 0 | 0 | 0 | 0 | 0 | -0.016024
1996 | 196.9583 | 0 | 0 | 0 | 0 | 0 | 0 | 0 | 0.012018
1996 | 196.9687 | 0 | 0 | 0 | 0 | 0 | 0 | -0.004064 | 0.004006
1996 | 196.9792 | 0 | 0 | 0 | 0 | 0 | 0 | 0.004064 | -0.004006
1996 | 196.9896 | 0 | 0 | 0 | 0 | 0 | 0 | 0 | 0
1996 | 197 | 0 | 0 | 0 | 0 | 0 | 0 | 0 | -0.004006
1996 | 197.0104 | 0 | 0 | 0 | 0 | 0 | 0 | -0.008128 | 0.004006
1996 | 197.0208 | 0 | 0 | 0 | 0 | 0 | 0 | 0 | 0
1996 | 197.0312 | 0 | 0 | 0 | 0 | 0 | 0 | 0 | -0.004006
1996 | 197.0417 | 0 | 0 | 0 | 0 | 0 | 0 | 0 | -0.004006
1996 | 197.0521 | 0 | 0 | 0 | 0 | 0 | 0 | -0.008128 | -0.016024
1996 | 197.0625 | 0 | 0 | 0 | 0 | 0 | 0 | -0.004064 | 0.012018
1996 | 197.0729 | 0 | 0 | 0 | 0 | 0 | 0 | -0.004064 | -0.004006
1996 | 197.0833 | 0 | 0 | 0 | 0 | 0 | 0 | -0.004064 | 0
1996 | 197.0937 | 0 | 0 | 0 | 0 | 0 | 0 | -0.004064 | -0.008012
1996 | 197.1042 | 0 | 0 | 0 | 0 | 0 | 0 | -0.008128 | -0.004006
1996 | 197.1146 | 0 | 0 | 0 | 0 | 0 | 0 | 0 | -0.004006
1996 | 197.125 | 0 | 0 | 0 | 0 | 0 | 0 | -0.008128 | -0.004006
1996 | 197.1354 | 0 | 0 | 0 | 0 | 0 | 0 | -0.008128 | 0.004006
1996 | 197.1458 | 0 | 0 | 0 | 0 | 0 | 0 | 0 | -0.008012
1996 | 197.1562 | 0 | 0 | 0 | 0 | 0 | 0 | -0.012192 | -0.008012
1996 | 197.1667 | 0 | 0 | 0 | 0 | 0 | 0 | -0.004064 | -0.008012
1996 | 197.1771 | 0 | 0 | 0 | 0 | 0 | 0 | -0.008128 | -0.008012
1996 | 197.1875 | 0 | 0 | 0 | 0 | 0 | 0 | -0.008128 | 0
1996 | 197.1979 | 0 | 0 | 0 | 0 | 0 | 0 | -1.1369e-13 | -0.008012
1996 | 197.2083 | 0 | 0 | 0 | 0 | 0 | 0 | -0.008128 | 0.016024
1996 | 197.2187 | 0 | 0.024036 | 0 | 0 | 0 | 0 | -0.004064 | 0.004006
1996 | 197.2292 | 0 | 0 | 0 | 0 | 0 | 0 | -0.004064 | -0.012018
1996 | 197.2396 | 0 | 0 | 0 | 0 | 0 | 0 | -0.008128 | 0
1996 | 197.25 | 0 | 0 | 0 | 0 | 0 | 0 | -0.004064 | 0
1996 | 197.2604 | 0 | 0 | 0 | 0 | 0 | 0 | -0.004064 | -0.008012
1996 | 197.2708 | 0 | 0 | 0 | 0 | 0 | 0 | -0.008128 | 0
1996 | 197.2812 | 0 | 0 | 0 | 0 | 0 | 0 | 0 | -0.004006
1996 | 197.2917 | 0 | 0 | 0 | 0 | 0 | 0 | 0.008128 | 0.004006
1996 | 197.3021 | 0 | 0 | 0 | 0 | 0 | 0 | 0.008128 | 0.012018
1996 | 197.3125 | 0 | 0 | 0 | 0 | 0 | 0 | 0.004064 | 0.02003
1996 | 197.3229 | 0 | 0 | 0 | 0 | 0 | 0 | 0.024384 | 0.024036
1996 | 197.3333 | 0 | 0 | 0 | 0 | 0 | 0 | 0.024384 | 0.036054
1996 | 197.3437 | 0 | 0 | 0 | 0 | 0 | 0 | 0.036576 | 0.044066
1996 | 197.3542 | 0 | 0 | 0 | 0 | 0 | 0 | 0.04064 | 0.048072
1996 | 197.3646 | 0 | 0 | 0 | 0 | 0 | 0 | 0.052832 | 0.06009
1996 | 197.375 | 0 | 0 | 0 | 0 | 0 | 0 | 0.065024 | 0.06009
1996 | 197.3854 | 0 | 0 | 0 | 0 | 0 | 0 | 0.048768 | 0.036054
1996 | 197.3958 | 0 | 0 | 0 | 0 | 0 | 0 | 0.065024 | 0.056084
1996 | 197.4062 | 0 | 0 | 0 | 0 | 0 | 0 | 0.10973 | 0.08012
1996 | 197.4167 | 0 | 0 | 0 | 0 | 0 | 0 | 0.10973 | 0.12018
1996 | 197.4271 | 0 | 0 | 0 | 0 | 0 | 0 | 0.11786 | 0.10015
1996 | 197.4375 | 0 | 0 | 0 | 0 | 0 | 0 | 0.085344 | 0.084126
1996 | 197.4479 | 0 | 0 | 0 | 0 | 0 | 0 | 0.1463 | 0.11217
1996 | 197.4583 | 0 | 0 | 0 | 0 | 0 | 0 | 0.13818 | 0.14422
1996 | 197.4687 | 0 | 0 | 0 | 0 | 0 | 0 | 0.12598 | 0.10416
1996 | 197.4792 | 0 | 0 | 0 | 0 | 0 | 0 | 0.16256 | 0.16024
1996 | 197.4896 | 0 | 0 | 0 | 0 | 0 | 0 | 0.1463 | 0.11217
1996 | 197.5 | 0 | 0 | 0 | 0 | 0 | 0 | 0.15443 | 0.1322
1996 | 197.5104 | 0 | 0 | 0 | 0 | 0 | 0 | 0.17475 | 0.18828
1996 | 197.5208 | 0 | 0 | 0 | 0 | 0 | 0 | 0.2032 | 0.15223
1996 | 197.5312 | 0 | 0 | 0 | 0 | 0 | 0 | 0.16256 | 0.18027
1996 | 197.5417 | 0 | 0 | 0 | 0 | 0 | 0 | 0.20726 | 0.16425
1996 | 197.5521 | 0 | 0 | 0 | 0 | 0 | 0 | 0.15443 | 0.12419
1996 | 197.5625 | 0 | 0 | 0 | 0 | 0 | 0 | 0.17882 | 0.17626
1996 | 197.5729 | 0 | 0 | 0 | 0 | 0 | 0 | 0.19507 | 0.16024
1996 | 197.5833 | 0 | 0 | 0 | 0 | 0 | 0 | 0.18694 | 0.18828
1996 | 197.5937 | 0 | 0 | 0 | 0 | 0 | 0 | 0.19914 | 0.17226
1996 | 197.6042 | 0 | 0 | 0 | 0 | 0 | 0 | 0.22352 | 0.17626
1996 | 197.6146 | 0 | 0 | 0 | 0 | 0 | 0 | 0.17069 | 0.17226
1996 | 197.625 | 0 | 0 | 0 | 0 | 0 | 0 | 0.19507 | 0.17626
1996 | 197.6354 | 0 | 0 | 0 | 0 | 0 | 0 | 0.21539 | 0.18027
1996 | 197.6458 | 0 | 0 | 0 | 0 | 0 | 0 | 0.19101 | 0.18828
1996 | 197.6562 | 0 | 0 | 0 | 0 | 0 | 0 | 0.18694 | 0.16425
1996 | 197.6667 | 0 | 0 | 0 | 0 | 0 | 0 | 0.19507 | 0.18027
1996 | 197.6771 | 0 | 0 | 0 | 0 | 0 | 0 | 0.17069 | 0.15623
1996 | 197.6875 | 0 | 0 | 0 | 0 | 0 | 0 | 0.19914 | 0.17626
1996 | 197.6979 | 0 | 0 | 0 | 0 | 0 | 0 | 0.16256 | 0.14422
1996 | 197.7083 | 0 | 0 | 0 | 0 | 0 | 0 | 0.1585 | 0.1362
1996 | 197.7187 | 0 | 0 | 0 | 0 | 0 | 0 | 0.1585 | 0.1362
1996 | 197.7292 | 0 | 0 | 0 | 0 | 0 | 0 | 0.11786 | 0.12819
1996 | 197.7396 | 0 | 0 | 0 | 0 | 0 | 0 | 0.13411 | 0.11137
1996 | 197.75 | 0 | 0 | 0 | 0 | 0 | 0 | 0.12273 | 0.10536
1996 | 197.7604 | 0 | 0 | 0 | 0 | 0 | 0 | 0.087376 | 0.095343
1996 | 197.7708 | 0 | 0 | 0 | 0 | 0 | 0 | 0.11217 | 0.097346
1996 | 197.7812 | 0 | 0 | 0 | 0 | 0 | 0 | 0.078029 | 0.062494
1996 | 197.7917 | 0 | 0 | 0 | 0 | 0 | 0 | 0.082906 | 0.077316
1996 | 197.8021 | 0 | 0 | 0 | 0 | 0 | 0 | 0.064211 | 0.092539
1996 | 197.8125 | 0 | 0 | 0 | 0 | 0 | 0 | 0.060554 | 0.020831
1996 | 197.8229 | 0 | 0 | 0 | 0 | 0 | 0 | 0.04633 | 0.036855
1996 | 197.8333 | 0 | 0 | 0 | 0 | 0 | 0 | 0.039421 | 0.037656
1996 | 197.8437 | 0 | 0 | 0 | 0 | 0 | 0 | 0.01463 | 0.0088132
1996 | 197.8542 | 0 | 0 | 0 | 0 | 0 | 0 | 0.028042 | 0.0052078
1996 | 197.8646 | 0 | 0 | 0 | 0 | 0 | 0 | 0.020726 | 0.030446
1996 | 197.875 | 0 | 0 | 0 | 0 | 0 | 0 | 0.011786 | 0.0032048
1996 | 197.8854 | 0 | 0 | 0 | 0 | 0 | 0 | 0.018288 | 0.023235
1996 | 197.8958 | 0 | 0 | 0 | 0 | 0 | 0 | 0.010566 | 0.0092138
1996 | 197.9062 | 0 | 0 | 0 | 0 | 0 | 0 | 0.01016 | -0.002003
1996 | 197.9167 | 0 | 0 | 0 | 0 | 0 | 0 | 0.0036576 | 0.018428
1996 | 197.9271 | 0 | 0 | 0 | 0 | 0 | 0 | 0.0097536 | -0.004006
1996 | 197.9375 | 0 | 0 | 0 | 0 | 0 | 0 | 0.0069088 | 0.0068102
1996 | 197.9479 | 0 | 0 | 0 | 0 | 0 | 0 | 0.0028448 | 0.0088132
1996 | 197.9583 | 0 | 0 | 0 | 0 | 0 | 0 | 0.0044704 | -0.006009
1996 | 197.9687 | 0 | 0 | 0 | 0 | 0 | 0 | 0.0016256 | -0.0012018
1996 | 197.9792 | 0 | 0 | 0 | 0 | 0 | 0 | -0.0085344 | 0.019629
1996 | 197.9896 | 0 | 0 | 0 | 0 | 0 | 0 | 0.0028448 | -0.0036054
1996 | 198 | 0 | 0 | 0 | 0 | 0 | 0 | -0.0044704 | -0.0096144
1996 | 198.0104 | 0 | 0 | 0 | 0 | 0 | 0 | -0.0044704 | 0.0076114
1996 | 198.0208 | 0 | 0 | 0 | 0 | 0 | 0 | -0.0012192 | -0.006009
1996 | 198.0312 | 0 | 0 | 0 | 0 | 0 | 0 | 0.01016 | 0.004006
1996 | 198.0417 | 0 | 0 | 0 | 0 | 0 | 0 | 1.1369e-13 | 0.0056084
1996 | 198.0521 | 0 | 0 | 0 | 0 | 0 | 0 | 0.0093472 | 0.0024036
1996 | 198.0625 | 0 | 0 | 0 | 0 | 0 | 0 | 0.004064 | 0.010416
1996 | 198.0729 | 0 | 0 | 0 | 0 | 0 | 0 | 0 | -0.0008012
1996 | 198.0833 | 0 | 0 | 0 | 0 | 0 | 0 | 0.004064 | -0.0048072
1996 | 198.0937 | 0 | 0 | 0 | 0 | 0 | 0 | 0.0032512 | 0.0068102
1996 | 198.1042 | 0 | 0 | 0 | 0 | 0 | 0 | -0.0008128 | -0.0004006
1996 | 198.1146 | 0 | 0 | 0 | 0 | 0 | 0 | -0.011379 | 0.0044066
1996 | 198.125 | 0 | 0 | 0 | 0 | 0 | 0 | 0.0048768 | -0.010416
1996 | 198.1354 | 0 | 0 | 0 | 0 | 0 | 0 | -0.0024384 | 0.016425
1996 | 198.1458 | 0 | 0 | 0 | 0 | 0 | 0 | 0.0016256 | -0.016825
1996 | 198.1562 | 0 | 0 | 0 | 0 | 0 | 0 | -0.006096 | -0.0016024
1996 | 198.1667 | 0 | 0 | 0 | 0 | 0 | 0 | -0.0052832 | 0.0016024
1996 | 198.1771 | 0 | 0 | 0 | 0 | 0 | 0 | -0.019914 | 0.024437
1996 | 198.1875 | 0 | 0 | 0 | 0 | 0 | 0 | -0.0004064 | -0.04006
1996 | 198.1979 | 0 | 0 | 0 | 0 | 0 | 0 | -0.0028448 | 0.008012
1996 | 198.2083 | 0 | 0 | 0 | 0 | 0 | 0 | 0.002032 | 0.0076114
1996 | 198.2187 | 0 | 0 | 0 | 0 | 0 | 0 | 0.0044704 | 0.0036054
1996 | 198.2292 | 0 | 0 | 0 | 0 | 0 | 0 | -0.0069088 | -0.011217
1996 | 198.2396 | 0 | 0 | 0 | 0 | 0 | 0 | -0.0016256 | -0.010816
1996 | 198.25 | 0 | 0 | 0 | 0 | 0 | 0 | -0.018288 | -0.0016024
1996 | 198.2604 | 0 | 0 | 0 | 0 | 0 | 0 | 0.0032512 | 0.0064096
1996 | 198.2708 | 0 | 0 | 0 | 0 | 0 | 0 | 0.013411 | -0.0048072
1996 | 198.2812 | 0 | 0 | 0 | 0 | 0 | 0 | 0.0004064 | 0.011217
1996 | 198.2917 | 0 | 0 | 0 | 0 | 0 | 0 | 0.0073152 | 0.022033
1996 | 198.3021 | 0 | 0 | 0 | 0 | 0 | 0 | 0.019507 | 0.024837
1996 | 198.3125 | 0 | 0 | 0 | 0 | 0 | 0 | 0.023571 | 0.01322
1996 | 198.3229 | 0 | 0 | 0 | 0 | 0 | 0 | 0.028042 | 0.040461
1996 | 198.3333 | 0 | 0 | 0 | 0 | 0 | 0 | 0.030074 | 0.051677
1996 | 198.3437 | 0 | 0 | 0 | 0 | 0 | 0 | 0.049581 | 0.0669
1996 | 198.3542 | 0 | 0 | 0 | 0 | 0 | 0 | 0.050394 | 0.082924
1996 | 198.3646 | 0 | 0 | 0 | 0 | 0 | 0 | 0.097536 | 0.072108
1996 | 198.375 | 0 | 0 | 0 | 0 | 0 | 0 | 0.10201 | 0.082924
1996 | 198.3854 | 0 | 0 | 0 | 0 | 0 | 0 | 0.093066 | 0.14742
1996 | 198.3958 | 0 | 0 | 0 | 0 | 0 | 0 | 0.15443 | 0.098147
1996 | 198.4062 | 0 | 0 | 0 | 0 | 0 | 0 | 0.099974 | 0.091337
1996 | 198.4167 | 0 | 0 | 0 | 0 | 0 | 0 | 0.1272 | 0.17506
1996 | 198.4271 | 0 | 0 | 0 | 0 | 0 | 0 | 0.17028 | 0.08693
1996 | 198.4375 | 0 | 0 | 0 | 0 | 0 | 0 | 0.16947 | 0.1987
1996 | 198.4479 | 0 | 0 | 0 | 0 | 0 | 0 | 0.18694 | 0.13741
1996 | 198.4583 | 0 | 0 | 0 | 0 | 0 | 0 | 0.19263 | 0.1362
1996 | 198.4687 | 0 | 0 | 0 | 0 | 0 | 0 | 0.17597 | 0.24917
1996 | 198.4792 | 0 | 0 | 0 | 0 | 0 | 0 | 0.21052 | 0.16064
1996 | 198.4896 | 0 | 0 | 0 | 0 | 0 | 0 | 0.18247 | 0.20551
1996 | 198.5 | 0 | 0 | 0 | 0 | 0 | 0 | -0.53482 | 0.2027
1996 | 198.5104 | 0 | 0 | 0 | 0 | 0 | 0 | 0.37917 | 0.18868
1996 | 198.5208 | 0 | 0 | 0 | 0 | 0 | 0 | 0.49825 | 0.21152
1996 | 198.5312 | 0 | 0 | 0 | 0 | 0 | 0 | 0.63561 | 0.24517
1996 | 198.5417 | 0 | 0 | 0 | 0 | 0 | 0 | 0.70714 | 0.23756
1996 | 198.5521 | 0 | 0 | 0 | 0 | 0 | 0 | 0.27432 | 0.25037
1996 | 198.5625 | 0 | 0 | 0 | 0 | 0 | 0 | 0.27554 | 0.21112
1996 | 198.5729 | 0 | 0 | 0 | 0 | 0 | 0 | 0.25522 | 0.27121
1996 | 198.5833 | 0 | 0 | 0 | 0 | 0 | 0 | 0.23774 | 0.16945
1996 | 198.5937 | 0 | 0 | 0 | 0 | 0 | 0 | 0.23896 | 0.24076
1996 | 198.6042 | 0 | 0 | 0 | 0 | 0 | 0 | 0.23165 | 0.23756
1996 | 198.6146 | 0 | 0 | 0 | 0 | 0 | 0 | 0.19182 | 0.15744
1996 | 198.625 | 0 | 0 | 0 | 0 | 0 | 0 | 0.26497 | 0.22874
1996 | 198.6354 | 0 | 0 | 0 | 0 | 0 | 0 | 0.14671 | 0.19309
1996 | 198.6458 | 0 | 0 | 0 | 0 | 0 | 0 | 0.17231 | 0.17426
1996 | 198.6562 | 0 | 0 | 0 | 0 | 0 | 0 | 0.25034 | 0.2011
1996 | 198.6667 | 0 | 0 | 0 | 0 | 0 | 0 | 0.17841 | 0.23235
1996 | 198.6771 | 0 | 0 | 0 | 0 | 0 | 0 | 0.2792 | 0.2007
1996 | 198.6875 | 0 | 0 | 0 | 0 | 0 | 0 | 0.22352 | 0.23475
1996 | 198.6979 | 0 | 0 | 0 | 0 | 0 | 0 | 0.24953 | 0.22313
1996 | 198.7083 | 0 | 0 | 0 | 0 | 0 | 0 | 0.2097 | 0.13861
1996 | 198.7187 | 0 | 0 | 0 | 0 | 0 | 0 | 0.16175 | 0.21512
1996 | 198.7292 | 0 | 0 | 0 | 0 | 0 | 0 | 0.18613 | 0.14382
1996 | 198.7396 | 0 | 0 | 0 | 0 | 0 | 0 | 0.13899 | 0.14822
1996 | 198.75 | 0 | 0 | 0 | 0 | 0 | 0 | 0.1459 | 0.16945
1996 | 198.7604 | 0 | 0 | 0 | 0 | 0 | 0 | 0.14752 | 0.09374
1996 | 198.7708 | 0 | 0 | 0 | 0 | 0 | 0 | 0.15403 | 0.1354
1996 | 198.7812 | 0 | 0 | 0 | 0 | 0 | 0 | 0.10079 | 0.11017
1996 | 198.7917 | 0 | 0 | 0 | 0 | 0 | 0 | 0.090221 | 0.074912
1996 | 198.8021 | 0 | 0 | 0 | 0 | 0 | 0 | 0.10323 | 0.068102
1996 | 198.8125 | 0 | 0 | 0 | 0 | 0 | 0 | 0.082906 | 0.067701
1996 | 198.8229 | 0 | 0 | 0 | 0 | 0 | 0 | 0.049581 | 0.048873
1996 | 198.8333 | 0 | 0 | 0 | 0 | 0 | 0 | 0.026416 | 0.025238
1996 | 198.8437 | 0 | 0 | 0 | 0 | 0 | 0 | 0.048768 | 0.035253
1996 | 198.8542 | 0 | 0 | 0 | 0 | 0 | 0 | 0.04064 | 0.054081
1996 | 198.8646 | 0 | 0 | 0 | 0 | 0 | 0 | 0.033325 | 0.03325
1996 | 198.875 | 0 | 0 | 0 | 0 | 0 | 0 | 0.034544 | 0.019629
1996 | 198.8854 | 0 | 0 | 0 | 0 | 0 | 0 | 0.01463 | 0.0072108
1996 | 198.8958 | 0 | 0 | 0 | 0 | 0 | 0 | 0.021946 | 0.024837
1996 | 198.9062 | 0 | 0 | 0 | 0 | 0 | 0 | 0.0077216 | 0.0096144
1996 | 198.9167 | 0 | 0 | 0 | 0 | 0 | 0 | 0.0093472 | 0.015223
1996 | 198.9271 | 0 | 0 | 0 | 0 | 0 | 0 | 0.0065024 | 0.021632
1996 | 198.9375 | 0 | 0 | 0 | 0 | 0 | 0 | 0.027635 | 0.030446
1996 | 198.9479 | 0 | 0 | 0 | 0 | 0 | 0 | 0.012598 | 0.0076114
1996 | 198.9583 | 0 | 0 | 0 | 0 | 0 | 0 | 0.019101 | 0.038858
1996 | 198.9687 | 0 | 0 | 0 | 0 | 0 | 0 | 0.015443 | 0.020831
1996 | 198.9792 | 0 | 0 | 0 | 0 | 0 | 0 | 0.015443 | 0.004006
1996 | 198.9896 | 0 | 0 | 0 | 0 | 0 | 0 | 0.017882 | 0.032048
1996 | 199 | 0 | 0 | 0 | 0 | 0 | 0 | 0.036576 | 0.028042
1996 | 199.0104 | 0 | 0 | 0 | 0 | 0 | 0 | 0.028042 | 0.029644
1996 | 199.0208 | 0 | 0 | 0 | 0 | 0 | 0 | 0.028854 | 0.024437
1996 | 199.0312 | 0 | 0 | 0 | 0 | 0 | 0 | 0.024384 | 0.018828
1996 | 199.0417 | 0 | 0 | 0 | 0 | 0 | 0 | 0.027635 | 0.017226
1996 | 199.0521 | 0 | 0 | 0 | 0 | 0 | 0 | 0.021946 | 0.006009
1996 | 199.0625 | 0 | 0 | 0 | 0 | 0 | 0 | 0.022758 | 0.022834
1996 | 199.0729 | 0 | 0 | 0 | 0 | 0 | 0 | 0.0089408 | 0.0028042
1996 | 199.0833 | 0 | 0 | 0 | 0 | 0 | 0 | 0.010973 | 0.0056084
1996 | 199.0937 | 0 | 0 | 0 | 0 | 0 | 0 | -0.0012192 | 0.010416
1996 | 199.1042 | 0 | 0 | 0 | 0 | 0 | 0 | -0.0056896 | 0.016825
1996 | 199.1146 | 0 | 0 | 0 | 0 | 0 | 0 | 0.016256 | 0.0072108
1996 | 199.125 | 0 | 0 | 0 | 0 | 0 | 0 | -0.010973 | 0
1996 | 199.1354 | 0 | 0 | 0 | 0 | 0 | 0 | 0.021133 | 0.0012018
1996 | 199.1458 | 0 | 0 | 0 | 0 | 0 | 0 | 0.004064 | 0.006009
1996 | 199.1562 | 0 | 0 | 0 | 0 | 0 | 0 | 0.0032512 | 0.011617
1996 | 199.1667 | 0 | 0 | 0 | 0 | 0 | 0 | -0.0093472 | 0.0096144
1996 | 199.1771 | 0 | 0 | 0 | 0 | 0 | 0 | -0.0093472 | 0.0092138
1996 | 199.1875 | 0 | 0 | 0 | 0 | 0 | 0 | 0.017069 | 0.0096144
1996 | 199.1979 | 0 | 0 | 0 | 0 | 0 | 0 | 0.012598 | 0.01322
1996 | 199.2083 | 0 | 0 | 0 | 0 | 0 | 0 | 0.011786 | -0.0032048
1996 | 199.2187 | 0 | 0 | 0 | 0 | 0 | 0 | -0.0008128 | 0.019229
1996 | 199.2292 | 0 | 0 | 0 | 0 | 0 | 0 | 0.013411 | 0.025638
1996 | 199.2396 | 0 | 0 | 0 | 0 | 0 | 0 | 0.018694 | -0.006009
1996 | 199.25 | 0 | 0 | 0 | 0 | 0 | 0 | 0.0097536 | 0.025238
1996 | 199.2604 | 0 | 0 | 0 | 0 | 0 | 0 | 0.023165 | 0.018428
1996 | 199.2708 | 0 | 0 | 0 | 0 | 0 | 0 | 0.014224 | 0.010416
1996 | 199.2812 | 0 | 0 | 0 | 0 | 0 | 0 | 0.018694 | 0.023235
1996 | 199.2917 | 0 | 0 | 0 | 0 | 0 | 0 | 0.033731 | 0.054882
1996 | 199.3021 | 0 | 0 | 0 | 0 | 0 | 0 | 0.036982 | 0.047671
1996 | 199.3125 | 0 | 0 | 0 | 0 | 0 | 0 | 0.058928 | 0.08012
1996 | 199.3229 | 0 | 0 | 0 | 0 | 0 | 0 | 0.08697 | 0.096945
1996 | 199.3333 | 0 | 0 | 0 | 0 | 0 | 0 | 0.078842 | 0.071707
1996 | 199.3437 | 0 | 0 | 0 | 0 | 0 | 0 | 0.066243 | 0.12298
1996 | 199.3542 | 0 | 0 | 0 | 0 | 0 | 0 | 0.16297 | 0.14622
1996 | 199.3646 | 0 | 0 | 0 | 0 | 0 | 0 | 0.13411 | 0.12539
1996 | 199.375 | 0 | 0 | 0 | 0 | 0 | 0 | 0.13696 | 0.11257
1996 | 199.3854 | 0 | 0 | 0 | 0 | 0 | 0 | 0.19223 | 0.17586
1996 | 199.3958 | 0 | 0 | 0 | 0 | 0 | 0 | 0.165 | 0.16024
1996 | 199.4062 | 0 | 0 | 0 | 0 | 0 | 0 | 0.20076 | 0.18107
1996 | 199.4167 | 0 | 0 | 0 | 0 | 0 | 0 | 0.23002 | 0.18668
1996 | 199.4271 | 0 | 0 | 0 | 0 | 0 | 0 | 0.20686 | 0.2019
1996 | 199.4375 | 0 | 0 | 0 | 0 | 0 | 0 | 0.18085 | 0.18388
1996 | 199.4479 | 0 | 0 | 0 | 0 | 0 | 0 | 0.23734 | 0.20831
1996 | 199.4583 | 0 | 0 | 0 | 0 | 0 | 0 | 0.22758 | 0.22794
1996 | 199.4687 | 0 | 0 | 0 | 0 | 0 | 0 | 0.23815 | 0.21953
1996 | 199.4792 | 0 | 0 | 0 | 0 | 0 | 0 | 0.26253 | 0.23435
1996 | 199.4896 | 0 | 0 | 0 | 0 | 0 | 0 | 0.26335 | 0.22674
1996 | 199.5 | 0 | 0 | 0 | 0 | 0 | 0 | 0.26335 | 0.24957
1996 | 199.5104 | 0 | 0 | 0 | 0 | 0 | 0 | 0.29342 | 0.26279
1996 | 199.5208 | 0 | 0 | 0 | 0 | 0 | 0 | 0.28164 | 0.26199
1996 | 199.5312 | 0 | 0 | 0 | 0 | 0 | 0 | 0.31821 | 0.29124
1996 | 199.5417 | 0 | 0 | 0 | 0 | 0 | 0 | 0.29586 | 0.27521
1996 | 199.5521 | 0 | 0 | 0 | 0 | 0 | 0 | 0.29342 | 0.28443
1996 | 199.5625 | 0 | 0 | 0 | 0 | 0 | 0 | 0.29301 | 0.2656
1996 | 199.5729 | 0 | 0 | 0 | 0 | 0 | 0 | 0.3048 | 0.30285
1996 | 199.5833 | 0 | 0 | 0 | 0 | 0 | 0 | 0.34016 | 0.30646
1996 | 199.5937 | 0 | 0 | 0 | 0 | 0 | 0 | 0.33406 | 0.29364
1996 | 199.6042 | 0 | 0 | 0 | 0 | 0 | 0 | 0.31577 | 0.31728
1996 | 199.6146 | 0 | 0 | 0 | 0 | 0 | 0 | 0.31618 | 0.30205
1996 | 199.625 | 0 | 0 | 0 | 0 | 0 | 0 | 0.31902 | 0.29604
1996 | 199.6354 | 0 | 0 | 0 | 0 | 0 | 0 | 0.28448 | 0.27601
1996 | 199.6458 | 0 | 0 | 0 | 0 | 0 | 0 | 0.33609 | 0.29965
1996 | 199.6562 | 0 | 0 | 0 | 0 | 0 | 0 | 0.26457 | 0.27161
1996 | 199.6667 | 0 | 0 | 0 | 0 | 0 | 0 | 0.3048 | 0.28082
1996 | 199.6771 | 0 | 0 | 0 | 0 | 0 | 0 | 0.28529 | 0.24557
1996 | 199.6875 | 0 | 0 | 0 | 0 | 0 | 0 | 0.2605 | 0.25678
1996 | 199.6979 | 0 | 0 | 0 | 0 | 0 | 0 | 0.21499 | 0.23635
1996 | 199.7083 | 0 | 0 | 0 | 0 | 0 | 0 | 0.241 | 0.22474
1996 | 199.7187 | 0 | 0 | 0 | 0 | 0 | 0 | 0.22962 | 0.24196
1996 | 199.7292 | 0 | 0 | 0 | 0 | 0 | 0 | 0.22352 | 0.20631
1996 | 199.7396 | 0 | 0 | 0 | 0 | 0 | 0 | 0.21661 | 0.18948
1996 | 199.75 | 0 | 0 | 0 | 0 | 0 | 0 | 0.16297 | 0.19669
1996 | 199.7604 | 0 | 0 | 0 | 0 | 0 | 0 | 0.17678 | 0.15984
1996 | 199.7708 | 0 | 0 | 0 | 0 | 0 | 0 | 0.17028 | 0.15944
1996 | 199.7812 | 0 | 0 | 0 | 0 | 0 | 0 | 0.13858 | 0.14101
1996 | 199.7917 | 0 | 0 | 0 | 0 | 0 | 0 | 0.13452 | 0.11377
1996 | 199.8021 | 0 | 0 | 0 | 0 | 0 | 0 | 0.1207 | 0.11818
1996 | 199.8125 | 0 | 0 | 0 | 0 | 0 | 0 | 0.095098 | 0.078117
1996 | 199.8229 | 0 | 0 | 0 | 0 | 0 | 0 | 0.088595 | 0.071707
1996 | 199.8333 | 0 | 0 | 0 | 0 | 0 | 0 | 0.07681 | 0.063695
1996 | 199.8437 | 0 | 0 | 0 | 0 | 0 | 0 | 0.052832 | 0.051677
1996 | 199.8542 | 0 | 0 | 0 | 0 | 0 | 0 | 0.065837 | 0.054482
1996 | 199.8646 | 0 | 0 | 0 | 0 | 0 | 0 | 0.05649 | 0.039659
1996 | 199.875 | 0 | 0 | 0 | 0 | 0 | 0 | 0.018694 | 0.024036
1996 | 199.8854 | 0 | 0 | 0 | 0 | 0 | 0 | 0.034138 | 0.036855
1996 | 199.8958 | 0 | 0 | 0 | 0 | 0 | 0 | 0.034138 | 0.035653
1996 | 199.9062 | 0 | 0 | 0 | 0 | 0 | 0 | 0.035763 | 0.029244
1996 | 199.9167 | 0 | 0 | 0 | 0 | 0 | 0 | 0.042266 | 0.031247
1996 | 199.9271 | 0 | 0 | 0 | 0 | 0 | 0 | 0.026416 | 0.02684
1996 | 199.9375 | 0 | 0 | 0 | 0 | 0 | 0 | -0.027635 | 0.02644
1996 | 199.9479 | 0 | 0 | 0 | 0 | 0 | 0 | 0.063398 | 0.030446
1996 | 199.9583 | 0 | 0 | 0 | 0 | 0 | 0 | 0.031699 | 0.029244
1996 | 199.9687 | 0 | 0 | 0 | 0 | 0 | 0 | 0.037795 | 0.014422
1996 | 199.9792 | 0 | 0 | 0 | 0 | 0 | 0 | 0.035763 | 0.03325
1996 | 199.9896 | 0 | 0 | 0 | 0 | 0 | 0 | 0.032106 | 0.027641
1996 | 200 | 0 | 0 | 0 | 0 | 0 | 0 | 0.016256 | 0.010416
1996 | 200.0104 | 0 | 0 | 0 | 0 | 0 | 0 | 0.0089408 | 0.016024
1996 | 200.0208 | 0 | 0 | 0 | 0 | 0 | 0 | 0.013411 | 0.010816
1996 | 200.0312 | 0 | 0 | 0 | 0 | 0 | 0 | 0.025197 | 0.018027
1996 | 200.0417 | 0 | 0 | 0 | 0 | 0 | 0 | 0.019101 | 0.022834
1996 | 200.0521 | 0 | 0 | 0 | 0 | 0 | 0 | 0.019507 | 0.0064096
1996 | 200.0625 | 0 | 0 | 0 | 0 | 0 | 0 | -0.0016256 | 0.0076114
1996 | 200.0729 | 0 | 0 | 0 | 0 | 0 | 0 | 0.0028448 | 0.002003
1996 | 200.0833 | 0 | 0 | 0 | 0 | 0 | 0 | 0.004064 | 0.014422
1996 | 200.0937 | 0 | 0 | 0 | 0 | 0 | 0 | 0.015037 | 0.019229
1996 | 200.1042 | 0 | 0 | 0 | 0 | 0 | 0 | 0.0069088 | 0.0096144
1996 | 200.1146 | 0 | 0 | 0 | 0 | 0 | 0 | 0.017882 | 0.01362
1996 | 200.125 | 0 | 0 | 0 | 0 | 0 | 0 | 0.021539 | 0.0028042
1996 | 200.1354 | 0 | 0 | 0 | 0 | 0 | 0 | 0.021539 | 0.028042
1996 | 200.1458 | 0 | 0 | 0 | 0 | 0 | 0 | 0.0077216 | 0.0064096
1996 | 200.1562 | 0 | 0 | 0 | 0 | 0 | 0 | 0.0056896 | 0.012819
1996 | 200.1667 | 0 | 0 | 0 | 0 | 0 | 0 | 0.0012192 | 0.0044066
1996 | 200.1771 | 0 | 0 | 0 | 0 | 0 | 0 | 0.0073152 | 0.004006
1996 | 200.1875 | 0 | 0 | 0 | 0 | 0 | 0 | 0.006096 | 0.024437
1996 | 200.1979 | 0 | 0 | 0 | 0 | 0 | 0 | 0.019507 | 0.011617
1996 | 200.2083 | 0 | 0 | 0 | 0 | 0 | 0 | 0.02032 | 0.014021
1996 | 200.2187 | 0 | 0 | 0 | 0 | 0 | 0 | 0 | 0.010816
1996 | 200.2292 | 0 | 0 | 0 | 0 | 0 | 0 | 0.0052832 | 0.0044066
1996 | 200.2396 | 0 | 0 | 0 | 0 | 0 | 0 | 0.0065024 | 0.025638
1996 | 200.25 | 0 | 0 | 0 | 0 | 0 | 0 | 0.01585 | 0.019229
1996 | 200.2604 | 0 | 0 | 0 | 0 | 0 | 0 | 0.02601 | 0.015223
1996 | 200.2708 | 0 | 0 | 0 | 0 | 0 | 0 | 0.028448 | 0.021232
1996 | 200.2812 | 0 | 0 | 0 | 0 | 0 | 0 | 0.0056896 | 0.025238
1996 | 200.2917 | 0 | 0 | 0 | 0 | 0 | 0 | 0.027635 | 0.034051
1996 | 200.3021 | 0 | 0 | 0 | 0 | 0 | 0 | 0.042266 | 0.067701
1996 | 200.3125 | 0 | 0 | 0 | 0 | 0 | 0 | 0.06543 | 0.064096
1996 | 200.3229 | 0 | 0 | 0 | 0 | 0 | 0 | 0.075184 | 0.079719
1996 | 200.3333 | 0 | 0 | 0 | 0 | 0 | 0 | 0.093472 | 0.090936
1996 | 200.3437 | 0 | 0 | 0 | 0 | 0 | 0 | 0.12639 | 0.10576
1996 | 200.3542 | 0 | 0 | 0 | 0 | 0 | 0 | 0.10363 | 0.16064
1996 | 200.3646 | 0 | 0 | 0 | 0 | 0 | 0 | 0.1906 | 0.12899
1996 | 200.375 | 0 | 0 | 0 | 0 | 0 | 0 | 0.1398 | 0.14301
1996 | 200.3854 | 0 | 0 | 0 | 0 | 0 | 0 | 0.12761 | 0.098147
1996 | 200.3958 | 0 | 0 | 0 | 0 | 0 | 0 | 0.1268 | 0.11113
1996 | 200.4062 | 0 | 0 | 0 | 0 | 0 | 0 | 0.19426 | 0.14518
1996 | 200.4167 | 0 | 0 | 0 | 0 | 0 | 0 | 0.20157 | 0.14518
1996 | 200.4271 | 0 | 0 | 0 | 0 | 0 | 0 | 0.21905 | 0.16561
1996 | 200.4375 | 0 | 0 | 0 | 0 | 0 | 0 | 0.19385 | 0.18588
1996 | 200.4479 | 0 | 0 | 0 | 0 | 0 | 0 | 0.21864 | 0.1987
1996 | 200.4583 | 0 | 0 | 0 | 0 | 0 | 0 | 0.24709 | 0.22434
1996 | 200.4687 | 0 | 0 | 0 | 0 | 0 | 0 | 0.25278 | 0.23916
1996 | 200.4792 | 0 | 0 | 0 | 0 | 0 | 0 | 0.23449 | 0.24797
1996 | 200.4896 | 0 | 0 | 0 | 0 | 0 | 0 | 0.25278 | 0.23235
1996 | 200.5 | 0 | 0 | 0 | 0 | 0 | 0 | 0.27554 | 0.26359
1996 | 200.5104 | 0 | 0 | 0 | 0 | 0 | 0 | 0.14793 | 0.2696
1996 | 200.5208 | 0 | 0 | 0 | 0 | 0 | 0 | 0.28407 | 0.27521
1996 | 200.5312 | 0 | 0 | 0 | 0 | 0 | 0 | 0.30561 | 0.27722
1996 | 200.5417 | 0 | 0 | 0 | 0 | 0 | 0 | 0.29058 | 0.28763
1996 | 200.5521 | 0 | 0 | 0 | 0 | 0 | 0 | 0.30683 | 0.28483
1996 | 200.5625 | 0 | 0 | 0 | 0 | 0 | 0 | 0.31577 | 0.29444
1996 | 200.5729 | 0 | 0 | 0 | 0 | 0 | 0 | 0.3113 | 0.28362
1996 | 200.5833 | 0 | 0 | 0 | 0 | 0 | 0 | 0.30643 | 0.29444
1996 | 200.5937 | 0 | 0 | 0 | 0 | 0 | 0 | 0.27148 | 0.28563
1996 | 200.6042 | 0 | 0 | 0 | 0 | 0 | 0 | 0.31902 | 0.30245
1996 | 200.6146 | 0 | 0 | 0 | 0 | 0 | 0 | 0.33365 | 0.31127
1996 | 200.625 | 0 | 0 | 0 | 0 | 0 | 0 | 0.29545 | 0.28723
1996 | 200.6354 | 0 | 0 | 0 | 0 | 0 | 0 | 0.29261 | 0.27962
1996 | 200.6458 | 0 | 0 | 0 | 0 | 0 | 0 | 0.28773 | 0.28403
1996 | 200.6562 | 0 | 0 | 0 | 0 | 0 | 0 | 0.28123 | 0.2648
1996 | 200.6667 | 0 | 0 | 0 | 0 | 0 | 0 | 0.27635 | 0.27321
1996 | 200.6771 | 0 | 0 | 0 | 0 | 0 | 0 | 0.29952 | 0.27
1996 | 200.6875 | 0 | 0 | 0 | 0 | 0 | 0 | 0.28773 | 0.2688
1996 | 200.6979 | 0 | 0 | 0 | 0 | 0 | 0 | 0.22677 | 0.23716
1996 | 200.7083 | 0 | 0 | 0 | 0 | 0 | 0 | 0.24303 | 0.22754
1996 | 200.7187 | 0 | 0 | 0 | 0 | 0 | 0 | 0.23287 | 0.23475
1996 | 200.7292 | 0 | 0 | 0 | 0 | 0 | 0 | 0.25278 | 0.21472
1996 | 200.7396 | 0 | 0 | 0 | 0 | 0 | 0 | 0.18938 | 0.2027
1996 | 200.75 | 0 | 0 | 0 | 0 | 0 | 0 | 0.20848 | 0.19069
1996 | 200.7604 | 0 | 0 | 0 | 0 | 0 | 0 | 0.15524 | 0.14982
1996 | 200.7708 | 0 | 0 | 0 | 0 | 0 | 0 | 0.15809 | 0.14742
1996 | 200.7812 | 0 | 0 | 0 | 0 | 0 | 0 | 0.14305 | 0.14341
1996 | 200.7917 | 0 | 0 | 0 | 0 | 0 | 0 | 0.14915 | 0.11738
1996 | 200.8021 | 0 | 0 | 0 | 0 | 0 | 0 | 0.11542 | 0.11778
1996 | 200.8125 | 0 | 0 | 0 | 0 | 0 | 0 | 0.082093 | 0.091337
1996 | 200.8229 | 0 | 0 | 0 | 0 | 0 | 0 | 0.11217 | 0.074912
1996 | 200.8333 | 0 | 0 | 0 | 0 | 0 | 0 | 0.078842 | 0.065698
1996 | 200.8437 | 0 | 0 | 0 | 0 | 0 | 0 | 0.067462 | 0.050075
1996 | 200.8542 | 0 | 0 | 0 | 0 | 0 | 0 | 0.052832 | 0.044867
1996 | 200.8646 | 0 | 0 | 0 | 0 | 0 | 0 | 0.039014 | 0.036455
1996 | 200.875 | 0 | 0 | 0 | 0 | 0 | 0 | 0.034138 | 0.027241
1996 | 200.8854 | 0 | 0 | 0 | 0 | 0 | 0 | 0.038202 | 0.04687
1996 | 200.8958 | 0 | 0 | 0 | 0 | 0 | 0 | 0.027635 | 0.037256
1996 | 200.9062 | 0 | 0 | 0 | 0 | 0 | 0 | 0.046736 | 0.034051
1996 | 200.9167 | 0 | 0 | 0 | 0 | 0 | 0 | 0.043078 | 0.035253
1996 | 200.9271 | 0 | 0 | 0 | 0 | 0 | 0 | 0.027229 | 0.0028042
1996 | 200.9375 | 0 | 0 | 0 | 0 | 0 | 0 | 0.019914 | 0.041262
1996 | 200.9479 | 0 | 0 | 0 | 0 | 0 | 0 | 0.028042 | 0.024036
1996 | 200.9583 | 0 | 0 | 0 | 0 | 0 | 0 | 0.01585 | 0.026039
1996 | 200.9687 | 0 | 0 | 0 | 0 | 0 | 0 | 0.017069 | 0.02684
1996 | 200.9792 | 0 | 0 | 0 | 0 | 0 | 0 | 0.033325 | 0.024437
1996 | 200.9896 | 0 | 0 | 0 | 0 | 0 | 0 | 0.023165 | 0.014422
1996 | 201 | 0 | 0 | 0 | 0 | 0 | 0 | 0.028042 | 0.030846
1996 | 201.0104 | 0 | 0 | 0 | 0 | 0 | 0 | 0.01585 | 0.024837
1996 | 201.0208 | 0 | 0 | 0 | 0 | 0 | 0 | 0.025603 | 0.02684
1996 | 201.0312 | 0 | 0 | 0 | 0 | 0 | 0 | 0.041859 | 0.020831
1996 | 201.0417 | 0 | 0 | 0 | 0 | 0 | 0 | 0.036576 | 0.01362
1996 | 201.0521 | 0 | 0 | 0 | 0 | 0 | 0 | 0.022758 | 0.0088132
1996 | 201.0625 | 0 | 0 | 0 | 0 | 0 | 0 | 0.049987 | 0.029244
1996 | 201.0729 | 0 | 0 | 0 | 0 | 0 | 0 | 0.022758 | 0.016425
1996 | 201.0833 | 0 | 0 | 0 | 0 | 0 | 0 | -0.012192 | 0.0084126
1996 | 201.0937 | 0 | 0 | 0 | 0 | 0 | 0 | 0.0097536 | 0.014822
1996 | 201.1042 | 0 | 0 | 0 | 0 | 0 | 0 | 0.02032 | 0.0028042
1996 | 201.1146 | 0 | 0 | 0 | 0 | 0 | 0 | 0.0085344 | 0.021632
1996 | 201.125 | 0 | 0 | 0 | 0 | 0 | 0 | 0.0065024 | 0.01322
1996 | 201.1354 | 0 | 0 | 0 | 0 | 0 | 0 | 0.015443 | 0.015223
1996 | 201.1458 | 0 | 0 | 0 | 0 | 0 | 0 | 0.0036576 | 0.015623
1996 | 201.1562 | 0 | 0 | 0 | 0 | 0 | 0 | 0.0089408 | 0.0004006
1996 | 201.1667 | 0 | 0 | 0 | 0 | 0 | 0 | 0.012192 | 0.022434
1996 | 201.1771 | 0 | 0 | 0 | 0 | 0 | 0 | 0.0093472 | 0.014422
1996 | 201.1875 | 0 | 0 | 0 | 0 | 0 | 0 | 0.010973 | 0.011617
1996 | 201.1979 | 0 | 0 | 0 | 0 | 0 | 0 | 0.013818 | 0.012819
1996 | 201.2083 | 0 | 0 | 0 | 0 | 0 | 0 | 0.011786 | 0.010416
1996 | 201.2187 | 0 | 0 | 0 | 0 | 0 | 0 | 0.016256 | 0.022834
1996 | 201.2292 | 0 | 0 | 0 | 0 | 0 | 0 | 0.0085344 | 0.012819
1996 | 201.2396 | 0 | 0 | 0 | 0 | 0 | 0 | 0.01463 | 0.016425
1996 | 201.25 | 0 | 0 | 0 | 0 | 0 | 0 | 0.02032 | 0.018027
1996 | 201.2604 | 0 | 0 | 0 | 0 | 0 | 0 | 0.015443 | 0.0072108
1996 | 201.2708 | 0 | 0 | 0 | 0 | 0 | 0 | 0.016256 | 0.023635
1996 | 201.2812 | 0 | 0 | 0 | 0 | 0 | 0 | 0.006096 | 0.02644
1996 | 201.2917 | 0 | 0 | 0 | 0 | 0 | 0 | 0.032106 | 0.031247
1996 | 201.3021 | 0 | 0 | 0 | 0 | 0 | 0 | 0.035357 | 0.036855
1996 | 201.3125 | 0 | 0 | 0 | 0 | 0 | 0 | 0.032106 | 0.035253
1996 | 201.3229 | 0 | 0 | 0 | 0 | 0 | 0 | 0.044298 | 0.063295
1996 | 201.3333 | 0 | 0 | 0 | 0 | 0 | 0 | 0.070307 | 0.068903
1996 | 201.3437 | 0 | 0 | 0 | 0 | 0 | 0 | 0.089002 | 0.090936
1996 | 201.3542 | 0 | 0 | 0 | 0 | 0 | 0 | 0.093066 | 0.11297
1996 | 201.3646 | 0 | 0 | 0 | 0 | 0 | 0 | 0.11704 | 0.11898
1996 | 201.375 | 0 | 0 | 0 | 0 | 0 | 0 | 0.14752 | 0.14021
1996 | 201.3854 | 0 | 0 | 0 | 0 | 0 | 0 | 0.16093 | 0.14742
1996 | 201.3958 | 0 | 0 | 0 | 0 | 0 | 0 | 0.1585 | 0.14261
1996 | 201.4062 | 0 | 0 | 0 | 0 | 0 | 0 | 0.16825 | 0.16344
1996 | 201.4167 | 0 | 0 | 0 | 0 | 0 | 0 | 0.15484 | 0.14742
1996 | 201.4271 | 0 | 0 | 0 | 0 | 0 | 0 | 0.17556 | 0.15904
1996 | 201.4375 | 0 | 0 | 0 | 0 | 3.5617 | 1.5888 | 0.02479 | 0.024437
1996 | 201.4479 | 0 | 0 | 0 | 0 | 9.4447 | 10.8827 | 0 | 0
1996 | 201.4583 | 0 | 0 | 0 | 0 | 4.0209 | 4.9242 | 0.10892 | 0.091737
1996 | 201.4687 | 0 | 0 | 0 | 0 | 0 | 0 | 0.24668 | 0.21833
1996 | 201.4792 | 0 | 0 | 0 | 0 | 0 | 0 | 0.22596 | 0.23836
1996 | 201.4896 | 0 | 0 | 0 | 0 | 0 | 0 | 0.26091 | 0.24837
1996 | 201.5 | 0 | 0 | 0 | 0 | 0 | 0 | 0.24425 | 0.23355
1996 | 201.5104 | 0 | 0 | 0 | 0 | 0 | 0 | 0.25278 | 0.24637
1996 | 201.5208 | 0 | 0 | 0 | 0 | 0 | 0 | 0.25603 | 0.23675
1996 | 201.5312 | 0 | 0 | 0 | 0 | 0 | 0 | 0.25806 | 0.26079
1996 | 201.5417 | 0 | 0 | 0 | 0 | 0 | 0 | 0.23815 | 0.25238
1996 | 201.5521 | 0 | 0 | 0 | 0 | 0 | 0 | 0.22962 | 0.24076
1996 | 201.5625 | 0 | 0 | 0 | 0 | 0 | 0 | 0.24059 | 0.23716
1996 | 201.5729 | 0 | 0 | 0 | 0 | 0 | 0 | 0.26497 | 0.26319
1996 | 201.5833 | 0 | 0 | 0 | 0 | 0 | 0 | 0.26375 | 0.26279
1996 | 201.5937 | 0 | 0 | 0 | 0 | 0 | 0 | 0.28326 | 0.28723
1996 | 201.6042 | 0 | 0 | 0 | 0 | 0 | 0 | 0.28814 | 0.28362
1996 | 201.6146 | 0 | 0 | 0 | 0 | 0 | 0 | 0.28936 | 0.28202
1996 | 201.625 | 0 | 0 | 0 | 0 | 0 | 0 | 0.30764 | 0.29124
1996 | 201.6354 | 0 | 0 | 0 | 0 | 0 | 0 | 0.27716 | 0.266
1996 | 201.6458 | 0 | 0 | 0 | 0 | 0 | 0 | 0.27554 | 0.28683
1996 | 201.6562 | 0 | 0 | 0 | 0 | 0 | 0 | 0.28854 | 0.29324
1996 | 201.6667 | 0 | 0 | 0 | 0 | 0 | 0 | 0.27148 | 0.27481
1996 | 201.6771 | 0 | 0 | 0 | 0 | 0 | 0 | 0.26132 | 0.25678
1996 | 201.6875 | 0 | 0 | 0 | 0 | 0 | 0 | 0.2605 | 0.25959
1996 | 201.6979 | 0 | 0 | 0 | 0 | 0 | 0 | 0.25116 | 0.27401
1996 | 201.7083 | 0 | 0 | 0 | 0 | 0 | 0 | 0.25197 | 0.23796
1996 | 201.7187 | 0 | 0 | 0 | 0 | 0 | 0 | 0.2284 | 0.23034
1996 | 201.7292 | 0 | 0 | 0 | 0 | 0 | 0 | 0.21133 | 0.22834
1996 | 201.7396 | 0 | 0 | 0 | 0 | 0 | 0 | 0.19751 | 0.2003
1996 | 201.75 | 0 | 0 | 0 | 0 | 0 | 0 | 0.17678 | 0.17306
1996 | 201.7604 | 0 | 0 | 0 | 0 | 0 | 0 | 0.1654 | 0.16665
1996 | 201.7708 | 0 | 0 | 0 | 0 | 0 | 0 | 0.13492 | 0.14221
1996 | 201.7812 | 0 | 0 | 0 | 0 | 0 | 0 | 0.18085 | 0.13701
1996 | 201.7917 | 0 | 0 | 0 | 0 | 0 | 0 | 0.095098 | 0.0669
1996 | 201.8021 | 0 | 0 | 0 | 0 | 0 | 0 | 0.078435 | 0.074912
1996 | 201.8125 | 0 | 0 | 0 | 0 | 0 | 0 | 0.043485 | 0.043665
1996 | 201.8229 | 0 | 0 | 0 | 0 | 0 | 0 | 0.031293 | 0.029244
1996 | 201.8333 | 0 | 0 | 0 | 0 | 0 | 0 | 0.023571 | 0.026039
1996 | 201.8437 | 0 | 0 | 0 | 0 | 0 | 0 | 0.017475 | 0.010416
1996 | 201.8542 | 0 | 0 | 0 | 0 | 0 | 0 | 0.019914 | 0.027241
1996 | 201.8646 | 0 | 0 | 0 | 0 | 0 | 0 | 0.019507 | 0.042464
1996 | 201.875 | 0 | 0 | 0 | 0 | 0 | 0 | 0.052426 | 0.049674
1996 | 201.8854 | 0 | 0 | 0 | 0 | 0 | 0 | 0.052019 | 0.038458
1996 | 201.8958 | 0 | 0 | 0 | 0 | 0 | 0 | 0.034138 | 0.008012
1996 | 201.9062 | 0 | 0 | 0 | 0 | 0 | 0 | 0.020726 | 0.039259
1996 | 201.9167 | 0 | 0 | 0 | 0 | 0 | 0 | 0.01585 | 0.027641
1996 | 201.9271 | 0 | 0 | 0 | 0 | 0 | 0 | 0.021133 | 0.034051
1996 | 201.9375 | 0 | 0 | 0 | 0 | 0 | 0 | 0.030886 | 0.020431
1996 | 201.9479 | 0 | 0 | 0 | 0 | 0 | 0 | 0.011379 | 0.029244
1996 | 201.9583 | 0 | 0 | 0 | 0 | 0 | 0 | 0.06096 | 0.036455
1996 | 201.9687 | 0 | 0 | 0 | 0 | 0 | 0 | 0.042266 | 0.032449
1996 | 201.9792 | 0 | 0 | 0 | 0 | 0 | 0 | 0.038202 | 0.023235
1996 | 201.9896 | 0 | 0 | 0 | 0 | 0 | 0 | 0.02601 | 0.028443
1996 | 202 | 0 | 0 | 0 | 0 | 0 | 0 | 0.038202 | 0.030045
1996 | 202.0104 | 0 | 0 | 0 | 0 | 0 | 0 | 0.029667 | 0.027641
1996 | 202.0208 | 0 | 0 | 0 | 0 | 0 | 0 | 0.023165 | 0.014422
1996 | 202.0312 | 0 | 0 | 0 | 0 | 0 | 0 | 0.004064 | 0.0072108
1996 | 202.0417 | 0 | 0 | 0 | 0 | 0 | 0 | 0.012598 | 0.0036054
1996 | 202.0521 | 0 | 0 | 0 | 0 | 0 | 0 | 0.0085344 | 0.016425
1996 | 202.0625 | 0 | 0 | 0 | 0 | 0 | 0 | 0.0048768 | 0.011217
1996 | 202.0729 | 0 | 0 | 0 | 0 | 0 | 0 | 0.013411 | 0.021232
1996 | 202.0833 | 0 | 0 | 0 | 0 | 0 | 0 | 0.025197 | 0.01322
1996 | 202.0937 | 0 | 0 | 0 | 0 | 0 | 0 | 0.0069088 | 0.0084126
1996 | 202.1042 | 0 | 0 | 0 | 0 | 0 | 0 | 0.021539 | 0.022434
1996 | 202.1146 | 0 | 0 | 0 | 0 | 0 | 0 | 0.023978 | 0.027241
1996 | 202.125 | 0 | 0 | 0 | 0 | 0 | 0 | 0.022758 | 0.019229
1996 | 202.1354 | 0 | 0 | 0 | 0 | 0 | 0 | 0.019914 | 0.018828
1996 | 202.1458 | 0 | 0 | 0 | 0 | 0 | 0 | 0.021133 | 0.018428
1996 | 202.1562 | 0 | 0 | 0 | 0 | 0 | 0 | 0.017069 | 0.014021
1996 | 202.1667 | 0 | 0 | 0 | 0 | 0 | 0 | 0.015037 | 0.026039
1996 | 202.1771 | 0 | 0 | 0 | 0 | 0 | 0 | 0.013411 | 0.014822
1996 | 202.1875 | 0 | 0 | 0 | 0 | 0 | 0 | 0.008128 | 0.011617
1996 | 202.1979 | 0 | 0 | 0 | 0 | 0 | 0 | 0.010973 | 0.014422
1996 | 202.2083 | 0 | 0 | 0 | 0 | 0 | 0 | 0.018694 | 0.0068102
1996 | 202.2187 | 0 | 0 | 0 | 0 | 0 | 0 | 0.014224 | 0.024437
1996 | 202.2292 | 0 | 0 | 0 | 0 | 0 | 0 | 0.0089408 | 0.010816
1996 | 202.2396 | 0 | 0 | 0 | 0 | 0 | 0 | 0.0097536 | 0.008012
1996 | 202.25 | 0 | 0 | 0 | 0 | 0 | 0 | 0.010973 | 0.010416
1996 | 202.2604 | 0 | 0 | 0 | 0 | 0 | 0 | 0.01463 | 0.0008012
1996 | 202.2708 | 0 | 0 | 0 | 0 | 0 | 0 | 0.015037 | 0.028443
1996 | 202.2812 | 0 | 0 | 0 | 0 | 0 | 0 | 0.011379 | 0.018428
1996 | 202.2917 | 0 | 0 | 0 | 0 | 0 | 0 | 0.019914 | 0.022033
1996 | 202.3021 | 0 | 0 | 0 | 0 | 0 | 0 | 0.020726 | 0.017626
1996 | 202.3125 | 0 | 0 | 0 | 0 | 0 | 0 | 0.022758 | 0.024036
1996 | 202.3229 | 0 | 0 | 0 | 0 | 0 | 0 | 0.034138 | 0.030045
1996 | 202.3333 | 0 | 0 | 0 | 0 | 0 | 0 | 0.06665 | 0.079719
1996 | 202.3437 | 0 | 0 | 0 | 0 | 0 | 0 | 0.070714 | 0.091337
1996 | 202.3542 | 0 | 0 | 0 | 0 | 0 | 0 | 0.095504 | 0.092939
1996 | 202.3646 | 0 | 0 | 0 | 0 | 0 | 0 | 0.12842 | 0.12659
1996 | 202.375 | 0 | 0 | 0 | 0 | 0 | 0 | 0.14305 | 0.13781
1996 | 202.3854 | 0 | 0 | 0 | 0 | 0 | 0 | 0.16988 | 0.16304
1996 | 202.3958 | 0 | 0 | 0 | 0 | 0 | 0 | 0.16012 | 0.16545
1996 | 202.4062 | 0 | 0 | 0 | 0 | 0 | 0 | 0.16419 | 0.17867
1996 | 202.4167 | 0 | 0 | 0 | 0 | 0 | 0 | 0.21417 | 0.21352
1996 | 202.4271 | 0 | 0 | 0 | 0 | 0 | 0 | 0.24384 | 0.22714
1996 | 202.4375 | 0 | 0 | 0 | 0 | 0 | 0 | 0.25237 | 0.23635
1996 | 202.4479 | 0 | 0 | 0 | 0 | 0 | 0 | 0.25563 | 0.23716
1996 | 202.4583 | 0 | 0 | 0 | 0 | 0 | 0 | 0.2475 | 0.22794
1996 | 202.4687 | 0 | 0 | 0 | 0 | 0 | 0 | 0.23815 | 0.22113
1996 | 202.4792 | 0 | 0 | 0 | 0 | 0 | 0 | 0.19507 | 0.2003
1996 | 202.4896 | 0 | 0 | 0 | 0 | 0 | 0 | 0.22393 | 0.20391
1996 | 202.5 | 0 | 0 | 0 | 0 | 0 | 0 | 0.28042 | 0.26199
1996 | 202.5104 | 0 | 0 | 0 | 0 | 0 | 0 | 0.24506 | 0.24757
1996 | 202.5208 | 0 | 0 | 0 | 0 | 0 | 0 | 0.21905 | 0.23836
1996 | 202.5312 | 0 | 0 | 0 | 0 | 0 | 0 | 0.22921 | 0.20671
1996 | 202.5417 | 0 | 0 | 0 | 0 | 0 | 0 | 0.19385 | 0.16024
1996 | 202.5521 | 0 | 0 | 0 | 0 | 0 | 0 | 0.15972 | 0.18828
1996 | 202.5625 | 0 | 0 | 0 | 0 | 0 | 0 | 0.21946 | 0.21552
1996 | 202.5729 | 0 | 0 | 0 | 0 | 0 | 0 | 0.22636 | 0.20831
1996 | 202.5833 | 0 | 0 | 0 | 0 | 0 | 0 | 0.16419 | 0.18187
1996 | 202.5937 | 0 | 0 | 0 | 0 | 0 | 0 | 0.16825 | 0.15463
1996 | 202.6042 | 0 | 0 | 0 | 0 | 0 | 0 | 0.1585 | 0.16064
1996 | 202.6146 | 0 | 0 | 0 | 0 | 0 | 0 | 0.165 | 0.16785
1996 | 202.625 | 0 | 0 | 0 | 0 | 0 | 0 | 0.17191 | 0.17386
1996 | 202.6354 | 0 | 0 | 0 | 0 | 0 | 0 | 0.18044 | 0.16625
1996 | 202.6458 | 0 | 0 | 0 | 0 | 0 | 0 | 0.17028 | 0.17586
1996 | 202.6562 | 0 | 0 | 0 | 0 | 0 | 0 | 0.16215 | 0.19149
1996 | 202.6667 | 0 | 0 | 0 | 0 | 0 | 0 | 0.2288 | 0.21793
1996 | 202.6771 | 0 | 0 | 0 | 0 | 0 | 0 | 0.21824 | 0.23796
1996 | 202.6875 | 0 | 0 | 0 | 0 | 0 | 0 | 0.21783 | 0.23635
1996 | 202.6979 | 0 | 0 | 0 | 0 | 0 | 0 | 0.22718 | 0.22514
1996 | 202.7083 | 0 | 0 | 0 | 0 | 0 | 0 | 0.1906 | 0.19629
1996 | 202.7187 | 0 | 0 | 0 | 0 | 0 | 0 | 0.1906 | 0.20791
1996 | 202.7292 | 0 | 0 | 0 | 0 | 0 | 0 | 0.21661 | 0.21112
1996 | 202.7396 | 0 | 0 | 0 | 0 | 0 | 0 | 0.16784 | 0.17907
1996 | 202.75 | 0 | 0 | 0 | 0 | 0 | 0 | 0.16053 | 0.16945
1996 | 202.7604 | 0 | 0 | 0 | 0 | 0 | 0 | 0.15687 | 0.1362
1996 | 202.7708 | 0 | 0 | 0 | 0 | 0 | 0 | 0.12192 | 0.11617
1996 | 202.7812 | 0 | 0 | 0 | 0 | 0 | 0 | 0.11989 | 0.12058
1996 | 202.7917 | 0 | 0 | 0 | 0 | 0 | 0 | 0.10607 | 0.10376
1996 | 202.8021 | 0 | 0 | 0 | 0 | 0 | 0 | 0.083312 | 0.076515
1996 | 202.8125 | 0 | 0 | 0 | 0 | 0 | 0 | 0.054051 | 0.050075
1996 | 202.8229 | 0 | 0 | 0 | 0 | 0 | 0 | 0.044298 | 0.034852
1996 | 202.8333 | 0 | 0 | 0 | 0 | 0 | 0 | 0.025603 | 0.037256
1996 | 202.8437 | 0 | 0 | 0 | 0 | 0 | 0 | 0.021539 | 0.028843
1996 | 202.8542 | 0 | 0 | 0 | 0 | 0 | 0 | 0.015443 | 0.01362
1996 | 202.8646 | 0 | 0 | 0 | 0 | 0 | 0 | 0.030074 | 0.02684
1996 | 202.875 | 0 | 0 | 0 | 0 | 0 | 0 | 0.013818 | 0.0028042
1996 | 202.8854 | 0 | 0 | 0 | 0 | 0 | 0 | 0.02479 | 0.030846
1996 | 202.8958 | 0 | 0 | 0 | 0 | 0 | 0 | 0.011379 | 0.016825
1996 | 202.9062 | 0 | 0 | 0 | 0 | 0 | 0 | 0.015037 | 0.016825
1996 | 202.9167 | 0 | 0 | 0 | 0 | 0 | 0 | 0.014224 | 0.014021
1996 | 202.9271 | 0 | 0 | 0 | 0 | 0 | 0 | 0.01016 | 0.0068102
1996 | 202.9375 | 0 | 0 | 0 | 0 | 0 | 0 | 0.01016 | 1.1369e-13
1996 | 202.9479 | 0 | 0 | 0 | 0 | 0 | 0 | 0.014224 | 0.023635
1996 | 202.9583 | 0 | 0 | 0 | 0 | 0 | 0 | 0.0085344 | 0.0088132
1996 | 202.9687 | 0 | 0 | 0 | 0 | 0 | 0 | 0.015037 | 0.015623
1996 | 202.9792 | 0 | 0 | 0 | 0 | 0 | 0 | 0.0077216 | 0.010816
1996 | 202.9896 | 0 | 0 | 0 | 0 | 0 | 0 | 0.006096 | 0.0012018
1996 | 203 | 0 | 0 | 0 | 0 | 0 | 0 | 0.013818 | 0.014422
1996 | 203.0104 | 0 | 0 | 0 | 0 | 0 | 0 | 0.0036576 | 0.008012
1996 | 203.0208 | 0 | 0 | 0 | 0 | 0 | 0 | 0.0093472 | 0.010015
1996 | 203.0312 | 0 | 0 | 0 | 0 | 0 | 0 | 0.0069088 | 0.010416
1996 | 203.0417 | 0 | 0 | 0 | 0 | 0 | 0 | 0.0089408 | 0.0028042
1996 | 203.0521 | 0 | 0 | 0 | 0 | 0 | 0 | 0.011786 | 0.0092138
1996 | 203.0625 | 0 | 0 | 0 | 0 | 0 | 0 | 0.0077216 | 0.014822
1996 | 203.0729 | 0 | 0 | 0 | 0 | 0 | 0 | 0.013818 | 0.0056084
1996 | 203.0833 | 0 | 0 | 0 | 0 | 0 | 0 | 0.004064 | 0.012419
1996 | 203.0937 | 0 | 0 | 0 | 0 | 0 | 0 | 0.010973 | 0.0076114
1996 | 203.1042 | 0 | 0 | 0 | 0 | 0 | 0 | 0.006096 | 0.0076114
1996 | 203.1146 | 0 | 0 | 0 | 0 | 0 | 0 | 0.010973 | 0.0024036
1996 | 203.125 | 0 | 0 | 0 | 0 | 0 | 0 | 0.0056896 | 0.017626
1996 | 203.1354 | 0 | 0 | 0 | 0 | 0 | 0 | 0.012192 | 0.0084126
1996 | 203.1458 | 0 | 0 | 0 | 0 | 0 | 0 | 0.0036576 | 0.0072108
1996 | 203.1562 | 0 | 0 | 0 | 0 | 0 | 0 | 0.0065024 | 0.0048072
1996 | 203.1667 | 0 | 0 | 0 | 0 | 0 | 0 | 0.0065024 | 0.0004006
1996 | 203.1771 | 0 | 0 | 0 | 0 | 0 | 0 | 0.0093472 | 0.010416
1996 | 203.1875 | 0 | 0 | 0 | 0 | 0 | 0 | 0.0004064 | 0.0064096
1996 | 203.1979 | 0 | 0 | 0 | 0 | 0 | 0 | 0.0077216 | 0.0064096
1996 | 203.2083 | 0 | 0 | 0 | 0 | 0 | 0 | 0.0044704 | 0.006009
1996 | 203.2187 | 0 | 0 | 0 | 0 | 0 | 0 | 0.0044704 | 0.004006
1996 | 203.2292 | 0 | 0 | 0 | 0 | 0 | 0 | 0.0028448 | -0.0048072
1996 | 203.2396 | 0 | 0 | 0 | 0 | 0 | 0 | 0.0036576 | 0.01322
1996 | 203.25 | 0 | 0 | 0 | 0 | 0 | 0 | -0.0004064 | 0.0052078
1996 | 203.2604 | 0 | 0 | 0 | 0 | 0 | 0 | 0.0044704 | 0.0008012
1996 | 203.2708 | 0 | 0 | 0 | 0 | 0 | 0 | 0.0044704 | 0.0056084
1996 | 203.2812 | 0 | 0 | 0 | 0 | 0 | 0 | 0.0012192 | 0.010816
1996 | 203.2917 | 0 | 0 | 0 | 0 | 0 | 0 | 0.019914 | 0.012018
1996 | 203.3021 | 0 | 0 | 0 | 0 | 0 | 0 | 0.018694 | 0.030045
1996 | 203.3125 | 0 | 0 | 0 | 0 | 0 | 0 | 0.022758 | 0.032849
1996 | 203.3229 | 0 | 0 | 0 | 0 | 0 | 0 | 0.052832 | 0.056885
1996 | 203.3333 | 0 | 0 | 0 | 0 | 0 | 0 | 0.05527 | 0.078117
1996 | 203.3437 | 0 | 0 | 0 | 0 | 0 | 0 | 0.095098 | 0.082123
1996 | 203.3542 | 0 | 0 | 0 | 0 | 0 | 0 | 0.10444 | 0.096144
1996 | 203.3646 | 0 | 0 | 0 | 0 | 0 | 0 | 0.13614 | 0.14662
1996 | 203.375 | 0 | 0 | 0 | 0 | 0 | 0 | 0.16134 | 0.15824
1996 | 203.3854 | 0 | 0 | 0 | 0 | 0 | 0 | 0.17353 | 0.18428
1996 | 203.3958 | 0 | 0 | 0 | 0 | 0 | 0 | 0.18451 | 0.18628
1996 | 203.4062 | 0 | 0 | 0 | 0 | 0 | 0 | 0.21783 | 0.1987
1996 | 203.4167 | 0 | 0 | 0 | 0 | 0 | 0 | 0.20117 | 0.2003
1996 | 203.4271 | 0 | 0 | 0 | 0 | 0 | 0 | 0.23205 | 0.23395
1996 | 203.4375 | 0 | 0 | 0 | 0 | 0 | 0 | 0.24221 | 0.22834
1996 | 203.4479 | 0 | 0 | 0 | 0 | 0 | 0 | 0.23002 | 0.23916
1996 | 203.4583 | 0 | 0 | 0 | 0 | 0 | 0 | 0.2666 | 0.24356
1996 | 203.4687 | 0 | 0 | 0 | 0 | 0 | 0 | 0.25319 | 0.25278
1996 | 203.4792 | 0 | 0 | 0 | 0 | 0 | 0 | 0.27351 | 0.26079
1996 | 203.4896 | 0 | 0 | 0 | 0 | 0 | 0 | 0.28489 | 0.27601
1996 | 203.5 | 0 | 0 | 0 | 0 | 0 | 0 | 0.26213 | 0.26119
1996 | 203.5104 | 0 | 0 | 0 | 0 | 0 | 0 | 0.28814 | 0.28242
1996 | 203.5208 | 0 | 0 | 0 | 0 | 0 | 0 | 0.30236 | 0.28803
1996 | 203.5312 | 0 | 0 | 0 | 0 | 0 | 0 | 0.29098 | 0.2688
1996 | 203.5417 | 0 | 0 | 0 | 0 | 0 | 0 | 0.27188 | 0.28683
1996 | 203.5521 | 0 | 0 | 0 | 0 | 0 | 0 | 0.29952 | 0.29484
1996 | 203.5625 | 0 | 0 | 0 | 0 | 0 | 0 | 0.28407 | 0.28643
1996 | 203.5729 | 0 | 0 | 0 | 0 | 0 | 0 | 0.27879 | 0.28523
1996 | 203.5833 | 0 | 0 | 0 | 0 | 0 | 0 | 0.28611 | 0.28883
1996 | 203.5937 | 0 | 0 | 0 | 0 | 0 | 0 | 0.29545 | 0.28523
1996 | 203.6042 | 0 | 0 | 0 | 0 | 0 | 0 | 0.29261 | 0.29925
1996 | 203.6146 | 0 | 0 | 0 | 0 | 0 | 0 | 0.29017 | 0.30205
1996 | 203.625 | 0 | 0 | 0 | 0 | 0 | 0 | 0.28854 | 0.29364
1996 | 203.6354 | 0 | 0 | 0 | 0 | 0 | 0 | 0.2731 | 0.27601
1996 | 203.6458 | 0 | 0 | 0 | 0 | 0 | 0 | 0.26863 | 0.27361
1996 | 203.6562 | 0 | 0 | 0 | 0 | 0 | 0 | 0.25928 | 0.2696
1996 | 203.6667 | 0 | 0 | 0 | 0 | 0 | 0 | 0.2601 | 0.25959
1996 | 203.6771 | 0 | 0 | 0 | 0 | 0 | 0 | 0.21417 | 0.22954
1996 | 203.6875 | 0 | 0 | 0 | 0 | 0 | 0 | 0.23409 | 0.25358
1996 | 203.6979 | 0 | 0 | 0 | 0 | 0 | 0 | 0.23612 | 0.23876
1996 | 203.7083 | 0 | 0 | 0 | 0 | 0 | 0 | 0.22149 | 0.22754
1996 | 203.7187 | 0 | 0 | 0 | 0 | 0 | 0 | 0.19385 | 0.21192
1996 | 203.7292 | 0 | 0 | 0 | 0 | 0 | 0 | 0.19426 | 0.1979
1996 | 203.7396 | 0 | 0 | 0 | 0 | 0 | 0 | 0.20117 | 0.19269
1996 | 203.75 | 0 | 0 | 0 | 0 | 0 | 0 | 0.16906 | 0.16865
1996 | 203.7604 | 0 | 0 | 0 | 0 | 0 | 0 | 0.17556 | 0.17747
1996 | 203.7708 | 0 | 0 | 0 | 0 | 0 | 0 | 0.13249 | 0.15263
1996 | 203.7812 | 0 | 0 | 0 | 0 | 0 | 0 | 0.15524 | 0.14742
1996 | 203.7917 | 0 | 0 | 0 | 0 | 0 | 0 | 0.11582 | 0.11417
1996 | 203.8021 | 0 | 0 | 0 | 0 | 0 | 0 | 0.10485 | 0.088132
1996 | 203.8125 | 0 | 0 | 0 | 0 | 0 | 0 | 0.067462 | 0.075713
1996 | 203.8229 | 0 | 0 | 0 | 0 | 0 | 0 | 0.076403 | 0.070906
1996 | 203.8333 | 0 | 0 | 0 | 0 | 0 | 0 | 0.058928 | 0.050476
1996 | 203.8437 | 0 | 0 | 0 | 0 | 0 | 0 | 0.037795 | 0.04006
1996 | 203.8542 | 0 | 0 | 0 | 0 | 0 | 0 | 0.028448 | 0.031247
1996 | 203.8646 | 0 | 0 | 0 | 0 | 0 | 0 | 0.031293 | 0.015223
1996 | 203.875 | 0 | 0 | 0 | 0 | 0 | 0 | 0.022352 | 0.032048
1996 | 203.8854 | 0 | 0 | 0 | 0 | 0 | 0 | 0.015037 | 0.022033
1996 | 203.8958 | 0 | 0 | 0 | 0 | 0 | 0 | 0.021133 | 0.014422
1996 | 203.9062 | 0 | 0 | 0 | 0 | 0 | 0 | 0.016662 | 0.014422
1996 | 203.9167 | 0 | 0 | 0 | 0 | 0 | 0 | 0.011379 | 0.0052078
1996 | 203.9271 | 0 | 0 | 0 | 0 | 0 | 0 | 0.0097536 | 0.023635
1996 | 203.9375 | 0 | 0 | 0 | 0 | 0 | 0 | 0.0085344 | 0.014021
1996 | 203.9479 | 0 | 0 | 0 | 0 | 0 | 0 | 0.013411 | 0.011617
1996 | 203.9583 | 0 | 0 | 0 | 0 | 0 | 0 | 0.0097536 | 0.010816
1996 | 203.9687 | 0 | 0 | 0 | 0 | 0 | 0 | 0.0073152 | 0.0084126
1996 | 203.9792 | 0 | 0 | 0 | 0 | 0 | 0 | 0.012192 | 0.01362
1996 | 203.9896 | 0 | 0 | 0 | 0 | 0 | 0 | 0.0036576 | 0.011217
1996 | 204 | 0 | 0 | 0 | 0 | 0 | 0 | 0.010566 | 0.010015
1996 | 204.0104 | 0 | 0 | 0 | 0 | 0 | 0 | 0.0093472 | 0.011617
1996 | 204.0208 | 0 | 0 | 0 | 0 | 0 | 0 | 0.004064 | 0.0076114
1996 | 204.0312 | 0 | 0 | 0 | 0 | 0 | 0 | 0.012598 | -0.0008012
1996 | 204.0417 | 0 | 0 | 0 | 0 | 0 | 0 | 0.0032512 | 0.014021
1996 | 204.0521 | 0 | 0 | 0 | 0 | 0 | 0 | 0.0004064 | 0.0056084
1996 | 204.0625 | 0 | 0 | 0 | 0 | 0 | 0 | 0.0085344 | 0.004006
1996 | 204.0729 | 0 | 0 | 0 | 0 | 0 | 0 | 0.0077216 | 0.0076114
1996 | 204.0833 | 0 | 0 | 0 | 0 | 0 | 0 | 0.0073152 | 0.010015
1996 | 204.0937 | 0 | 0 | 0 | 0 | 0 | 0 | 0.0024384 | -0.0004006
1996 | 204.1042 | 0 | 0 | 0 | 0 | 0 | 0 | 0.012598 | 0.012819
1996 | 204.1146 | 0 | 0 | 0 | 0 | 0 | 0 | 0.002032 | 0.0084126
1996 | 204.125 | 0 | 0 | 0 | 0 | 0 | 0 | 0.004064 | 0.0056084
1996 | 204.1354 | 0 | 0 | 0 | 0 | 0 | 0 | 0.0016256 | 0.0068102
1996 | 204.1458 | 0 | 0 | 0 | 0 | 0 | 0 | 0.0077216 | 0.004006
1996 | 204.1562 | 0 | 0 | 0 | 0 | 0 | 0 | -0.0016256 | -0.0056084
1996 | 204.1667 | 0 | 0 | 0 | 0 | 0 | 0 | 0.0065024 | 0.016024
1996 | 204.1771 | 0 | 0 | 0 | 0 | 0 | 0 | 0.0004064 | 0.0004006
1996 | 204.1875 | 0 | 0 | 0 | 0 | 0 | 0 | 0.0008128 | 0.0052078
1996 | 204.1979 | 0 | 0 | 0 | 0 | 0 | 0 | 0.01463 | 0.0088132
1996 | 204.2083 | 0 | 0 | 0 | 0 | 0 | 0 | 0.004064 | 0.0056084
1996 | 204.2187 | 0 | 0 | 0 | 0 | 0 | 0 | 0.0065024 | 0.0092138
1996 | 204.2292 | 0 | 0 | 0 | 0 | 0 | 0 | 0.012192 | 0.01322
1996 | 204.2396 | 0 | 0 | 0 | 0 | 0 | 0 | 0.0032512 | 0.0092138
1996 | 204.25 | 0 | 0 | 0 | 0 | 0 | 0 | 0.015037 | 0.010416
1996 | 204.2604 | 0 | 0 | 0 | 0 | 0 | 0 | 0.0097536 | 0.0092138
1996 | 204.2708 | 0 | 0 | 0 | 0 | 0 | 0 | 0.016662 | 0.004006
1996 | 204.2812 | 0 | 0 | 0 | 0 | 0 | 0 | 0.013818 | 0.025238
1996 | 204.2917 | 0 | 0 | 0 | 0 | 0 | 0 | 0.025603 | 0.024036
1996 | 204.3021 | 0 | 0 | 0 | 0 | 0 | 0 | 0.032106 | 0.030045
1996 | 204.3125 | 0 | 0 | 0 | 0 | 0 | 0 | 0.048362 | 0.052479
1996 | 204.3229 | 0 | 0 | 0 | 0 | 0 | 0 | 0.075184 | 0.072909
1996 | 204.3333 | 0 | 0 | 0 | 0 | 0 | 0 | 0.098755 | 0.088132
1996 | 204.3437 | 0 | 0 | 0 | 0 | 0 | 0 | 0.11217 | 0.11217
1996 | 204.3542 | 0 | 0 | 0 | 0 | 0 | 0 | 0.13777 | 0.14061
1996 | 204.3646 | 0 | 0 | 0 | 0 | 0 | 0 | 0.14387 | 0.15704
1996 | 204.375 | 0 | 0 | 0 | 0 | 0 | 0 | 0.18166 | 0.16905
1996 | 204.3854 | 0 | 0 | 0 | 0 | 0 | 0 | 0.19304 | 0.17466
1996 | 204.3958 | 0 | 0 | 0 | 0 | 0 | 0 | 0.20239 | 0.21072
1996 | 204.4062 | 0 | 0 | 0 | 0 | 0 | 0 | 0.23368 | 0.2027
1996 | 204.4167 | 0 | 0 | 0 | 0 | 0 | 0 | 0.21133 | 0.21392
1996 | 204.4271 | 0 | 0 | 0 | 0 | 0 | 0 | 0.21946 | 0.23155
1996 | 204.4375 | 0 | 0 | 0 | 0 | 0 | 0 | 0.26132 | 0.22634
1996 | 204.4479 | 0 | 0 | 0 | 0 | 0 | 0 | 0.23287 | 0.23756
1996 | 204.4583 | 0 | 0 | 0 | 0 | 0 | 0 | 0.23287 | 0.24116
1996 | 204.4687 | 0 | 0 | 0 | 0 | 0 | 0 | 0.21458 | 0.24637
1996 | 204.4792 | 0 | 0 | 0 | 0 | 0 | 0 | 0.24343 | 0.25719
1996 | 204.4896 | 0 | 0 | 0 | 0 | 0 | 0 | 0.24953 | 0.25598
1996 | 204.5 | 0 | 0 | 0 | 0 | 0.04633 | 0.012018 | 0.12964 | 0.1358
1996 | 204.5104 | 0 | 0 | 0 | 0 | 4.2639 | 3.7288 | 0 | 0
1996 | 204.5208 | 0 | 0 | 0 | 0 | 9.1562 | 10.6391 | 0 | 1.1369e-13
1996 | 204.5312 | 0 | 0 | 0 | 0 | 7.8216 | 7.4728 | -0.016662 | 0.036455
1996 | 204.5417 | 0 | 0 | 0 | 0 | 0 | 0 | 0.2158 | 0.29404
1996 | 204.5521 | 0 | 0 | 0 | 0 | 0 | 0 | 0.32634 | 0.34652
1996 | 204.5625 | 0 | 0 | 0 | 0 | 0 | 0 | 0.31333 | 0.29364
1996 | 204.5729 | 0 | 0 | 0 | 0 | 0 | 0 | 0.29261 | 0.32328
1996 | 204.5833 | 0 | 0 | 0 | 0 | 0 | 0 | 0.30968 | 0.31968
1996 | 204.5937 | 0 | 0 | 0 | 0 | 0 | 0 | 0.29911 | 0.29484
1996 | 204.6042 | 0 | 0 | 0 | 0 | 0 | 0 | 0.3174 | 0.3329
1996 | 204.6146 | 0 | 0 | 0 | 0 | 0 | 0 | 0.32675 | 0.31447
1996 | 204.625 | 0 | 0 | 0 | 0 | 0 | 0 | 0.30317 | 0.31888
1996 | 204.6354 | 0 | 0 | 0 | 0 | 0 | 0 | 0.33487 | 0.3341
1996 | 204.6458 | 0 | 0 | 0 | 0 | 0 | 0 | 0.26375 | 0.27681
1996 | 204.6562 | 0 | 0 | 0 | 0 | 0 | 0 | 0.31577 | 0.32088
1996 | 204.6667 | 0 | 0 | 0 | 0 | 0 | 0 | 0.30277 | 0.28002
1996 | 204.6771 | 0 | 0 | 0 | 0 | 0 | 0 | 0.25603 | 0.27882
1996 | 204.6875 | 0 | 0 | 0 | 0 | 0 | 0 | 0.27229 | 0.26319
1996 | 204.6979 | 0 | 0 | 0 | 0 | 0 | 0 | 0.24262 | 0.24116
1996 | 204.7083 | 0 | 0 | 0 | 0 | 0 | 0 | 0.23205 | 0.24316
1996 | 204.7187 | 0 | 0 | 0 | 0 | 0 | 0 | 0.22474 | 0.24156
1996 | 204.7292 | 0 | 0 | 0 | 0 | 0 | 0 | 0.19182 | 0.19669
1996 | 204.7396 | 0 | 0 | 0 | 0 | 0 | 0 | 0.17678 | 0.18067
1996 | 204.75 | 0 | 0 | 0 | 0 | 0 | 0 | 0.14996 | 0.15583
1996 | 204.7604 | 0 | 0 | 0 | 0 | 0 | 0 | 0.14305 | 0.15023
1996 | 204.7708 | 0 | 0 | 0 | 0 | 0 | 0 | 0.11054 | 0.11257
1996 | 204.7812 | 0 | 0 | 0 | 0 | 0 | 0 | 0.10079 | 0.082123
1996 | 204.7917 | 0 | 0 | 0 | 0 | 0 | 0 | 0.078842 | 0.078918
1996 | 204.8021 | 0 | 0 | 0 | 0 | 0 | 0 | 0.024384 | 0.047271
1996 | 204.8125 | 0 | 0 | 0 | 0.060891 | 0 | 0 | 0.10526 | 0.0012018
1996 | 204.8229 | 0 | 0 | 0.26497 | 0.15623 | 0 | 0 | 0.086157 | 0.04006
1996 | 204.8333 | 0 | 0 | 1.5427 | 1.5527 | 0 | 0 | 0 | -1.1369e-13
1996 | 204.8437 | 0 | 0 | 1.5516 | 1.3741 | 0 | 0 | 0 | 0
1996 | 204.8542 | 0 | 0 | 10.4388 | 10.946 | 0 | 0 | -1.1369e-13 | 0
1996 | 204.8646 | 0 | 0 | 2.7912 | 2.8547 | 0 | 0 | 0 | 0
1996 | 204.875 | 0 | 0 | 1.2542 | 1.1986 | 0 | 0 | -1.1369e-13 | 1.1369e-13
1996 | 204.8854 | 0 | 0 | 1.5882 | 1.5615 | 0 | 0 | 0 | 0
1996 | 204.8958 | 0 | 0 | 1.5191 | 1.479 | 0 | 0 | 0 | 0
1996 | 204.9062 | 0 | 0 | 1.3484 | 1.3003 | 0 | 0 | -1.1369e-13 | 1.1369e-13
1996 | 204.9167 | 0 | 0 | 1.1826 | 1.1121 | 0 | 0 | 0 | 1.1369e-13
1996 | 204.9271 | 0 | 0 | 0.81849 | 0.91337 | 0 | 0 | 1.1369e-13 | 0
1996 | 204.9375 | 0 | 0 | 0.22758 | 0.25158 | 0 | 0 | 0 | 0.04006
1996 | 204.9479 | 0 | 0 | 0.04633 | 0.069704 | 0 | 0 | -0.0028448 | 0.058488
1996 | 204.9583 | 0 | 0 | 0 | 0 | 0 | 0 | 0.07112 | 0.032449
1996 | 204.9687 | 0 | 0 | 0 | 0 | 0 | 0 | 0.013818 | 0.060891
1996 | 204.9792 | 0 | 0 | 0 | 0 | 0 | 0 | 0.013411 | 0.024437
1996 | 204.9896 | 0 | 0 | 0 | 0 | 0 | 0 | -0.01463 | 0.011617
1996 | 205 | 0 | 0 | 0 | 0 | 0 | 0 | 0.01016 | 0.014822
1996 | 205.0104 | 0 | 0 | 0 | 0 | 0 | 0 | 0.016256 | 0.010816
1996 | 205.0208 | 0 | 0 | 0 | 0 | 0 | 0 | 0.01585 | 0.0088132
1996 | 205.0312 | 0 | 0 | 0 | 0 | 0 | 0 | -0.006096 | 0.006009
1996 | 205.0417 | 0 | 0 | 0 | 0 | 0 | 0 | 0.006096 | 0.0064096
1996 | 205.0521 | 0 | 0 | 0 | 0 | 0 | 0 | -0.0032512 | -0.011617
1996 | 205.0625 | 0 | 0 | 0 | 0 | 0 | 0 | 0.0016256 | 0.020831
1996 | 205.0729 | 0 | 0 | 0 | 0 | 0 | 0 | -0.0004064 | -0.0092138
1996 | 205.0833 | 0 | 0 | 0 | 0 | 0 | 0 | -0.002032 | -0.0016024
1996 | 205.0937 | 0 | 0 | 0 | 0 | 0 | 0 | 0.0012192 | -0.002003
1996 | 205.1042 | 0 | 0 | 0 | 0 | 0 | 0 | -0.0024384 | -0.0004006
1996 | 205.1146 | 0 | 0 | 0 | 0 | 0 | 0 | 0.0085344 | -0.0068102
1996 | 205.125 | 0 | 0 | 0 | 0 | 0 | 0 | -0.0073152 | 0.0048072
1996 | 205.1354 | 0 | 0 | 0 | 0 | 0 | 0 | -0.0004064 | -0.0052078
1996 | 205.1458 | 0 | 0 | 0 | 0 | 0 | 0 | 1.1369e-13 | 0.0032048
1996 | 205.1562 | 0 | 0 | 0 | 0 | 0 | 0 | -0.0028448 | -0.0052078
1996 | 205.1667 | 0 | 0 | 0 | 0 | 0 | 0 | 0.0077216 | 0.011617
1996 | 205.1771 | 0 | 0 | 0 | 0 | 0 | 0 | -0.0016256 | -0.0032048
1996 | 205.1875 | 0 | 0 | 0 | 0 | 0 | 0 | -0.0048768 | -0.002003
1996 | 205.1979 | 0 | 0 | 0 | 0 | 0 | 0 | -0.0065024 | -0.0076114
1996 | 205.2083 | 0 | 0 | 0 | 0 | 0 | 0 | -0.0004064 | -0.0012018
1996 | 205.2187 | 0 | 0 | 0 | 0 | 0 | 0 | 0.0008128 | 0.0004006
1996 | 205.2292 | 0 | 0 | 0 | 0 | 0 | 0 | -0.0077216 | 0.0048072
1996 | 205.2396 | 0 | 0 | 0 | 0 | 0 | 0 | -0.0032512 | -0.0076114
1996 | 205.25 | 0 | 0 | 0 | 0 | 0 | 0 | -0.0036576 | -0.016825
1996 | 205.2604 | 0 | 0 | 0 | 0 | 0 | 0 | 0.008128 | 0.0048072
1996 | 205.2708 | 0 | 0 | 0 | 0 | 0 | 0 | 0.019914 | 0.018027
1996 | 205.2812 | 0 | 0 | 0 | 0 | 0 | 0 | -0.011786 | 0.0012018
1996 | 205.2917 | 0 | 0 | 0 | 0 | 0 | 0 | 0.0036576 | 0.0096144
1996 | 205.3021 | 0 | 0 | 0 | 0 | 0 | 0 | 0.013411 | 0.004006
1996 | 205.3125 | 0 | 0 | 0 | 0 | 0 | 0 | 0.031699 | 0.020831
1996 | 205.3229 | 0 | 0 | 0 | 0 | 0 | 0 | 0.035763 | 0.042864
1996 | 205.3333 | 0 | 0 | 0 | 0 | 0 | 0 | 0.02479 | 0.057686
1996 | 205.3437 | 0 | 0 | 0 | 0 | 0 | 0 | 0.054864 | 0.031647
1996 | 205.3542 | 0 | 0 | 0 | 0 | 0 | 0 | 0.049581 | 0.069704
1996 | 205.3646 | 0 | 0 | 0 | 0 | 0 | 0 | 0.075184 | 0.056084
1996 | 205.375 | 0 | 0 | 0 | 0 | 0 | 0 | 0.088189 | 0.088933
1996 | 205.3854 | 0 | 0 | 0 | 0 | 0 | 0 | 0.079248 | 0.081722
1996 | 205.3958 | 0 | 0 | 0 | 0 | 0 | 0 | 0.073152 | 0.078918
1996 | 205.4062 | 0 | 0 | 0 | 0 | 0 | 0 | 0.098349 | 0.077716
1996 | 205.4167 | 0 | 0 | 0 | 0 | 0 | 0 | 0.12517 | 0.12939
1996 | 205.4271 | 0 | 0 | 0 | 0 | 0 | 0 | 0.13249 | 0.13019
1996 | 205.4375 | 0 | 0 | 0 | 0 | 0 | 0 | 0.13574 | 0.13821
1996 | 205.4479 | 0 | 0 | 0 | 0 | 0 | 0 | 0.14265 | 0.14221
1996 | 205.4583 | 0 | 0 | 0 | 0 | 0 | 0 | 0.15199 | 0.15824
1996 | 205.4687 | 0 | 0 | 0 | 0 | 0 | 0 | 0.15768 | 0.17306
1996 | 205.4792 | 0 | 0 | 0 | 0 | 0 | 0 | 0.17435 | 0.16224
1996 | 205.4896 | 0 | 0 | 0 | 0 | 0 | 0 | 0.18044 | 0.18588
1996 | 205.5 | 0 | 0 | 0 | 0 | 0 | 0 | 0.1902 | 0.18788
1996 | 205.5104 | 0 | 0 | 0 | 0 | 0 | 0 | 0.19629 | 0.16705
1996 | 205.5208 | 0 | 0 | 0 | 0 | 0 | 0 | 0.19223 | 0.21032
1996 | 205.5312 | 0 | 0 | 0 | 0 | 0 | 0 | 0.19141 | 0.20471
1996 | 205.5417 | 0 | 0 | 0 | 0 | 0 | 0 | 0.19548 | 0.1975
1996 | 205.5521 | 0 | 0 | 0 | 0 | 0 | 0 | 0.19832 | 0.1975
1996 | 205.5625 | 0 | 0 | 0 | 0 | 0 | 0 | 0.20686 | 0.20671
1996 | 205.5729 | 0 | 0 | 0 | 0 | 0 | 0 | 0.20157 | 0.2031
1996 | 205.5833 | 0 | 0 | 0 | 0 | 0 | 0 | 0.20686 | 0.1991
1996 | 205.5937 | 0 | 0 | 0 | 0 | 0 | 0 | 0.21092 | 0.21432
1996 | 205.6042 | 0 | 0 | 0 | 0 | 0 | 0 | 0.19873 | 0.2027
1996 | 205.6146 | 0 | 0 | 0 | 0 | 0 | 0 | 0.20726 | 0.19549
1996 | 205.625 | 0 | 0 | 0 | 0 | 0 | 0 | 0.18979 | 0.20591
1996 | 205.6354 | 0 | 0 | 0 | 0 | 0 | 0 | 0.20442 | 0.1991
1996 | 205.6458 | 0 | 0 | 0 | 0 | 0 | 0 | 0.19263 | 0.18267
1996 | 205.6562 | 0 | 0 | 0 | 0 | 0 | 0 | 0.17719 | 0.1983
1996 | 205.6667 | 0 | 0 | 0 | 0 | 0 | 0 | 0.18125 | 0.18347
1996 | 205.6771 | 0 | 0 | 0 | 0 | 0 | 0 | 0.16581 | 0.15984
1996 | 205.6875 | 0 | 0 | 0 | 0 | 0 | 0 | 0.17475 | 0.16785
1996 | 205.6979 | 0 | 0 | 0 | 0 | 0 | 0 | 0.15362 | 0.16625
1996 | 205.7083 | 0 | 0 | 0 | 0 | 0 | 0 | 0.16012 | 0.15063
1996 | 205.7187 | 0 | 0 | 0 | 0 | 0 | 0 | 0.13492 | 0.1366
1996 | 205.7292 | 0 | 0 | 0 | 0 | 0 | 0 | 0.11623 | 0.1362
1996 | 205.7396 | 0 | 0 | 0 | 0 | 0 | 0 | 0.10404 | 0.098548
1996 | 205.75 | 0 | 0 | 0 | 0 | 0 | 0 | 0.09591 | 0.090135
1996 | 205.7604 | 0 | 0 | 0 | 0 | 0 | 0 | 0.097536 | 0.094942
1996 | 205.7708 | 0 | 0 | 0 | 0 | 0 | 0 | 0.10241 | 0.11938
1996 | 205.7812 | 0 | 0 | 0 | 0 | 0 | 0 | 0.10201 | 0.097746
1996 | 205.7917 | 0 | 0 | 0 | 0 | 0 | 0 | 0.093472 | 0.083325
1996 | 205.8021 | 0 | 0 | 0 | 0 | 0 | 0 | 0.07681 | 0.082123
1996 | 205.8125 | 0 | 0 | 0 | 0 | 0 | 0 | 0.054051 | 0.061292
1996 | 205.8229 | 0 | 0 | 0 | 0 | 0 | 0 | 0.030074 | 0.017226
1996 | 205.8333 | 0 | 0 | 0 | 0 | 0 | 0 | 0.017069 | 0.035253
1996 | 205.8437 | 0 | 0 | 0 | 0 | 0 | 0 | 0.021946 | 0.02003
1996 | 205.8542 | 0 | 0 | 0 | 0 | 0 | 0 | 0.017475 | 0.0004006
1996 | 205.8646 | 0 | 0 | 0 | 0 | 0 | 0 | 0.018288 | 0.025238
1996 | 205.875 | 0 | 0 | 0 | 0 | 0 | 0 | 0.013818 | 0.020831
1996 | 205.8854 | 0 | 0 | 0 | 0 | 0 | 0 | 0.016256 | 0.015223
1996 | 205.8958 | 0 | 0 | 0 | 0 | 0 | 0 | 0.018694 | 0.011617
1996 | 205.9062 | 0 | 0 | 0 | 0 | 0 | 0 | 0.018288 | 0.028042
1996 | 205.9167 | 0 | 0 | 0 | 0 | 0 | 0 | 0.016256 | 0.017626
1996 | 205.9271 | 0 | 0 | 0 | 0 | 0 | 0 | 0.011786 | -0.0036054
1996 | 205.9375 | 0 | 0 | 0 | 0 | 0 | 0 | 0.0085344 | 0.030846
1996 | 205.9479 | 0 | 0 | 0 | 0 | 0 | 0 | 0.0073152 | 0.0044066
1996 | 205.9583 | 0 | 0 | 0 | 0 | 0 | 0 | 0.012598 | 0.0084126
1996 | 205.9687 | 0 | 0 | 0 | 0 | 0 | 0 | 0.0073152 | 0.0036054
1996 | 205.9792 | 0 | 0 | 0 | 0 | 0 | 0 | 0.0073152 | 0.008012
1996 | 205.9896 | 0 | 0 | 0 | 0 | 0 | 0 | 0.008128 | 0.019629
1996 | 206 | 0 | 0 | 0 | 0 | 0 | 0 | 0.012192 | -0.0044066
1996 | 206.0104 | 0 | 0 | 0 | 0 | 0 | 0 | -0.0004064 | 0.030446
1996 | 206.0208 | 0 | 0 | 0 | 0.024036 | 0 | 0 | 0.048362 | 0.016024
1996 | 206.0312 | 0 | 0 | 1.0306 | 0.60891 | 0 | 0 | 0.0028448 | 0
1996 | 206.0417 | 0 | 0 | 6.5609 | 6.4368 | 0 | 0 | 0 | 0
1996 | 206.0521 | 0 | 0 | 0.16581 | 0.17306 | 0 | 0 | 0.039014 | 0.079319
1996 | 206.0625 | 0 | 0 | 0 | 0 | 0 | 0 | 0.061366 | 0.03365
1996 | 206.0729 | 0 | 0 | 0 | 0 | 0 | 0 | 0.029261 | 0.046069
1996 | 206.0833 | 0 | 0 | 0 | 0 | 0 | 0 | 0.01585 | 0.057686
1996 | 206.0937 | 0 | 0 | 0 | 0 | 0 | 0 | 0.025603 | 0.018828
1996 | 206.1042 | 0 | 0 | 0 | 0 | 0 | 0 | 0.0008128 | 0.016024
1996 | 206.1146 | 0 | 0 | 0 | 0 | 0 | 0 | 0.0016256 | 0.044467
1996 | 206.125 | 0 | 0 | 0 | 0 | 0 | 0 | 0.0036576 | 0.017626
1996 | 206.1354 | 0 | 0 | 0 | 0 | 0 | 0 | 0.0089408 | 0.010816
1996 | 206.1458 | 0 | 0 | 0 | 0 | 0 | 0 | 0.018288 | 0.02644
1996 | 206.1562 | 0 | 0 | 0 | 0 | 0 | 0 | -0.0004064 | 0.012018
1996 | 206.1667 | 0 | 0 | 0 | 0 | 0 | 0 | 0.0077216 | -0.0004006
1996 | 206.1771 | 0 | 0 | 0 | 0 | 0 | 0 | 0.013818 | 0.01322
1996 | 206.1875 | 0 | 0 | 0 | 0 | 0 | 0 | 0.0077216 | -0.011217
1996 | 206.1979 | 0 | 0 | 0 | 0 | 0 | 0 | 0.021133 | 0.022834
1996 | 206.2083 | 0 | 0 | 0 | 0 | 0 | 0 | -0.002032 | 0.002003
1996 | 206.2187 | 0 | 0 | 0 | 0 | 0 | 0 | -0.0024384 | -0.010015
1996 | 206.2292 | 0 | 0 | 0 | 0 | 0 | 0 | 0.0028448 | 0.012419
1996 | 206.2396 | 0 | 0 | 0 | 0 | 0 | 0 | 0.006096 | 0.006009
1996 | 206.25 | 0 | 0 | 0 | 0 | 0 | 0 | -0.0036576 | -0.0056084
1996 | 206.2604 | 0 | 0 | 0 | 0 | 0 | 0 | -0.0052832 | 0.0044066
1996 | 206.2708 | 0 | 0 | 0 | 0 | 0 | 0 | 0.0032512 | 0.004006
1996 | 206.2812 | 0 | 0 | 0 | 0 | 0 | 0 | 0.0073152 | 0.0056084
1996 | 206.2917 | 0 | 0 | 0 | 0 | 0 | 0 | 0.011379 | -0.0004006
1996 | 206.3021 | 0 | 0 | 0 | 0 | 0 | 0 | 0.013818 | 0.039259
1996 | 206.3125 | 0 | 0 | 0 | 0 | 0 | 0 | 0.016256 | 0.015223
1996 | 206.3229 | 0 | 0 | 0 | 0 | 0 | 0 | 0.019507 | 0.0088132
1996 | 206.3333 | 0 | 0 | 0 | 0 | 0 | 0 | 0.039014 | 0.04687
1996 | 206.3437 | 0 | 0 | 0 | 0 | 0 | 0 | 0.043891 | 0.044867
1996 | 206.3542 | 0 | 0 | 0 | 0 | 0 | 0 | 0.06665 | 0.036054
1996 | 206.3646 | 0 | 0 | 0 | 0 | 0 | 0 | 0.065837 | 0.066099
1996 | 206.375 | 0 | 0 | 0 | 0 | 0 | 0 | 0.076403 | 0.092138
1996 | 206.3854 | 0 | 0 | 0 | 0 | 0 | 0 | 0.086563 | 0.084126
1996 | 206.3958 | 0 | 0 | 0 | 0 | 0 | 0 | 0.073558 | 0.060891
1996 | 206.4062 | 0 | 0 | 0 | 0 | 0 | 0 | 0.090627 | 0.10936
1996 | 206.4167 | 0 | 0 | 0 | 0 | 0 | 0 | 0.090627 | 0.090135
1996 | 206.4271 | 0 | 0 | 0 | 0 | 0 | 0 | 0.11582 | 0.098147
1996 | 206.4375 | 0 | 0 | 0 | 0 | 0 | 0 | 0.12517 | 0.14622
1996 | 206.4479 | 0 | 0 | 0 | 0 | 0 | 0 | 0.13249 | 0.11537
1996 | 206.4583 | 0 | 0 | 0 | 0 | 0 | 0 | 0.15321 | 0.14181
1996 | 206.4687 | 0 | 0 | 0 | 0 | 0 | 0 | 0.15443 | 0.16024
1996 | 206.4792 | 0 | 0 | 0 | 0 | 0 | 0 | 0.16378 | 0.16184
1996 | 206.4896 | 0 | 0 | 0 | 0 | 0 | 0 | 0.16378 | 0.17987
1996 | 206.5 | 0 | 0 | 0 | 0 | 0 | 0 | 0.17353 | 0.1354
1996 | 206.5104 | 0 | 0 | 0 | 0 | 0 | 0 | 0.17231 | 0.18147
1996 | 206.5208 | 0 | 0 | 0 | 0 | 0 | 0 | 0.17597 | 0.17025
1996 | 206.5312 | 0 | 0 | 0 | 0 | 0 | 0 | 0.18044 | 0.18588
1996 | 206.5417 | 0 | 0 | 0 | 0 | 0 | 0 | 0.18735 | 0.18267
1996 | 206.5521 | 0 | 0 | 0 | 0 | 0 | 0 | 0.18288 | 0.18988
1996 | 206.5625 | 0 | 0 | 0 | 0 | 0 | 0 | 0.20442 | 0.17626
1996 | 206.5729 | 0 | 0 | 0 | 0 | 0 | 0 | 0.20442 | 0.19629
1996 | 206.5833 | 0 | 0 | 0 | 0 | 0 | 0 | 0.19792 | 0.1987
1996 | 206.5937 | 0 | 0 | 0 | 0 | 0 | 0 | 0.1906 | 0.19669
1996 | 206.6042 | 0 | 0 | 0 | 0 | 0 | 0 | 0.20198 | 0.18067
1996 | 206.6146 | 0 | 0 | 0 | 0 | 0 | 0 | 0.1906 | 0.19309
1996 | 206.625 | 0 | 0 | 0 | 0 | 0 | 0 | 0.19345 | 0.19149
1996 | 206.6354 | 0 | 0 | 0 | 0 | 0 | 0 | 0.19426 | 0.2027
1996 | 206.6458 | 0 | 0 | 0 | 0 | 0 | 0 | 0.19467 | 0.17226
1996 | 206.6562 | 0 | 0 | 0 | 0 | 0 | 0 | 0.18776 | 0.1979
1996 | 206.6667 | 0 | 0 | 0 | 0 | 0 | 0 | 0.19182 | 0.18067
1996 | 206.6771 | 0 | 0 | 0 | 0 | 0 | 0 | 0.18572 | 0.18307
1996 | 206.6875 | 0 | 0 | 0 | 0 | 0 | 0 | 0.16378 | 0.16905
1996 | 206.6979 | 0 | 0 | 0 | 0 | 0 | 0 | 0.16256 | 0.16945
1996 | 206.7083 | 0 | 0 | 0 | 0 | 0 | 0 | 0.16012 | 0.14942
1996 | 206.7187 | 0 | 0 | 0 | 0 | 0 | 0 | 0.13614 | 0.1334
1996 | 206.7292 | 0 | 0 | 0 | 0 | 0 | 0 | 0.1272 | 0.14542
1996 | 206.7396 | 0 | 0 | 0 | 0 | 0 | 0 | 0.11501 | 0.10175
1996 | 206.75 | 0 | 0 | 0 | 0 | 0 | 0 | 0.086563 | 0.078918
1996 | 206.7604 | 0 | 0 | 0 | 0 | 0 | 0 | 0.083312 | 0.087331
1996 | 206.7708 | 0 | 0 | 0 | 0 | 0 | 0 | 0.080467 | 0.076114
1996 | 206.7812 | 0 | 0 | 0 | 0 | 0 | 0 | 0.075184 | 0.080521
1996 | 206.7917 | 0 | 0 | 0 | 0 | 0 | 0 | 0.061773 | 0.056885
1996 | 206.8021 | 0 | 0 | 0 | 0 | 0 | 0 | 0.048768 | 0.061292
1996 | 206.8125 | 0 | 0 | 0 | 0 | 0 | 0 | 0.02601 | 0.02644
1996 | 206.8229 | 0 | 0 | 0 | 0 | 0 | 0 | 0.019507 | 0.0036054
1996 | 206.8333 | 0 | 0 | 0 | 0 | 0 | 0 | 0.008128 | 0.024437
1996 | 206.8437 | 0 | 0 | 0 | 0 | 0 | 0 | 0.0056896 | 0.01362
1996 | 206.8542 | 0 | 0 | 0 | 0 | 0 | 0 | 0.0056896 | -0.0052078
1996 | 206.8646 | 0 | 0 | 0 | 0 | 0 | 0 | 0.0056896 | 0.0032048
1996 | 206.875 | 0 | 0 | 0 | 0 | 0 | 0 | 0.0077216 | 0.012018
1996 | 206.8854 | 0 | 0 | 0 | 0 | 0 | 0 | 0.004064 | 0.0072108
1996 | 206.8958 | 0 | 0 | 0 | 0 | 0 | 0 | 0.008128 | 0.0036054
1996 | 206.9062 | 0 | 0 | 0 | 0 | 0 | 0 | 0.0069088 | 0.002003
1996 | 206.9167 | 0 | 0 | 0 | 0 | 0 | 0 | 0.0032512 | 0.011617
1996 | 206.9271 | 0 | 0 | 0 | 0 | 0 | 0 | 0.0056896 | 0.0008012
1996 | 206.9375 | 0 | 0 | 0 | 0 | 0 | 0 | -1.1369e-13 | -0.0072108
1996 | 206.9479 | 0 | 0 | 0 | 0 | 0 | 0 | 0.0044704 | 0.011217
1996 | 206.9583 | 0 | 0 | 0 | 0 | 0 | 0 | 0.0028448 | 0.012018
1996 | 206.9687 | 0 | 0 | 0 | 0 | 0 | 0 | 0.0069088 | 0.0056084
1996 | 206.9792 | 0 | 0 | 0 | 0 | 0 | 0 | 0.0032512 | -0.0088132
1996 | 206.9896 | 0 | 0 | 0 | 0 | 0 | 0 | 0.0024384 | 0.018828
1996 | 207 | 0 | 0 | 0 | 0 | 0 | 0 | 0.0028448 | 0.0048072
1996 | 207.0104 | 0 | 0 | 0 | 0 | 0 | 0 | 0.0016256 | -0.010416
1996 | 207.0208 | 0 | 0 | 0 | 0 | 0 | 0 | 0.0008128 | 0.0096144
1996 | 207.0312 | 0 | 0 | 0 | 0 | 0 | 0 | 0.0065024 | 0.0092138
1996 | 207.0417 | 0 | 0 | 0 | 0 | 0 | 0 | 0.0073152 | -0.0008012
1996 | 207.0521 | 0 | 0 | 0 | 0 | 0 | 0 | 0.0028448 | -0.0012018
1996 | 207.0625 | 0 | 0 | 0 | 0 | 0 | 0 | 0.006096 | 0.02003
1996 | 207.0729 | 0 | 0 | 0 | 0 | 0 | 0 | -0.0016256 | 0.006009
1996 | 207.0833 | 0 | 0 | 0 | 0 | 0 | 0 | 0.0036576 | 0.0016024
1996 | 207.0937 | 0 | 0 | 0 | 0 | 0 | 0 | -0.0004064 | -0.014021
1996 | 207.1042 | 0 | 0 | 0 | 0 | 0 | 0 | 0.0024384 | 0.016024
1996 | 207.1146 | 0 | 0 | 0 | 0 | 0 | 0 | -0.0016256 | -0.0028042
1996 | 207.125 | 0 | 0 | 0 | 0 | 0 | 0 | -0.0032512 | -0.0052078
1996 | 207.1354 | 0 | 0 | 0 | 0 | 0 | 0 | -0.002032 | -0.0092138
1996 | 207.1458 | 0 | 0 | 0 | 0 | 0 | 0 | -0.0052832 | 0.0012018
1996 | 207.1562 | 0 | 0 | 0 | 0 | 0 | 0 | -0.004064 | 0.0024036
1996 | 207.1667 | 0 | 0 | 0 | 0 | 0 | 0 | -0.0032512 | -0.014422
1996 | 207.1771 | 0 | 0 | 0 | 0 | 0 | 0 | -0.0048768 | 0.0068102
1996 | 207.1875 | 0 | 0 | 0 | 0 | 0 | 0 | 0.0008128 | -0.0032048
1996 | 207.1979 | 0 | 0 | 0 | 0 | 0 | 0 | -0.0065024 | -0.002003
1996 | 207.2083 | 0 | 0.020831 | 0 | 0 | 0 | 0 | -0.004064 | 0.006009
1996 | 207.2187 | 0 | 0 | 0 | 0 | 0 | 0 | -0.002032 | 0.0052078
1996 | 207.2292 | 0 | 0 | 0 | 0 | 0 | 0 | -0.0073152 | 0.0008012
1996 | 207.2396 | 0 | 0 | 0 | 0 | 0 | 0 | 0.0012192 | -0.0016024
1996 | 207.25 | 0 | 0 | 0 | 0 | 0 | 0 | -0.0056896 | -0.0076114
1996 | 207.2604 | 0 | 0 | 0 | 0 | 0 | 0 | -0.0008128 | 0.0064096
1996 | 207.2708 | 0 | 0 | 0 | 0 | 0 | 0 | -0.0012192 | -0.002003
1996 | 207.2812 | 0 | 0 | 0 | 0 | 0 | 0 | 0.0008128 | -0.012819
1996 | 207.2917 | 0 | 0 | 0 | 0 | 0 | 0 | 1.1369e-13 | 0.01322
1996 | 207.3021 | 0 | 0 | 0 | 0 | 0 | 0 | 0.0032512 | -0.0024036
1996 | 207.3125 | 0 | 0 | 0 | 0 | 0 | 0 | 0.013411 | 0.025238
1996 | 207.3229 | 0 | 0 | 0 | 0 | 0 | 0 | 0.025197 | 0.022434
1996 | 207.3333 | 0 | 0 | 0 | 0 | 0 | 0 | 0.013818 | 0.0084126
1996 | 207.3437 | 0 | 0 | 0 | 0 | 0 | 0 | 0.022352 | 0.023635
1996 | 207.3542 | 0 | 0 | 0 | 0 | 0 | 0 | 0.045517 | 0.048873
1996 | 207.3646 | 0 | 0 | 0 | 0 | 0 | 0 | 0.068275 | 0.070105
1996 | 207.375 | 0 | 0 | 0 | 0 | 0 | 0 | 0.069901 | 0.080521
1996 | 207.3854 | 0 | 0 | 0 | 0 | 0 | 0 | 0.079654 | 0.078918
1996 | 207.3958 | 0 | 0 | 0 | 0 | 0 | 0 | 0.090627 | 0.075713
1996 | 207.4062 | 0 | 0 | 0 | 0 | 0 | 0 | 0.10648 | 0.11938
1996 | 207.4167 | 0 | 0 | 0 | 0 | 0 | 0 | 0.11339 | 0.12298
1996 | 207.4271 | 0 | 0 | 0 | 0 | 0 | 0 | 0.12761 | 0.12459
1996 | 207.4375 | 0 | 0 | 0 | 0 | 0 | 0 | 0.13452 | 0.14782
1996 | 207.4479 | 0 | 0 | 0 | 0 | 0 | 0 | 0.15443 | 0.15463
1996 | 207.4583 | 0 | 0 | 0 | 0 | 0 | 0 | 0.16337 | 0.17066
1996 | 207.4687 | 0 | 0 | 0 | 0 | 0 | 0 | 0.1776 | 0.17546
1996 | 207.4792 | 0 | 0 | 0 | 0 | 0 | 0 | 0.17231 | 0.19389
1996 | 207.4896 | 0 | 0 | 0 | 0 | 0 | 0 | 0.21946 | 0.22113
1996 | 207.5 | 0 | 0 | 0 | 0 | 0 | 0 | 0.18938 | 0.2007
1996 | 207.5104 | 0 | 0 | 0 | 0 | 0 | 0 | 0.21742 | 0.20671
1996 | 207.5208 | 0 | 0 | 0 | 0 | 0 | 0 | 0.20726 | 0.23155
1996 | 207.5312 | 0 | 0 | 0 | 0 | 0 | 0 | 0.18654 | 0.2035
1996 | 207.5417 | 0 | 0 | 0 | 0 | 0 | 0 | 0.15159 | 0.14462
1996 | 207.5521 | 0 | 0 | 0 | 0 | 0 | 0 | 0.15768 | 0.17226
1996 | 207.5625 | 0 | 0 | 0 | 0 | 0 | 0 | 0.20361 | 0.21232
1996 | 207.5729 | 0 | 0 | 0 | 0 | 0 | 0 | 0.22027 | 0.22714
1996 | 207.5833 | 0 | 0 | 0 | 0 | 0 | 0 | 0.22515 | 0.23876
1996 | 207.5937 | 0 | 0 | 0 | 0 | 0 | 0 | 0.23002 | 0.23395
1996 | 207.6042 | 0 | 0 | 0 | 0 | 0 | 0 | 0.22189 | 0.21993
1996 | 207.6146 | 0 | 0 | 0 | 0 | 0 | 0 | 0.22108 | 0.24597
1996 | 207.625 | 0 | 0 | 0 | 0 | 0 | 0 | 0.19101 | 0.19589
1996 | 207.6354 | 0 | 0 | 0 | 0 | 0 | 0 | 0.2158 | 0.22834
1996 | 207.6458 | 0 | 0 | 0 | 0 | 0 | 0 | 0.23327 | 0.24036
1996 | 207.6562 | 0 | 0 | 0 | 0 | 0 | 0 | 0.2288 | 0.23315
1996 | 207.6667 | 0 | 0 | 0 | 0 | 0 | 0 | 0.22108 | 0.23275
1996 | 207.6771 | 0 | 0 | 0 | 0 | 0 | 0 | 0.21052 | 0.23595
1996 | 207.6875 | 0 | 0 | 0 | 0 | 0 | 0 | 0.20401 | 0.21072
1996 | 207.6979 | 0 | 0 | 0 | 0 | 0 | 0 | 0.19954 | 0.19629
1996 | 207.7083 | 0 | 0 | 0 | 0 | 0 | 0 | 0.20361 | 0.23595
1996 | 207.7187 | 0 | 0 | 0 | 0 | 0 | 0 | 0.165 | 0.18988
1996 | 207.7292 | 0 | 0 | 0 | 0 | 0 | 0 | 0.178 | 0.18948
1996 | 207.7396 | 0 | 0 | 0 | 0 | 0 | 0 | 0.15403 | 0.15303
1996 | 207.75 | 0 | 0 | 0 | 0 | 0 | 0 | 0.16459 | 0.17386
1996 | 207.7604 | 0 | 0 | 0 | 0 | 0 | 0 | 0.14427 | 0.1346
1996 | 207.7708 | 0 | 0 | 0 | 0 | 0 | 0 | 0.10485 | 0.10976
1996 | 207.7812 | 0 | 0 | 0 | 0 | 0 | 0 | 0.091846 | 0.095343
1996 | 207.7917 | 0 | 0 | 0 | 0 | 0 | 0 | 0.079248 | 0.076915
1996 | 207.8021 | 0 | 0 | 0 | 0 | 0 | 0 | 0.057302 | 0.058087
1996 | 207.8125 | 0 | 0 | 0 | 0 | 0 | 0 | 0.051613 | 0.034452
1996 | 207.8229 | 0 | 0 | 0 | 0 | 0 | 0 | 0.040234 | 0.056885
1996 | 207.8333 | 0 | 0 | 0 | 0 | 0 | 0 | 0.041453 | 0.037256
1996 | 207.8437 | 0 | 0 | 0 | 0 | 0 | 0 | 0.035763 | 0.04006
1996 | 207.8542 | 0 | 0 | 0 | 0 | 0 | 0 | 0.039827 | 0.010015
1996 | 207.8646 | 0 | 0 | 0 | 0 | 0 | 0 | 0.032512 | 0.035653
1996 | 207.875 | 0 | 0 | 0 | 0 | 0 | 0 | 0.024384 | 0.034452
1996 | 207.8854 | 0 | 0 | 0 | 0 | 0 | 0 | 0.023978 | 0.010816
1996 | 207.8958 | 0 | 0 | 0 | 0 | 0 | 0 | 0.027229 | 0.037656
1996 | 207.9062 | 0 | 0 | 0 | 0 | 0 | 0 | 0.029667 | 0.03365
1996 | 207.9167 | 0 | 0 | 0 | 0 | 0 | 0 | 0.041453 | 0.029644
1996 | 207.9271 | 0 | 0 | 0 | 0 | 0 | 0 | 0.015443 | 0.025238
1996 | 207.9375 | 0 | 0 | 0.27391 | 0.30686 | 0 | 0 | 0 | 1.1369e-13
1996 | 207.9479 | 0 | 0 | 0.3617 | 0.42223 | 0 | 0 | 0 | 0
1996 | 207.9583 | 0 | 0 | 4.0591 | 3.9699 | 0 | 0 | -1.1369e-13 | -1.1369e-13
1996 | 207.9687 | 0 | 0 | 2.8984 | 4.1807 | 0 | 0 | -1.1369e-13 | 0
1996 | 207.9792 | 0 | 0 | 0.99731 | 0.97025 | 0 | 0 | -1.1369e-13 | -1.1369e-13
1996 | 207.9896 | 0 | 0 | 0.60797 | 0.57126 | 0 | 0 | -1.1369e-13 | 0
1996 | 208 | 0 | 0 | 0.17882 | 0.18828 | 0 | 0 | 0.0008128 | 0.0068102
1996 | 208.0104 | 0 | 0 | 0 | 0 | 0 | 0 | 0.018694 | 0.024036
1996 | 208.0208 | 0 | 0 | 0 | 0 | 0 | 0 | 0.02479 | 0.014422
1996 | 208.0312 | 0 | 0 | 0 | 0 | 0 | 0 | 0.0004064 | 0.008012
1996 | 208.0417 | 0 | 0 | 0 | 0 | 0 | 0 | 0.0028448 | 0.012018
1996 | 208.0521 | 0 | 0 | 0 | 0 | 0 | 0 | 0.0044704 | -0.0016024
1996 | 208.0625 | 0 | 0 | 0 | 0 | 0 | 0 | 0.010973 | 0.025238
1996 | 208.0729 | 0 | 0 | 0 | 0 | 0 | 0 | 0.002032 | -0.0064096
1996 | 208.0833 | 0 | 0 | 0 | 0 | 0 | 0 | -0.0024384 | 0.0052078
1996 | 208.0937 | 0 | 0 | 0 | 0 | 0 | 0 | 0.0016256 | -0.004006
1996 | 208.1042 | 0 | 0 | 0 | 0 | 0 | 0 | 0.0056896 | 0.006009
1996 | 208.1146 | 0 | 0 | 0 | 0 | 0 | 0 | 0.0044704 | 0.0068102
1996 | 208.125 | 0 | 0 | 0 | 0 | 0 | 0 | 0.004064 | -0.002003
1996 | 208.1354 | 0 | 0 | 0 | 0 | 0 | 0 | 0.0036576 | 0.011617
1996 | 208.1458 | 0 | 0 | 0 | 0 | 0 | 0 | 0.0044704 | 0.008012
1996 | 208.1562 | 0 | 0 | 0 | 0 | 0 | 0 | 0.0016256 | 0.004006
1996 | 208.1667 | 0 | 0 | 0 | 0 | 0 | 0 | 0.01016 | 0.0004006
1996 | 208.1771 | 0 | 0 | 0 | 0 | 0 | 0 | -0.0028448 | 0.002003
1996 | 208.1875 | 0 | 0 | 0 | 0 | 0 | 0 | -0.0024384 | 0.01322
1996 | 208.1979 | 0 | 0 | 0 | 0 | 0 | 0 | 0.0024384 | 0.0084126
1996 | 208.2083 | 0 | 0.023235 | 0 | 0 | 0 | 0 | 0.0048768 | 0.0072108
1996 | 208.2187 | 0 | 0 | 0 | 0 | 0 | 0 | 0.002032 | 0.017626
1996 | 208.2292 | 0 | 0 | 0 | 0 | 0 | 0 | 0.0032512 | -0.0008012
1996 | 208.2396 | 0 | 0 | 0 | 0 | 0 | 0 | 0.0065024 | 0.0004006
1996 | 208.25 | 0 | 0 | 0 | 0 | 0 | 0 | -0.0008128 | -0.0048072
1996 | 208.2604 | 0 | 0 | 0 | 0 | 0 | 0 | 0.0012192 | 0.016825
1996 | 208.2708 | 0 | 0 | 0 | 0 | 0 | 0 | -0.0016256 | 0
1996 | 208.2812 | 0 | 0 | 0 | 0 | 0 | 0 | 0.0052832 | -0.010015
1996 | 208.2917 | 0 | 0 | 0 | 0 | 0 | 0 | 0.014224 | 0.028443
1996 | 208.3021 | 0 | 0 | 0 | 0 | 0 | 0 | 0.013411 | 0.017626
1996 | 208.3125 | 0 | 0 | 0 | 0 | 0 | 0 | 0.025197 | 0.018828
1996 | 208.3229 | 0 | 0 | 0 | 0 | 0 | 0 | 0.032918 | 0.043265
1996 | 208.3333 | 0 | 0 | 0 | 0 | 0 | 0 | 0.048768 | 0.051277
1996 | 208.3437 | 0 | 0 | 0 | 0 | 0 | 0 | 0.062992 | 0.069304
1996 | 208.3542 | 0 | 0 | 0 | 0 | 0 | 0 | 0.062992 | 0.061292
1996 | 208.3646 | 0 | 0 | 0 | 0 | 0 | 0 | 0.096317 | 0.10015
1996 | 208.375 | 0 | 0 | 0 | 0 | 0 | 0 | 0.093878 | 0.087731
1996 | 208.3854 | 0 | 0 | 0 | 0 | 0 | 0 | 0.10932 | 0.11457
1996 | 208.3958 | 0 | 0 | 0 | 0 | 0 | 0 | 0.11786 | 0.092799
1996 | 208.4062 | 0 | 0 | 0 | 0 | 0 | 0 | 0.12598 | 0.11934
1996 | 208.4167 | 0 | 0 | 0 | 0 | 0 | 0 | 0.1459 | 0.11856
1996 | 208.4271 | 0 | 0 | 0 | 0 | 0 | 0 | 0.15484 | 0.14141
1996 | 208.4375 | 0 | 0 | 0 | 0 | 0 | 0 | 0.15752 | 0.16104
1996 | 208.4479 | 0 | 0 | 0 | 0 | 0 | 0 | 0.16386 | 0.16785
1996 | 208.4583 | 0 | 0 | 0 | 0 | 0 | 0 | 0.16833 | 0.16024
1996 | 208.4687 | 0 | 0 | 0 | 0 | 0 | 0 | 0.17841 | 0.17066
1996 | 208.4792 | 0 | 0 | 0 | 0 | 0 | 0 | 0.17841 | 0.18067
1996 | 208.4896 | 0 | 0 | 0 | 0 | 0 | 0 | 0.18166 | 0.18468
1996 | 208.5 | 0 | 0 | 0 | 0 | 0 | 0 | 0.19548 | 0.18267
1996 | 208.5104 | 0 | 0 | 0 | 0 | 0 | 0 | 0.19873 | 0.2027
1996 | 208.5208 | 0 | 0 | 0 | 0 | 0 | 0 | 0.18694 | 0.18067
1996 | 208.5312 | 0 | 0 | 0 | 0 | 0 | 0 | 0.18938 | 0.19589
1996 | 208.5417 | 0 | 0 | 0 | 0 | 0 | 0 | 0.18613 | 0.18668
1996 | 208.5521 | 0 | 0 | 0 | 0 | 0 | 0 | 0.19385 | 0.21192
1996 | 208.5625 | 0 | 0 | 0 | 0 | 0 | 0 | 0.20442 | 0.19389
1996 | 208.5729 | 0 | 0 | 0 | 0 | 0 | 0 | 0.19914 | 0.18468
1996 | 208.5833 | 0 | 0 | 0 | 0 | 0 | 0 | 0.19792 | 0.22554
1996 | 208.5937 | 0 | 0 | 0 | 0 | 0 | 0 | 0.18247 | 0.18227
1996 | 208.6042 | 0 | 0 | 0 | 0 | 0 | 0 | 0.20279 | 0.19349
1996 | 208.6146 | 0 | 0 | 0 | 0 | 0 | 0 | 0.19426 | 0.20551
1996 | 208.625 | 0 | 0 | 0 | 0 | 0 | 0 | 0.16947 | 0.18668
1996 | 208.6354 | 0 | 0 | 0 | 0 | 0 | 0 | 0.17394 | 0.17546
1996 | 208.6458 | 0 | 0 | 0 | 0 | 0 | 0 | 0.1841 | 0.18468
1996 | 208.6562 | 0 | 0 | 0 | 0 | 0 | 0 | 0.13249 | 0.14902
1996 | 208.6667 | 0 | 0 | 0 | 0 | 0 | 0 | 0.16825 | 0.16985
1996 | 208.6771 | 0 | 0 | 0 | 0 | 0 | 0 | 0.17313 | 0.17106
1996 | 208.6875 | 0 | 0 | 0 | 0 | 0 | 0 | 0.14915 | 0.1326
1996 | 208.6979 | 0 | 0 | 0 | 0 | 0 | 0 | 0.14224 | 0.16505
1996 | 208.7083 | 0 | 0 | 0 | 0 | 0 | 0 | 0.13371 | 0.12419
1996 | 208.7187 | 0 | 0 | 0 | 0 | 0 | 0 | 0.12111 | 0.11577
1996 | 208.7292 | 0 | 0 | 0 | 0 | 0 | 0 | 0.096317 | 0.10175
1996 | 208.7396 | 0 | 0 | 0 | 0 | 0 | 0 | 0.083312 | 0.095343
1996 | 208.75 | 0 | 0 | 0 | 0 | 0 | 0 | 0.067869 | 0.067301
1996 | 208.7604 | 0 | 0 | 0 | 0 | 0 | 0 | 0.096317 | 0.091737
1996 | 208.7708 | 0 | 0 | 0 | 0 | 0 | 0 | 0.08128 | 0.092138
1996 | 208.7812 | 0 | 0 | 0 | 0 | 0 | 0 | 0.052426 | 0.058087
1996 | 208.7917 | 0 | 0 | 0 | 0 | 0 | 0 | 0.04064 | 0.040861
1996 | 208.8021 | 0 | 0 | 0 | 0 | 0 | 0 | 0.039421 | 0.034852
1996 | 208.8125 | 0 | 0 | 0 | 0 | 0 | 0 | 0.049581 | 0.047271
1996 | 208.8229 | 0 | 0 | 0 | 0 | 0 | 0 | 0.03617 | 0.039259
1996 | 208.8333 | 0 | 0 | 0 | 0 | 0 | 0 | 0.029667 | 0.032449
1996 | 208.8437 | 0 | 0 | 0 | 0 | 0 | 0 | 0.039827 | 0.036855
1996 | 208.8542 | 0 | 0 | 0 | 0 | 0 | 0 | 0.04511 | 0.034452
1996 | 208.8646 | 0 | 0 | 0 | 0 | 0 | 0 | 0.028042 | 0.035253
1996 | 208.875 | 0 | 0 | 0 | 0 | 0 | 0 | 0.029667 | 0.019629
1996 | 208.8854 | 0 | 0 | 0 | 0 | 0 | 0 | 0.01016 | 0.027241
1996 | 208.8958 | 0 | 0 | 0 | 0 | 0 | 0 | 0.013411 | 0.0032048
1996 | 208.9062 | 0 | 0 | 0 | 0 | 0 | 0 | 0.0012192 | 0.010015
1996 | 208.9167 | 0 | 0 | 0 | 0 | 0 | 0 | 0.013005 | 0.0028042
1996 | 208.9271 | 0 | 0 | 0 | 0 | 0 | 0 | 0.013005 | 0.014021
1996 | 208.9375 | 0 | 0 | 0 | 0 | 0 | 0 | 0.0008128 | 0.0096144
1996 | 208.9479 | 0 | 0 | 0 | 0 | 0 | 0 | 0.013411 | -0.017226
1996 | 208.9583 | 0 | 0 | 0 | 0 | 0 | 0 | -0.0012192 | 0.0084126
1996 | 208.9687 | 0 | 0 | 0 | 0 | 0 | 0 | 0.0077216 | 0.018027
1996 | 208.9792 | 0 | 0 | 0 | 0 | 0 | 0 | 0.017882 | 0.018428
1996 | 208.9896 | 0 | 0 | 0 | 0 | 0 | 0 | 0.014224 | -0.006009
1996 | 209 | 0 | 0 | 0 | 0 | 0 | 0 | -0.01463 | 0.019229
1996 | 209.0104 | 0 | 0 | 0 | 0 | 0 | 0 | 0.016662 | 0.011617
1996 | 209.0208 | 0 | 0 | 0.28611 | 0.25959 | 0 | 0 | -2.2737e-13 | 0
1996 | 209.0312 | 0 | 0 | 0.044704 | 0.04647 | 0 | 0 | 0.008128 | 0.0072108
1996 | 209.0417 | 0 | 0 | 0 | 0 | 0 | 0 | -0.0048768 | 0.018428
1996 | 209.0521 | 0 | 0 | 0.017069 | 0 | 0 | 0 | 0.0032512 | -0.011617
1996 | 209.0625 | 0 | 0 | 0.038202 | 0.018428 | 0 | 0 | 1.1369e-13 | 0.0028042
1996 | 209.0729 | 0 | 0 | 0.1398 | 0.17947 | 0 | 0 | -0.0024384 | 0.015623
1996 | 209.0833 | 0 | 0 | 0.016256 | 0.012819 | 0 | 0 | 0.0065024 | -0.0028042
1996 | 209.0937 | 0 | 0 | 0.084531 | 0.11137 | 0 | 0 | 2.2737e-13 | 0
1996 | 209.1042 | 0 | 0 | 1.9987 | 2.5566 | 0 | 0 | 0 | 1.1369e-13
1996 | 209.1146 | 0 | 0 | 0.46736 | 0.49674 | 0 | 0 | 0 | 0
1996 | 209.125 | 0 | 0 | 0.32512 | 0.28683 | 0 | 0 | 0 | 0
1996 | 209.1354 | 0 | 0 | 0.92009 | 0.89414 | 0 | 0 | 2.2737e-13 | -1.1369e-13
1996 | 209.1458 | 0 | 0 | 0.95504 | 0.9318 | 0 | 0 | 0 | 0
1996 | 209.1562 | 0 | 0 | 0.38933 | 0.37897 | 0 | 0 | -2.2737e-13 | 0
1996 | 209.1667 | 0 | 0 | 0.35926 | 0.399 | 0 | 0 | 1.1369e-13 | 0
1996 | 209.1771 | 0 | 0 | 0.91196 | 0.88452 | 0 | 0 | 1.1369e-13 | 0
1996 | 209.1875 | 0 | 0 | 0.51938 | 0.50876 | 0 | 0 | -1.1369e-13 | 1.1369e-13
1996 | 209.1979 | 0 | 0 | 0.3495 | 0.32529 | 0 | 0 | -1.1369e-13 | 0
1996 | 209.2083 | 0 | 0 | 0.11867 | 0.1314 | 0 | 0 | 0 | 0
1996 | 209.2187 | 0 | 0 | 0.04064 | 0.063295 | 0 | 0 | 0 | 1.1369e-13
1996 | 209.2292 | 0 | 0 | 0.13736 | 0.1314 | 0 | 0 | -1.1369e-13 | -1.1369e-13
1996 | 209.2396 | 0 | 0 | 0.082093 | 0.075313 | 0 | 0 | 1.1369e-13 | 0
1996 | 209.25 | 0 | 0 | 0.082093 | 0.080921 | 0 | 0 | -2.2737e-13 | 1.1369e-13
1996 | 209.2604 | 0 | 0 | 0.061773 | 0.048072 | 0 | 0 | 0 | 0
1996 | 209.2708 | 0 | 0 | 0.0089408 | 0.0088132 | 0 | 0 | -0.0004064 | -0.0024036
1996 | 209.2812 | 0 | 0 | 0 | 0 | 0 | 0 | 0.0089408 | 0.0076114
1996 | 209.2917 | 0 | 0 | 0 | 0 | 0 | 0 | 0.0008128 | -0.0004006
1996 | 209.3021 | 0 | 0 | 0 | 0 | 0 | 0 | 0.0044704 | 0.010816
1996 | 209.3125 | 0 | 0 | 0 | 0 | 0 | 0 | 0.010566 | 0.0092138
1996 | 209.3229 | 0 | 0 | 0 | 0 | 0 | 0 | 0.021133 | 0.0048072
1996 | 209.3333 | 0 | 0 | 0 | 0 | 0 | 0 | 0.050394 | 0.071707
1996 | 209.3437 | 0 | 0 | 0 | 0 | 0 | 0 | 0.032106 | 0.04006
1996 | 209.3542 | 0 | 0 | 0 | 0 | 0 | 0 | 0.050394 | 0.036455
1996 | 209.3646 | 0 | 0 | 0 | 0 | 0 | 0 | 0.047142 | 0.049674
1996 | 209.375 | 0 | 0 | 0 | 0 | 0 | 0 | 0.045923 | 0.056885
1996 | 209.3854 | 0 | 0 | 0 | 0 | 0 | 0 | 0.051206 | 0.047671
1996 | 209.3958 | 0 | 0 | 0 | 0 | 0 | 0 | 0.047955 | 0.039259
1996 | 209.4062 | 0 | 0 | 0 | 0 | 0 | 0 | 0.04511 | 0.048873
1996 | 209.4167 | 0 | 0 | 0 | 0 | 0 | 0 | 0.058928 | 0.063695
1996 | 209.4271 | 0 | 0 | 0 | 0 | 0 | 0 | 0.063398 | 0.056084
1996 | 209.4375 | 0 | 0 | 0 | 0 | 0 | 0 | 0.073558 | 0.070906
1996 | 209.4479 | 0 | 0 | 0 | 0 | 0 | 0 | 0.10038 | 0.10816
1996 | 209.4583 | 0 | 0 | 0 | 0 | 0 | 0 | 0.1524 | 0.15223
1996 | 209.4687 | 0 | 0 | 0 | 0 | 0 | 0 | 0.12558 | 0.098147
1996 | 209.4792 | 0 | 0 | 0 | 0 | 0 | 0 | 0.14143 | 0.14301
1996 | 209.4896 | 0 | 0 | 0 | 0 | 0 | 0 | 0.178 | 0.17586
1996 | 209.5 | 0 | 0 | 0 | 0 | 0 | 0 | 0.17353 | 0.18988
1996 | 209.5104 | 0 | 0 | 0 | 0 | 0 | 0 | 0.19467 | 0.20911
1996 | 209.5208 | 0 | 0 | 0 | 0 | 0 | 0 | 0.11582 | 0.14021
1996 | 209.5312 | 0 | 0 | 0 | 0 | 0 | 0 | 0.16947 | 0.16585
1996 | 209.5417 | 0 | 0 | 0 | 0 | 0 | 0 | 0.1841 | 0.16465
1996 | 209.5521 | 0 | 0 | 0 | 0 | 0 | 0 | 0.1902 | 0.17586
1996 | 209.5625 | 0 | 0 | 0 | 0 | 0 | 0 | 0.16662 | 0.1971
1996 | 209.5729 | 0 | 0 | 0 | 0 | 0 | 0 | 0.20726 | 0.19589
1996 | 209.5833 | 0 | 0 | 0 | 0 | 0 | 0 | 0.22596 | 0.22434
1996 | 209.5937 | 0 | 0 | 0 | 0 | 0 | 0 | 0.19101 | 0.18748
1996 | 209.6042 | 0 | 0 | 0 | 0 | 0 | 0 | 0.21377 | 0.18107
1996 | 209.6146 | 0 | 0 | 0 | 0 | 0 | 0 | 0.20036 | 0.20671
1996 | 209.625 | 0 | 0 | 0 | 0 | 0 | 0 | 0.20036 | 0.20431
1996 | 209.6354 | 0 | 0 | 0 | 0 | 0 | 0 | 0.18369 | 0.18227
1996 | 209.6458 | 0 | 0 | 0 | 0 | 0 | 0 | 0.17922 | 0.16705
1996 | 209.6562 | 0 | 0 | 0 | 0 | 0 | 0 | 0.16947 | 0.17666
1996 | 209.6667 | 0 | 0 | 0 | 0 | 0 | 0 | 0.16337 | 0.16945
1996 | 209.6771 | 0 | 0 | 0 | 0 | 0 | 0 | 0.16459 | 0.14982
1996 | 209.6875 | 0 | 0 | 0 | 0 | 0 | 0 | 0.14671 | 0.14542
1996 | 209.6979 | 0 | 0 | 0 | 0 | 0 | 0 | 0.15484 | 0.16024
1996 | 209.7083 | 0 | 0 | 0 | 0 | 0 | 0 | 0.14143 | 0.14181
1996 | 209.7187 | 0 | 0 | 0 | 0 | 0 | 0 | 0.13249 | 0.13019
1996 | 209.7292 | 0 | 0 | 0 | 0 | 0 | 0 | 0.11704 | 0.11457
1996 | 209.7396 | 0 | 0 | 0 | 0 | 0 | 0 | 0.091034 | 0.12338
1996 | 209.75 | 0 | 0 | 0 | 0 | 0 | 0 | 0.090627 | 0.08653
1996 | 209.7604 | 0 | 0 | 0 | 0 | 0 | 0 | 0.095504 | 0.098548
1996 | 209.7708 | 0 | 0 | 0 | 0 | 0 | 0 | 0.080061 | 0.077716
1996 | 209.7812 | 0 | 0 | 0 | 0 | 0 | 0 | 0.0508 | 0.059289
1996 | 209.7917 | 0 | 0 | 0 | 0 | 0 | 0 | 0.053645 | 0.048873
1996 | 209.8021 | 0 | 0 | 0 | 0 | 0 | 0 | 0.047549 | 0.038858
1996 | 209.8125 | 0 | 0 | 0 | 0 | 0 | 0 | 0.028854 | 0.04006
1996 | 209.8229 | 0 | 0 | 0 | 0 | 0 | 0 | 0.019914 | 0.019629
1996 | 209.8333 | 0 | 0 | 0 | 0 | 0 | 0 | 0.0089408 | 0.01362
1996 | 209.8437 | 0 | 0 | 0 | 0 | 0 | 0 | 0.013411 | 0.015623
1996 | 209.8542 | 0 | 0 | 0 | 0 | 0 | 0 | 0.0044704 | 0.0092138
1996 | 209.8646 | 0 | 0 | 0 | 0 | 0 | 0 | 0.013818 | 0.0088132
1996 | 209.875 | 0 | 0 | 0 | 0 | 0 | 0 | 0.0044704 | -0.006009
1996 | 209.8854 | 0 | 0 | 0 | 0 | 0 | 0 | 0 | 0.015623
1996 | 209.8958 | 0 | 0 | 0 | 0 | 0 | 0 | 0.0004064 | 0.0068102
1996 | 209.9062 | 0 | 0 | 0 | 0 | 0 | 0 | -0.0024384 | 0.0012018
1996 | 209.9167 | 0 | 0 | 0 | 0 | 0 | 0 | 0.0012192 | -0.006009
1996 | 209.9271 | 0 | 0 | 0 | 0 | 0 | 0 | -0.002032 | 0.0044066
1996 | 209.9375 | 0 | 0 | 0 | 0 | 0 | 0 | -0.004064 | -0.0064096
1996 | 209.9479 | 0 | 0 | 0 | 0 | 0 | 0 | -0.0052832 | -0.010015
1996 | 209.9583 | 0 | 0 | 0 | 0 | 0 | 0 | -0.0012192 | 0.010416
1996 | 209.9687 | 0 | 0 | 0 | 0 | 0 | 0 | -0.0073152 | -0.0096144
1996 | 209.9792 | 0 | 0 | 0 | 0 | 0 | 0 | -0.0028448 | 0.0088132
1996 | 209.9896 | 0 | 0.021632 | 0 | 0 | 0 | 0 | -0.0069088 | 0.004006
1996 | 210 | 0 | 0 | 0 | 0 | 0 | 0 | 0 | 0.0044066
1996 | 210.0104 | 0 | 0 | 0 | 0 | 0 | 0 | -0.006096 | -0.010416
1996 | 210.0208 | 0 | 0 | 0 | 0 | 0 | 0 | -0.0065024 | -0.011617
1996 | 210.0312 | 0 | 0 | 0 | 0 | 0 | 0 | -0.0032512 | 0.0032048
1996 | 210.0417 | 0 | 0 | 0 | 0 | 0 | 0 | -0.0073152 | -0.010816
1996 | 210.0521 | 0 | 0 | 0 | 0 | 0 | 0 | -0.004064 | -0.0016024
1996 | 210.0625 | 0 | 0 | 0 | 0 | 0 | 0 | -0.012192 | -0.016425
1996 | 210.0729 | 0 | 0 | 0 | 0 | 0 | 0 | -0.0052832 | 0.0012018
1996 | 210.0833 | 0 | 0 | 0 | 0 | 0 | 0 | -0.0089408 | -0.0096144
1996 | 210.0937 | 0 | 0 | 0 | 0 | 0 | 0 | -0.010566 | -0.019629
1996 | 210.1042 | 0 | 0 | 0 | 0 | 0 | 0 | -0.0085344 | 0.0044066
1996 | 210.1146 | 0 | 0 | 0 | 0 | 0 | 0 | -0.010973 | -0.01322
1996 | 210.125 | 0 | 0 | 0 | 0 | 0 | 0 | -0.0089408 | -0.0096144
1996 | 210.1354 | 0 | 0 | 0 | 0 | 0 | 0 | -0.011786 | -0.015223
1996 | 210.1458 | 0 | 0 | 0 | 0 | 0 | 0 | -0.008128 | 0.0024036
1996 | 210.1562 | 0 | 0 | 0 | 0 | 0 | 0 | -0.0093472 | -0.010416
1996 | 210.1667 | 0 | 0 | 0 | 0 | 0 | 0 | -0.008128 | -0.011217
1996 | 210.1771 | 0 | 0 | 0 | 0 | 0 | 0 | -0.011379 | -0.01362
1996 | 210.1875 | 0 | 0 | 0 | 0 | 0 | 0 | -0.004064 | -0.0004006
1996 | 210.1979 | 0 | 0 | 0 | 0 | 0 | 0 | -0.0085344 | -0.011217
1996 | 210.2083 | 0 | 0 | 0 | 0 | 0 | 0 | -0.010566 | -0.016425
1996 | 210.2187 | 0 | 0 | 0 | 0 | 0 | 0 | -0.010566 | 0.0008012
1996 | 210.2292 | 0 | 0 | 0 | 0 | 0 | 0 | -0.011379 | -0.012018
1996 | 210.2396 | 0 | 0 | 0 | 0 | 0 | 0 | -0.008128 | -0.016425
1996 | 210.25 | 0 | 0 | 0 | 0 | 0 | 0 | -0.0097536 | -0.0076114
1996 | 210.2604 | 0 | 0 | 0 | 0 | 0 | 0 | -0.0085344 | -0.0008012
1996 | 210.2708 | 0 | 0 | 0 | 0 | 0 | 0 | -0.006096 | -0.012018
1996 | 210.2812 | 0 | 0 | 0 | 0 | 0 | 0 | -0.0044704 | -0.0092138
1996 | 210.2917 | 0 | 0 | 0 | 0 | 0 | 0 | -0.0032512 | 0.0084126
1996 | 210.3021 | 0 | 0 | 0 | 0 | 0 | 0 | 0.0093472 | 0.014422
1996 | 210.3125 | 0 | 0 | 0 | 0 | 0 | 0 | 0.015443 | 0.017226
1996 | 210.3229 | 0 | 0 | 0 | 0 | 0 | 0 | 0.028042 | 0.021232
1996 | 210.3333 | 0 | 0 | 0 | 0 | 0 | 0 | 0.037795 | 0.047271
1996 | 210.3437 | 0 | 0 | 0 | 0 | 0 | 0 | 0.047955 | 0.051277
1996 | 210.3542 | 0 | 0 | 0 | 0 | 0 | 0 | 0.061773 | 0.064096
1996 | 210.3646 | 0 | 0 | 0 | 0 | 0 | 0 | 0.075997 | 0.063295
1996 | 210.375 | 0 | 0 | 0 | 0 | 0 | 0 | 0.089002 | 0.096945
1996 | 210.3854 | 0 | 0 | 0 | 0 | 0 | 0 | 0.093878 | 0.090936
1996 | 210.3958 | 0 | 0 | 0 | 0 | 0 | 0 | 0.10688 | 0.096945
1996 | 210.4062 | 0 | 0 | 0 | 0 | 0 | 0 | 0.11217 | 0.13741
1996 | 210.4167 | 0 | 0 | 0 | 0 | 0 | 0 | 0.1272 | 0.12939
1996 | 210.4271 | 0 | 0 | 0 | 0 | 0 | 0 | 0.14265 | 0.14462
1996 | 210.4375 | 0 | 0 | 0 | 0 | 0 | 0 | 0.16744 | 0.15824
1996 | 210.4479 | 0 | 0 | 0 | 0 | 0 | 0 | 0.16419 | 0.16745
1996 | 210.4583 | 0 | 0 | 0 | 0 | 0 | 0 | 0.17313 | 0.17266
1996 | 210.4687 | 0 | 0 | 0 | 0 | 0 | 0 | 0.18532 | 0.18307
1996 | 210.4792 | 0 | 0 | 0 | 0 | 0 | 0 | 0.18166 | 0.17787
1996 | 210.4896 | 0 | 0 | 0 | 0 | 0 | 0 | 0.18491 | 0.18948
1996 | 210.5 | 0 | 0 | 0 | 0 | 0 | 0 | 0.18898 | 0.18948
1996 | 210.5104 | 0 | 0 | 0 | 0 | 0 | 0 | 0.19548 | 0.17666
1996 | 210.5208 | 0 | 0 | 0 | 0 | 0 | 0 | 0.1967 | 0.21472
1996 | 210.5312 | 0 | 0 | 0 | 0 | 0 | 0 | 0.21092 | 0.20551
1996 | 210.5417 | 0 | 0 | 0 | 0 | 0 | 0 | 0.21864 | 0.21272
1996 | 210.5521 | 0 | 0 | 0 | 0 | 0 | 0 | 0.23043 | 0.22153
1996 | 210.5625 | 0 | 0 | 0 | 0 | 0 | 0 | 0.21986 | 0.23635
1996 | 210.5729 | 0 | 0 | 0 | 0 | 0 | 0 | 0.22068 | 0.21152
1996 | 210.5833 | 0 | 0 | 0 | 0 | 0 | 0 | 0.18776 | 0.2035
1996 | 210.5937 | 0 | 0 | 0 | 0 | 0 | 0 | 0.1906 | 0.19029
1996 | 210.6042 | 0 | 0 | 0 | 0 | 0 | 0 | 0.22189 | 0.22554
1996 | 210.6146 | 0 | 0 | 0 | 0 | 0 | 0 | 0.22189 | 0.21793
1996 | 210.625 | 0 | 0 | 0 | 0 | 0 | 0 | 0.21336 | 0.20831
1996 | 210.6354 | 0 | 0 | 0 | 0 | 0 | 0 | 0.21539 | 0.22434
1996 | 210.6458 | 0 | 0 | 0 | 0 | 0 | 0 | 0.21499 | 0.22353
1996 | 210.6562 | 0 | 0 | 0 | 0 | 0 | 0 | 0.17638 | 0.19109
1996 | 210.6667 | 0 | 0 | 0 | 0 | 0 | 0 | 0.21255 | 0.20631
1996 | 210.6771 | 0 | 0 | 0 | 0 | 0 | 0 | 0.2032 | 0.21112
1996 | 210.6875 | 0 | 0 | 0 | 0 | 0 | 0 | 0.20279 | 0.1995
1996 | 210.6979 | 0 | 0 | 0 | 0 | 0 | 0 | 0.18288 | 0.16785
1996 | 210.7083 | 0 | 0 | 0 | 0 | 0 | 0 | 0.15687 | 0.16304
1996 | 210.7187 | 0 | 0 | 0 | 0 | 0 | 0 | 0.15118 | 0.17025
1996 | 210.7292 | 0 | 0 | 0 | 0 | 0 | 0 | 0.14102 | 0.14622
1996 | 210.7396 | 0 | 0 | 0 | 0 | 0 | 0 | 0.11745 | 0.12058
1996 | 210.75 | 0 | 0 | 0 | 0 | 0 | 0 | 0.10201 | 0.11097
1996 | 210.7604 | 0 | 0 | 0 | 0 | 0 | 0 | 0.089814 | 0.089334
1996 | 210.7708 | 0 | 0 | 0 | 0 | 0 | 0 | 0.088595 | 0.076915
1996 | 210.7812 | 0 | 0 | 0 | 0 | 0 | 0 | 0.088189 | 0.10856
1996 | 210.7917 | 0 | 0 | 0 | 0 | 0 | 0 | 0.065024 | 0.068903
1996 | 210.8021 | 0 | 0 | 0 | 0 | 0 | 0 | 0.060147 | 0.050476
1996 | 210.8125 | 0 | 0 | 0 | 0 | 0 | 0 | 0.043485 | 0.025238
1996 | 210.8229 | 0 | 0 | 0 | 0 | 0 | 0 | 0.035763 | 0.043265
1996 | 210.8333 | 0 | 0 | 0 | 0 | 0 | 0 | 0.023165 | 0.028042
1996 | 210.8437 | 0 | 0 | 0 | 0 | 0 | 0 | 0.02601 | 0.024036
1996 | 210.8542 | 0 | 0 | 0 | 0 | 0 | 0 | 0.019507 | 0.01362
1996 | 210.8646 | 0 | 0 | 0 | 0 | 0 | 0 | 0.017475 | 0.024437
1996 | 210.875 | 0 | 0 | 0 | 0 | 0 | 0 | 0.015443 | 0.01362
1996 | 210.8854 | 0 | 0 | 0 | 0 | 0 | 0 | 0.013818 | 0.002003
1996 | 210.8958 | 0 | 0 | 0 | 0 | 0 | 0 | 0.0093472 | 0.022033
1996 | 210.9062 | 0 | 0 | 0 | 0 | 0 | 0 | 0.0089408 | 0.015223
1996 | 210.9167 | 0 | 0 | 0 | 0 | 0 | 0 | 0.016256 | 0.010416
1996 | 210.9271 | 0 | 0 | 0 | 0 | 0 | 0 | 0.0085344 | 0.014422
1996 | 210.9375 | 0 | 0 | 0 | 0 | 0 | 0 | 0.014224 | 0.015623
1996 | 210.9479 | 0 | 0 | 0 | 0 | 0 | 0 | 0.0077216 | 0.0092138
1996 | 210.9583 | 0 | 0 | 0 | 0 | 0 | 0 | 0.0085344 | 0.0044066
1996 | 210.9687 | 0 | 0 | 0 | 0 | 0 | 0 | 0.017475 | 0.021632
1996 | 210.9792 | 0 | 0 | 0 | 0 | 0 | 0 | 0.01016 | 0.0076114
1996 | 210.9896 | 0 | 0 | 0 | 0 | 0 | 0 | 0.0073152 | 0.0016024
1996 | 211 | 0 | 0 | 0 | 0 | 0 | 0 | 0.0056896 | 0.012419
1996 | 211.0104 | 0 | 0 | 0 | 0 | 0 | 0 | 0.0056896 | 0.008012
1996 | 211.0208 | 0 | 0 | 0 | 0 | 0 | 0 | -0.0012192 | 0.0036054
1996 | 211.0312 | 0 | 0 | 0 | 0 | 0 | 0 | 0.004064 | -0.0064096
1996 | 211.0417 | 0 | 0 | 0 | 0 | 0 | 0 | 0.0028448 | 0.014021
1996 | 211.0521 | 0 | 0 | 0 | 0 | 0 | 0 | 0.0093472 | 0.0052078
1996 | 211.0625 | 0 | 0 | 0 | 0 | 0 | 0 | 0.0089408 | 0.004006
1996 | 211.0729 | 0 | 0 | 0 | 0 | 0 | 0 | 0.0056896 | 0.010416
1996 | 211.0833 | 0 | 0 | 0 | 0 | 0 | 0 | 0.006096 | 0.0092138
1996 | 211.0937 | 0 | 0 | 0 | 0 | 0 | 0 | 0.0036576 | 0.008012
1996 | 211.1042 | 0 | 0 | 0 | 0 | 0 | 0 | 0.0097536 | -0.0016024
1996 | 211.1146 | 0 | 0 | 0 | 0 | 0 | 0 | 0.0097536 | 0.019229
1996 | 211.125 | 0 | 0 | 0 | 0 | 0 | 0 | 0.0056896 | 0.0068102
1996 | 211.1354 | 0 | 0 | 0 | 0 | 0 | 0 | 0.006096 | 0.0028042
1996 | 211.1458 | 0 | 0 | 0 | 0 | 0 | 0 | 0.0077216 | 0.012819
1996 | 211.1562 | 0 | 0 | 0 | 0 | 0 | 0 | 0.0016256 | 0.0044066
1996 | 211.1667 | 0 | 0 | 0 | 0 | 0 | 0 | 0.0065024 | 0.0036054
1996 | 211.1771 | 0 | 0 | 0 | 0 | 0 | 0 | 0.002032 | 0.0012018
1996 | 211.1875 | 0 | 0 | 0 | 0 | 0 | 0 | 0.002032 | 0.0052078
1996 | 211.1979 | 0 | 0 | 0 | 0 | 0 | 0 | -0.0004064 | 0.0016024
1996 | 211.2083 | 0 | 0 | 0 | 0 | 0 | 0 | 0.002032 | -0.011617
1996 | 211.2187 | 0 | 0 | 0 | 0 | 0 | 0 | 0.0016256 | 0.016425
1996 | 211.2292 | 0 | 0 | 0 | 0 | 0 | 0 | 0.0036576 | 0.0048072
1996 | 211.2396 | 0 | 0 | 0 | 0 | 0 | 0 | 0.0024384 | 0.002003
1996 | 211.25 | 0 | 0 | 0 | 0 | 0 | 0 | 0.0097536 | 0.0032048
1996 | 211.2604 | 0 | 0 | 0 | 0 | 0 | 0 | 0.006096 | 0.0092138
1996 | 211.2708 | 0 | 0 | 0 | 0 | 0 | 0 | 0.0077216 | 0.012419
1996 | 211.2812 | 0 | 0 | 0 | 0 | 0 | 0 | 0.012192 | 0.0016024
1996 | 211.2917 | 0 | 0 | 0 | 0 | 0 | 0 | 0.015443 | 0.022434
1996 | 211.3021 | 0 | 0 | 0 | 0 | 0 | 0 | 0.01585 | 0.020431
1996 | 211.3125 | 0 | 0 | 0 | 0 | 0 | 0 | 0.024384 | 0.017626
1996 | 211.3229 | 0 | 0 | 0 | 0 | 0 | 0 | 0.038608 | 0.039659
1996 | 211.3333 | 0 | 0 | 0 | 0 | 0 | 0 | 0.041859 | 0.040861
1996 | 211.3437 | 0 | 0 | 0 | 0 | 0 | 0 | 0.067056 | 0.064497
1996 | 211.3542 | 0 | 0 | 0 | 0 | 0 | 0 | 0.087376 | 0.08653
1996 | 211.3646 | 0 | 0 | 0 | 0 | 0 | 0 | 0.12842 | 0.1338
1996 | 211.375 | 0 | 0 | 0 | 0 | 0 | 0 | 0.12761 | 0.14221
1996 | 211.3854 | 0 | 0 | 0 | 0 | 0 | 0 | 0.16581 | 0.16905
1996 | 211.3958 | 0 | 0 | 0 | 0 | 0 | 0 | 0.14956 | 0.15704
1996 | 211.4062 | 0 | 0 | 0 | 0 | 0 | 0 | 0.16581 | 0.17266
1996 | 211.4167 | 0 | 0 | 0 | 0 | 0 | 0 | 0.19141 | 0.19389
1996 | 211.4271 | 0 | 0 | 0 | 0 | 0 | 0 | 0.19954 | 0.18908
1996 | 211.4375 | 0 | 0 | 0 | 0 | 0 | 0 | 0.15931 | 0.18027
1996 | 211.4479 | 0 | 0 | 0 | 0 | 0 | 0 | 0.18654 | 0.18468
1996 | 211.4583 | 0 | 0 | 0 | 0 | 0 | 0 | 0.14346 | 0.15463
1996 | 211.4687 | 0 | 0 | 0 | 0 | 0 | 0 | 0.13574 | 0.13701
1996 | 211.4792 | 0 | 0 | 0 | 0 | 0 | 0 | 0.15321 | 0.16304
1996 | 211.4896 | 0 | 0 | 0 | 0 | 0 | 0 | 0.14508 | 0.14862
1996 | 211.5 | 0 | 0 | 0 | 0 | 0 | 0 | 0.11664 | 0.070506
1996 | 211.5104 | 0 | 0 | 0 | 0 | 5.2044 | 5.3264 | -1.1369e-13 | 1.1369e-13
1996 | 211.5208 | 0 | 0 | 0 | 0 | 11.4832 | 11.8065 | 0 | 0
1996 | 211.5312 | 0 | 0 | 0 | 0 | 8.7238 | 8.4206 | 0 | 0.038858
1996 | 211.5417 | 0 | 0 | 0 | 0 | 0.25359 | 0 | 0.25481 | 0.268
1996 | 211.5521 | 0 | 0 | 0 | 0 | 0 | 0 | 0.2605 | 0.24036
1996 | 211.5625 | 0 | 0 | 0 | 0 | 0 | 0 | 0.23084 | 0.23475
1996 | 211.5729 | 0 | 0 | 0 | 0 | 0 | 0 | 0.25603 | 0.26239
1996 | 211.5833 | 0 | 0 | 0 | 0 | 0 | 0 | 0.21417 | 0.2027
1996 | 211.5937 | 0 | 0 | 0 | 0 | 0 | 0 | 0.16784 | 0.17106
1996 | 211.6042 | 0 | 0 | 0 | 0 | 0 | 0 | 0.19548 | 0.18508
1996 | 211.6146 | 0 | 0 | 0 | 0 | 0 | 0 | 0.2032 | 0.21352
1996 | 211.625 | 0 | 0 | 0 | 0 | 0 | 0 | 0.23652 | 0.22714
1996 | 211.6354 | 0 | 0 | 0 | 0 | 0 | 0 | 0.20198 | 0.21753
1996 | 211.6458 | 0 | 0 | 0 | 0 | 0 | 0 | 0.1398 | 0.14742
1996 | 211.6562 | 0 | 0 | 0 | 0 | 0 | 0 | 0.22799 | 0.23675
1996 | 211.6667 | 0 | 0 | 0 | 0 | 0 | 0 | 0.16134 | 0.131
1996 | 211.6771 | 0 | 0 | 0 | 0 | 0 | 0 | 0.084531 | 0.091737
1996 | 211.6875 | 0 | 0 | 0 | 0 | 0 | 0 | 0.11908 | 0.12058
1996 | 211.6979 | 0 | 0 | 0 | 0 | 0 | 0 | 0.10973 | 0.10376
1996 | 211.7083 | 0 | 0 | 0 | 0 | 0 | 0 | 0.14305 | 0.12138
1996 | 211.7187 | 0 | 0 | 0 | 0 | 0 | 0 | 0.14793 | 0.14021
1996 | 211.7292 | 0 | 0 | 0 | 0 | 0 | 0 | 0.15077 | 0.13901
1996 | 211.7396 | 0 | 0 | 0 | 0 | 0 | 0 | 0.13899 | 0.12899
1996 | 211.75 | 0 | 0 | 0 | 0 | 0 | 0 | 0.11745 | 0.099749
1996 | 211.7604 | 0 | 0 | 0 | 0 | 0 | 0 | 0.12436 | 0.12098
1996 | 211.7708 | 0 | 0 | 0 | 0 | 0 | 0 | 0.090627 | 0.088533
1996 | 211.7812 | 0 | 0 | 0 | 0 | 0 | 0 | 0.060147 | 0.027641
1996 | 211.7917 | 0 | 0 | 0 | 0 | 0 | 0 | 0.064618 | 0.087331
1996 | 211.8021 | 0 | 0 | 0 | 0 | 0 | 0 | 0.048362 | 0.044066
1996 | 211.8125 | 0 | 0 | 0 | 0 | 0 | 0 | 0.056083 | 0.054882
1996 | 211.8229 | 0 | 0 | 0 | 0 | 0 | 0 | 0.029667 | 0.03365
1996 | 211.8333 | 0 | 0 | 0 | 0 | 0 | 0 | 0.033325 | 0.032048
1996 | 211.8437 | 0 | 0 | 0 | 0 | 0 | 0 | 0.013411 | 0.008012
1996 | 211.8542 | 0 | 0 | 0 | 0 | 0 | 0 | 0.023165 | 0.026039
1996 | 211.8646 | 0 | 0 | 0 | 0 | 0 | 0 | 0.01585 | 0.017226
1996 | 211.875 | 0 | 0 | 0 | 0 | 0 | 0 | 0.010566 | 0.048072
1996 | 211.8854 | 0 | 0 | 0 | 0 | 0 | 0 | 0.017069 | -0.0012018
1996 | 211.8958 | 0 | 0 | 0 | 0 | 0 | 0 | 0.0032512 | 0.019629
1996 | 211.9062 | 0 | 0 | 0 | 0 | 0 | 0 | 0.008128 | -0.020431
1996 | 211.9167 | 0 | 0 | 0 | 0 | 0 | 0 | 0.0052832 | 0.006009
1996 | 211.9271 | 0 | 0 | 0 | 0 | 0 | 0 | 0.019101 | 0.05368
1996 | 211.9375 | 0 | 0 | 0 | 0 | 0 | 0 | 0.013818 | -0.01322
1996 | 211.9479 | 0 | 0 | 0 | 0 | 0 | 0 | 0.002032 | 0.011217
1996 | 211.9583 | 0 | 0 | 0 | 0 | 0 | 0 | 0.02601 | -0.0004006
1996 | 211.9687 | 0 | 0 | 0.013005 | 0 | 0 | 0 | 0.0069088 | 0.054482
1996 | 211.9792 | 0 | 0 | 0.13167 | 0.12739 | 0 | 0 | 1.1369e-13 | -2.2737e-13
1996 | 211.9896 | 0 | 0 | 0.25684 | 0.29965 | 0 | 0 | -1.1369e-13 | 0
1996 | 212 | 0 | 0 | 0.35601 | 0.35573 | 0 | 0 | -1.1369e-13 | -1.1369e-13
1996 | 212.0104 | 0 | 0 | 2.6595 | 2.9252 | 0 | 0 | -1.1369e-13 | 1.1369e-13
1996 | 212.0208 | 0 | 0 | 1.6069 | 1.8484 | 0 | 0 | 1.1369e-13 | -1.1369e-13
1996 | 212.0312 | 0 | 0 | 0.75347 | 0.77957 | 0 | 0 | 0 | 1.1369e-13
1996 | 212.0417 | 0 | 0 | 0.63561 | 0.58488 | 0 | 0 | 1.1369e-13 | -1.1369e-13
1996 | 212.0521 | 0 | 0 | 1.0355 | 1.0496 | 0 | 0 | -1.1369e-13 | -1.1369e-13
1996 | 212.0625 | 0 | 0 | 1.3517 | 1.346 | 0 | 0 | 0 | 0
1996 | 212.0729 | 0 | 0 | 1.411 | 1.4021 | 0 | 0 | 0 | 0
1996 | 212.0833 | 0 | 0 | 1.1217 | 1.1057 | 0 | 0 | 1.1369e-13 | 0
1996 | 212.0937 | 0 | 0 | 1.2436 | 1.2258 | 0 | 0 | 0 | 0
1996 | 212.1042 | 0 | 0 | 1.0892 | 1.1057 | 0 | 0 | 0 | 0
1996 | 212.1146 | 0 | 0 | 0.50394 | 0.49674 | 0 | 0 | 0 | -2.2737e-13
1996 | 212.125 | 0 | 0 | 0.27635 | 0.27241 | 0 | 0 | 2.2737e-13 | 1.1369e-13
1996 | 212.1354 | 0 | 0 | 0.04064 | 0.048072 | 0 | 0 | -1.1369e-13 | -0.012018
1996 | 212.1458 | 0 | 0 | 0 | 0 | 0 | 0 | 0 | 0.012018
1996 | 212.1562 | 0 | 0 | 0 | 0 | 0 | 0 | 0 | 0
1996 | 212.1667 | 0 | 0 | 0 | 0 | 0 | 0 | -0.008128 | -0.004006
1996 | 212.1771 | 0 | 0 | 0 | 0 | 0 | 0 | 0 | -0.008012
1996 | 212.1875 | 0 | 0 | 0 | 0 | 0 | 0 | -0.004064 | 0.004006
1996 | 212.1979 | 0 | 0 | 0 | 0 | 0 | 0 | 0 | -0.004006
1996 | 212.2083 | 0 | 0 | 0 | 0 | 0 | 0 | -0.004064 | -0.016024
1996 | 212.2187 | 0 | 0 | 0 | 0 | 0 | 0 | -0.008128 | 0.012018
1996 | 212.2292 | 0 | 0 | 0 | 0 | 0 | 0 | -0.004064 | -0.008012
1996 | 212.2396 | 0 | 0 | 0 | 0 | 0 | 0 | -0.004064 | -0.004006
1996 | 212.25 | 0 | 0 | 0 | 0 | 0 | 0 | -0.008128 | -0.012018
1996 | 212.2604 | 0 | 0 | 0 | 0 | 0 | 0 | -0.008128 | -0.008012
1996 | 212.2708 | 0 | 0 | 0 | 0 | 0 | 0 | -0.008128 | -0.004006
1996 | 212.2812 | 0 | 0 | 0 | 0 | 0 | 0 | 0 | -0.016024
1996 | 212.2917 | 0 | 0 | 0 | 0 | 0 | 0 | -0.008128 | 0.008012
1996 | 212.3021 | 0 | 0 | 0 | 0 | 0 | 0 | 0 | 0
1996 | 212.3125 | 0 | 0 | 0 | 0 | 0 | 0 | 0.004064 | 0.004006
1996 | 212.3229 | 0 | 0 | 0 | 0 | 0 | 0 | 0.008128 | 0
1996 | 212.3333 | 0 | 0 | 0 | 0 | 0 | 0 | 0.008128 | 0.016024
1996 | 212.3437 | 0 | 0 | 0 | 0 | 0 | 0 | 0.02032 | 0.024036
1996 | 212.3542 | 0 | 0 | 0 | 0 | 0 | 0 | 0.06096 | 0.044066
1996 | 212.3646 | 0 | 0 | 0 | 0 | 0 | 0 | 0.052832 | 0.06009
1996 | 212.375 | 0 | 0 | 0 | 0 | 0 | 0 | 0.048768 | 0.048072
1996 | 212.3854 | 0 | 0 | 0 | 0 | 0 | 0 | 0.073152 | 0.044066
1996 | 212.3958 | 0 | 0 | 0 | 0 | 0 | 0 | 0.085344 | 0.11617
1996 | 212.4062 | 0 | 0 | 0 | 0 | 0 | 0 | 0.089408 | 0.092138
1996 | 212.4167 | 0 | 0 | 0 | 0 | 0 | 0 | 0.1016 | 0.10015
1996 | 212.4271 | 0 | 0 | 0 | 0 | 0 | 0 | 0.11379 | 0.1362
1996 | 212.4375 | 0 | 0 | 0 | 0 | 0 | 0 | 0.11786 | 0.11217
1996 | 212.4479 | 0 | 0 | 0 | 0 | 0 | 0 | 0.13411 | 0.12819
1996 | 212.4583 | 0 | 0 | 0 | 0 | 0 | 0 | 0.1463 | 0.14021
1996 | 212.4687 | 0 | 0 | 0 | 0 | 0 | 0 | 0.17475 | 0.15223
1996 | 212.4792 | 0 | 0 | 0 | 0 | 0 | 0 | 0.12598 | 0.1362
1996 | 212.4896 | 0 | 0 | 0 | 0 | 0 | 0 | 0.13411 | 0.14822
1996 | 212.5 | 0 | 0 | 0 | 0 | 0 | 0 | 0.19101 | 0.19229
1996 | 212.5104 | 0 | 0 | 0 | 0 | 0 | 0 | 0.2032 | 0.18828
1996 | 212.5208 | 0 | 0 | 0 | 0 | 0 | 0 | 0.21133 | 0.2003
1996 | 212.5312 | 0 | 0 | 0 | 0 | 0 | 0 | 0.21539 | 0.21232
1996 | 212.5417 | 0 | 0 | 0 | 0 | 0 | 0 | 0.21133 | 0.19229
1996 | 212.5521 | 0 | 0 | 0 | 0 | 0 | 0 | 0.22758 | 0.16825
1996 | 212.5625 | 0 | 0 | 0 | 0 | 0 | 0 | 0.21133 | 0.22434
1996 | 212.5729 | 0 | 0 | 0 | 0 | 0 | 0 | 0.2032 | 0.17626
1996 | 212.5833 | 0 | 0 | 0 | 0 | 0 | 0 | 0.21539 | 0.21232
1996 | 212.5937 | 0 | 0 | 0 | 0 | 0 | 0 | 0.18288 | 0.14822
1996 | 212.6042 | 0 | 0 | 0 | 0 | 0 | 0 | 0.1463 | 0.15623
1996 | 212.6146 | 0 | 0 | 0 | 0 | 0 | 0 | 0.23165 | 0.20431
1996 | 212.625 | 0 | 0 | 0 | 0 | 0 | 0 | 0.18288 | 0.18428
1996 | 212.6354 | 0 | 0 | 0 | 0 | 0 | 0 | 0.18288 | 0.2003
1996 | 212.6458 | 0 | 0 | 0 | 0 | 0 | 0 | 0.15037 | 0.10816
1996 | 212.6562 | 0 | 0 | 0 | 0 | 0 | 0 | 0.089408 | 0.092138
1996 | 212.6667 | 0 | 0 | 0 | 0 | 0 | 0 | 0.10566 | 0.072108
1996 | 212.6771 | 0 | 0 | 0 | 0 | 0 | 0 | 0.077216 | 0.064096
1996 | 212.6875 | 0 | 0 | 0 | 0 | 0 | 0 | 0.1016 | 0.10015
1996 | 212.6979 | 0 | 0 | 0 | 0 | 0 | 0 | 0.056896 | 0.04006
1996 | 212.7083 | 0 | 0 | 0 | 0 | 0 | 0 | 0.056896 | 0.048072
1996 | 212.7187 | 0 | 0 | 0 | 0 | 0 | 0 | 0.036576 | 0.064096
1996 | 212.7292 | 0 | 0 | 0 | 0 | 0 | 0 | 0.065024 | 0.06009
1996 | 212.7396 | 0 | 0 | 0 | 0 | 0 | 0 | 0.097536 | 0.088132
1996 | 212.75 | 0 | 0 | 0 | 0 | 0 | 0 | 0.067462 | 0.068102
1996 | 212.7604 | 0 | 0 | 0 | 0 | 0 | 0 | 0.076403 | 0.08012
1996 | 212.7708 | 0 | 0 | 0 | 0 | 0 | 0 | 0.090627 | 0.076114
1996 | 212.7812 | 0 | 0 | 0 | 0 | 0 | 0 | 0.052019 | 0.068102
1996 | 212.7917 | 0 | 0 | 0 | 0 | 0 | 0 | 0.033731 | 0.032048
1996 | 212.8021 | 0 | 0 | 0 | 0 | 0 | 0 | 0.02479 | 0.02003
1996 | 212.8125 | 0 | 0 | 0 | 0 | 0 | 0 | 0.041859 | 0.056084
1996 | 212.8229 | 0 | 0 | 0 | 0 | 0 | 0 | 0.023571 | 0.032048
1996 | 212.8333 | 0 | 0 | 0 | 0 | 0 | 0 | 0.022758 | 0
1996 | 212.8437 | 0 | 0 | 0 | 0 | 0 | 0 | 0.0024384 | 0.02003
1996 | 212.8542 | 0 | 0 | 0 | 0 | 0 | 0 | 0.0065024 | 0.004006
1996 | 212.8646 | 0 | 0 | 0 | 0 | 0 | 0 | 0.0073152 | -0.004006
1996 | 212.875 | 0 | 0 | 0 | 0 | 0 | 0 | -0.0065024 | 0.004006
1996 | 212.8854 | 0 | 0 | 0 | 0 | 0 | 0 | -0.004064 | 0.008012
1996 | 212.8958 | 0 | 0 | 0 | 0 | 0 | 0 | -0.0012192 | -0.02003
1996 | 212.9062 | 0 | 0 | 0 | 0 | 0 | 0 | 0.002032 | 0.016024
1996 | 212.9167 | 0 | 0 | 0 | 0 | 0 | 0 | 0.004064 | 0
1996 | 212.9271 | 0 | 0 | 0 | 0 | 0 | 0 | -0.0028448 | -0.012018
1996 | 212.9375 | 0 | 0 | 0 | 0 | 0 | 0 | 0.0012192 | 0.012018
1996 | 212.9479 | 0 | 0 | 0 | 0 | 0 | 0 | 0.0016256 | -0.004006
1996 | 212.9583 | 0 | 0 | 0 | 0 | 0 | 0 | -0.0004064 | 0
1996 | 212.9687 | 0 | 0 | 0 | 0 | 0 | 0 | -0.004064 | 0.016024
1996 | 212.9792 | 0 | 0 | 0 | 0 | 0 | 0 | -1.1369e-13 | -0.008012
1996 | 212.9896 | 0 | 0 | 0 | 0 | 0 | 0 | -0.0056896 | -0.008012
1996 | 213 | 0 | 0 | 0 | 0 | 0 | 0 | -0.0048768 | 0
1996 | 213.0104 | 0 | 0 | 0 | 0 | 0 | 0 | -0.0073152 | -0.016024
1996 | 213.0208 | 0 | 0 | 0 | 0 | 0 | 0 | 0.0048768 | 0.016024
1996 | 213.0312 | 0 | 0 | 0 | 0 | 0 | 0 | 0.01016 | 0
1996 | 213.0417 | 0 | 0 | 0 | 0 | 0 | 0 | 0.0028448 | 0.016024
1996 | 213.0521 | 0 | 0 | 0 | 0 | 0 | 0 | 0.014224 | 0.004006
1996 | 213.0625 | 0 | 0 | 0 | 0 | 0 | 0 | 0.0052832 | 0
1996 | 213.0729 | 0 | 0 | 0 | 0 | 0 | 0 | 0.002032 | 0.012018
1996 | 213.0833 | 0 | 0 | 0 | 0 | 0 | 0 | -0.0097536 | -0.012018
1996 | 213.0937 | 0 | 0 | 0 | 0 | 0 | 0 | 0.004064 | -0.008012
1996 | 213.1042 | 0 | 0 | 0 | 0 | 0 | 0 | -0.0085344 | 0.004006
1996 | 213.1146 | 0 | 0 | 0 | 0 | 0 | 0 | -0.0056896 | -0.008012
1996 | 213.125 | 0 | 0 | 0 | 0 | 0 | 0 | -0.0097536 | -0.008012
1996 | 213.1354 | 0 | 0 | 0 | 0 | 0 | 0 | -0.0065024 | 0
1996 | 213.1458 | 0 | 0 | 0 | 0 | 0 | 0 | -0.006096 | -0.008012
1996 | 213.1562 | 0 | 0 | 0 | 0 | 0 | 0 | -0.011379 | -0.016024
1996 | 213.1667 | 0 | 0 | 0 | 0 | 0 | 0 | -0.0032512 | 0.008012
1996 | 213.1771 | 0 | 0 | 0 | 0 | 0 | 0 | 0.0024384 | -0.004006
1996 | 213.1875 | 0 | 0 | 0 | 0 | 0 | 0 | 0.0016256 | -0.008012
1996 | 213.1979 | 0 | 0 | 0 | 0 | 0 | 0 | 0.0012192 | 0.016024
1996 | 213.2083 | 0 | 0 | 0 | 0 | 0 | 0 | 0.011379 | 0.008012
1996 | 213.2187 | 0 | 0 | 0 | 0 | 0 | 0 | 0.0036576 | -0.004006
1996 | 213.2292 | 0 | 0 | 0 | 0 | 0 | 0 | 0.0056896 | 0.016024
1996 | 213.2396 | 0 | 0 | 0 | 0 | 0 | 0 | 0.006096 | 0
1996 | 213.25 | 0 | 0 | 0 | 0 | 0 | 0 | -0.0008128 | -0.004006
1996 | 213.2604 | 0 | 0 | 0 | 0 | 0 | 0 | -0.0004064 | 0.012018
1996 | 213.2708 | 0 | 0 | 0 | 0 | 0 | 0 | -0.0044704 | 0.008012
1996 | 213.2812 | 0 | 0 | 0 | 0 | 0 | 0 | 0.013005 | -0.008012
1996 | 213.2917 | 0 | 0 | 0 | 0 | 0 | 0 | 0.0008128 | 0.02003
1996 | 213.3021 | 0 | 0 | 0 | 0 | 0 | 0 | 0.02032 | 0.008012
1996 | 213.3125 | 0 | 0 | 0 | 0 | 0 | 0 | 0.013005 | 0.008012
1996 | 213.3229 | 0 | 0 | 0 | 0 | 0 | 0 | 0.023165 | 0.032048
1996 | 213.3333 | 0 | 0 | 0 | 0 | 0 | 0 | 0.017882 | 0.02003
1996 | 213.3437 | 0 | 0 | 0 | 0 | 0 | 0 | 0.01016 | 0.004006
1996 | 213.3542 | 0 | 0 | 0 | 0 | 0 | 0 | 0.034138 | 0.036054
1996 | 213.3646 | 0 | 0 | 0 | 0 | 0 | 0 | 0.06096 | 0.064096
1996 | 213.375 | 0 | 0 | 0 | 0 | 0 | 0 | 0.063805 | 0.056084
1996 | 213.3854 | 0 | 0 | 0 | 0 | 0 | 0 | 0.048768 | 0.048072
1996 | 213.3958 | 0 | 0 | 0 | 0 | 0 | 0 | 0.08128 | 0.08012
1996 | 213.4062 | 0 | 0 | 0 | 0 | 0 | 0 | 0.1077 | 0.11617
1996 | 213.4167 | 0 | 0 | 0 | 0 | 0 | 0 | 0.11826 | 0.10015
1996 | 213.4271 | 0 | 0 | 0 | 0 | 0 | 0 | 0.10932 | 0.11617
1996 | 213.4375 | 0 | 0 | 0 | 0 | 0 | 0 | 0.14061 | 0.14021
1996 | 213.4479 | 0 | 0 | 0 | 0 | 0 | 0 | 0.14305 | 0.14422
1996 | 213.4583 | 0 | 0 | 0 | 0 | 0 | 0 | 0.16662 | 0.18027
1996 | 213.4687 | 0 | 0 | 0 | 0 | 0 | 0 | 0.17191 | 0.17626
1996 | 213.4792 | 0 | 0 | 0 | 0 | 0 | 0 | 0.1715 | 0.17226
1996 | 213.4896 | 0 | 0 | 0 | 0 | 0 | 0 | 0.17231 | 0.17226
1996 | 213.5 | 0 | 0 | 0 | 0 | 0 | 0 | 0.17516 | 0.18828
1996 | 213.5104 | 0 | 0 | 0 | 0 | 0 | 0 | 0.19141 | 0.2003
1996 | 213.5208 | 0 | 0 | 0 | 0 | 0 | 0 | 0.14996 | 0.14822
1996 | 213.5312 | 0 | 0 | 0 | 0 | 0 | 0 | 0.17435 | 0.18828
1996 | 213.5417 | 0 | 0 | 0 | 0 | 0 | 0 | 0.18898 | 0.18428
1996 | 213.5521 | 0 | 0 | 0 | 0 | 0 | 0 | 0.19182 | 0.18828
1996 | 213.5625 | 0 | 0 | 0 | 0 | 0 | 0 | 0.19995 | 0.20831
1996 | 213.5729 | 0 | 0 | 0 | 0 | 0 | 0 | 0.16256 | 0.16024
1996 | 213.5833 | 0 | 0 | 0 | 0 | 0 | 0 | 0.13899 | 0.14422
1996 | 213.5937 | 0 | 0 | 0 | 0 | 0 | 0 | 0.1398 | 0.16024
1996 | 213.6042 | 0 | 0 | 0 | 0 | 0 | 0 | 0.18329 | 0.18027
1996 | 213.6146 | 0 | 0 | 0 | 0 | 0 | 0 | 0.19507 | 0.18948
1996 | 213.625 | 0 | 0 | 0 | 0 | 0 | 0 | 0.19954 | 0.20951
1996 | 213.6354 | 0 | 0 | 0 | 0 | 0 | 0 | 0.1971 | 0.20591
1996 | 213.6458 | 0 | 0 | 0 | 0 | 0 | 0 | 0.17313 | 0.16865
1996 | 213.6562 | 0 | 0 | 0 | 0 | 0 | 0 | 0.16175 | 0.17386
1996 | 213.6667 | 0 | 0 | 0 | 0 | 0 | 0 | 0.14874 | 0.16545
1996 | 213.6771 | 0 | 0 | 0 | 0 | 0 | 0 | 0.14874 | 0.15864
1996 | 213.6875 | 0 | 0 | 0 | 0 | 0 | 0 | 0.14549 | 0.14862
1996 | 213.6979 | 0 | 0 | 0 | 0 | 0 | 0 | 0.16012 | 0.17787
1996 | 213.7083 | 0 | 0 | 0 | 0 | 0 | 0 | 0.15199 | 0.14942
1996 | 213.7187 | 0 | 0 | 0 | 0 | 0 | 0 | 0.14549 | 0.14782
1996 | 213.7292 | 0 | 0 | 0 | 0 | 0 | 0 | 0.12314 | 0.12218
1996 | 213.7396 | 0 | 0 | 0 | 0 | 0 | 0 | 0.11664 | 0.12939
1996 | 213.75 | 0 | 0 | 0 | 0 | 0 | 0 | 0.10119 | 0.11738
1996 | 213.7604 | 0 | 0 | 0 | 0 | 0 | 0 | 0.10079 | 0.063695
1996 | 213.7708 | 0 | 0 | 0 | 0 | 0 | 0 | 0.044704 | 0.065298
1996 | 213.7812 | 0 | 0 | 0 | 0 | 0 | 0 | 0.030074 | 0.034051
1996 | 213.7917 | 0 | 0 | 0 | 0 | 0 | 0 | 0.041046 | 0.025638
1996 | 213.8021 | 0 | 0 | 0 | 0 | 0 | 0 | 0.019507 | 0.039259
1996 | 213.8125 | 0 | 0 | 0 | 0 | 0 | 0 | 0.011786 | 0.018828
1996 | 213.8229 | 0 | 0 | 0 | 0 | 0 | 0 | 0.017069 | 0.0004006
1996 | 213.8333 | 0 | 0 | 0 | 0 | 0 | 0 | 0.017475 | 0.024036
1996 | 213.8437 | 0 | 0 | 0 | 0 | 0 | 0 | 0.011786 | 0.016425
1996 | 213.8542 | 0 | 0 | 0 | 0 | 0 | 0 | -0.020726 | -0.014021
1996 | 213.8646 | 0 | 0 | 0 | 0 | 0 | 0 | 0.023571 | 0.01322
1996 | 213.875 | 0 | 0 | 0 | 0 | 0 | 0 | 0.0044704 | 0.016024
1996 | 213.8854 | 0 | 0 | 0 | 0 | 0 | 0 | 0.016662 | 0.011217
1996 | 213.8958 | 0 | 0 | 0 | 0 | 0 | 0 | 0.0077216 | -0.012819
1996 | 213.9062 | 0 | 0 | 0 | 0 | 0 | 0 | 0.010566 | 0.020831
1996 | 213.9167 | 0 | 0 | 0 | 0 | 0 | 0 | 0.0044704 | 0.017226
1996 | 213.9271 | 0 | 0 | 0 | 0 | 0 | 0 | 0.012598 | -0.01322
1996 | 213.9375 | 0 | 0 | 0 | 0 | 0 | 0 | 0.0004064 | 0.021232
1996 | 213.9479 | 0 | 0 | 0 | 0 | 0 | 0 | 0.0028448 | 0.017226
1996 | 213.9583 | 0 | 0 | 0 | 0 | 0 | 0 | -0.0004064 | -0.0008012
1996 | 213.9687 | 0 | 0 | 0 | 0 | 0 | 0 | 0.010566 | -0.012018
1996 | 213.9792 | 0 | 0 | 0 | 0 | 0 | 0 | 0.0012192 | 0.012419
1996 | 213.9896 | 0 | 0 | 0 | 0 | 0 | 0 | -0.006096 | 0.0036054
1996 | 214 | 0 | 0 | 0 | 0 | 0 | 0 | -0.0008128 | -0.006009
1996 | 214.0104 | 0 | 0 | 0 | 0 | 0 | 0 | -0.0008128 | 0.0008012
1996 | 214.0208 | 0 | 0 | 0 | 0 | 0 | 0 | -0.006096 | -0.0044066
1996 | 214.0312 | 0 | 0 | 0 | 0 | 0 | 0 | -0.0036576 | -0.011217
1996 | 214.0417 | 0 | 0 | 0 | 0 | 0 | 0 | 0.002032 | 0.01362
1996 | 214.0521 | 0 | 0 | 0 | 0 | 0 | 0 | -0.0024384 | -0.014021
1996 | 214.0625 | 0 | 0 | 0 | 0 | 0 | 0 | -0.002032 | 0.006009
1996 | 214.0729 | 0 | 0 | 0 | 0 | 0 | 0 | 1.1369e-13 | -0.015223
1996 | 214.0833 | 0 | 0 | 0 | 0 | 0 | 0 | -0.017475 | -0.0088132
1996 | 214.0937 | 0 | 0 | 0 | 0 | 0 | 0 | -0.0093472 | -0.0084126
1996 | 214.1042 | 0 | 0 | 0 | 0 | 0 | 0 | -0.015037 | -0.011217
1996 | 214.1146 | 0 | 0 | 0 | 0 | 0 | 0 | 0.0052832 | 0.014021
1996 | 214.125 | 0 | 0 | 0 | 0 | 0 | 0 | 0.0056896 | 0.008012
1996 | 214.1354 | 0 | 0 | 0 | 0 | 0 | 0 | 0.0008128 | -0.0096144
1996 | 214.1458 | 0 | 0 | 0 | 0 | 0 | 0 | 0.0024384 | 0.012819
1996 | 214.1562 | 0 | 0 | 0 | 0 | 0 | 0 | 0.0048768 | -0.011217
1996 | 214.1667 | 0 | 0 | 0 | 0 | 0 | 0 | -0.006096 | 0.0024036
1996 | 214.1771 | 0 | 0 | 0 | 0 | 0 | 0 | 0.0004064 | -0.0044066
1996 | 214.1875 | 0 | 0 | 0 | 0 | 0 | 0 | -0.0036576 | 0.0024036
1996 | 214.1979 | 0 | 0 | 0 | 0 | 0 | 0 | 0.0004064 | 0.0084126
1996 | 214.2083 | 0 | 0 | 0 | 0 | 0 | 0 | 0 | -0.0092138
1996 | 214.2187 | 0 | 0 | 0 | 0 | 0 | 0 | -0.0032512 | -0.0048072
1996 | 214.2292 | 0 | 0 | 0 | 0 | 0 | 0 | -0.0012192 | 0.0072108
1996 | 214.2396 | 0 | 0 | 0 | 0 | 0 | 0 | -0.0004064 | -0.0072108
1996 | 214.25 | 0 | 0 | 0 | 0 | 0 | 0 | -0.0024384 | 0.006009
1996 | 214.2604 | 0 | 0 | 0 | 0 | 0 | 0 | 0.010973 | -0.0088132
1996 | 214.2708 | 0 | 0 | 0 | 0 | 0 | 0 | 0 | 0.024837
1996 | 214.2812 | 0 | 0 | 0 | 0 | 0 | 0 | -0.0016256 | -0.020431
1996 | 214.2917 | 0 | 0 | 0 | 0 | 0 | 0 | 0.0048768 | 0.014822
1996 | 214.3021 | 0 | 0 | 0 | 0 | 0 | 0 | 0.0065024 | 0.0036054
1996 | 214.3125 | 0 | 0 | 0 | 0 | 0 | 0 | 0.0077216 | -0.0088132
1996 | 214.3229 | 0 | 0 | 0 | 0 | 0 | 0 | 0.0056896 | 0.02684
1996 | 214.3333 | 0 | 0 | 0 | 0 | 0 | 0 | 0.021133 | 0.021632
1996 | 214.3437 | 0 | 0 | 0 | 0 | 0 | 0 | 0.023978 | 0.030045
1996 | 214.3542 | 0 | 0 | 0 | 0 | 0 | 0 | 0.059741 | 0.039659
1996 | 214.3646 | 0 | 0 | 0 | 0 | 0 | 0 | 0.063805 | 0.074111
1996 | 214.375 | 0 | 0 | 0 | 0 | 0 | 0 | 0.08575 | 0.058087
1996 | 214.3854 | 0 | 0 | 0 | 0 | 0 | 0 | 0.08128 | 0.062494
1996 | 214.3958 | 0 | 0 | 0 | 0 | 0 | 0 | 0.097536 | 0.11297
1996 | 214.4062 | 0 | 0 | 0 | 0 | 0 | 0 | 0.11095 | 0.12058
1996 | 214.4167 | 0 | 0 | 0 | 0 | 0 | 0 | 0.099162 | 0.10135
1996 | 214.4271 | 0 | 0 | 0 | 0 | 0 | 0 | 0.12924 | 0.11377
1996 | 214.4375 | 0 | 0 | 0 | 0 | 0 | 0 | 0.13655 | 0.16505
1996 | 214.4479 | 0 | 0 | 0 | 0 | 0 | 0 | 0.15931 | 0.15744
1996 | 214.4583 | 0 | 0 | 0 | 0 | 0 | 0 | 0.15809 | 0.14542
1996 | 214.4687 | 0 | 0 | 0 | 0 | 0 | 0 | 0.17313 | 0.21632
1996 | 214.4792 | 0 | 0 | 0 | 0 | 0 | 0 | 0.18207 | 0.18708
1996 | 214.4896 | 0 | 0 | 0 | 0 | 0 | 0 | 0.19182 | 0.19629
1996 | 214.5 | 0 | 0 | 0 | 0 | 0 | 0 | 0.19182 | 0.2023
1996 | 214.5104 | 0 | 0 | 0 | 0 | 0 | 0 | 0.20726 | 0.22874
1996 | 214.5208 | 0 | 0 | 0 | 0 | 0 | 0 | 0.21905 | 0.22474
1996 | 214.5312 | 0 | 0 | 0 | 0 | 0 | 0 | 0.22962 | 0.23796
1996 | 214.5417 | 0 | 0 | 0 | 0 | 0 | 0 | 0.21986 | 0.22353
1996 | 214.5521 | 0 | 0 | 0 | 0 | 0 | 0 | 0.23246 | 0.24837
1996 | 214.5625 | 0 | 0 | 0 | 0 | 0 | 0 | 0.23531 | 0.2696
1996 | 214.5729 | 0 | 0 | 0 | 0 | 0 | 0 | 0.23937 | 0.23876
1996 | 214.5833 | 0 | 0 | 0 | 0 | 0 | 0 | 0.24018 | 0.24837
1996 | 214.5937 | 0 | 0 | 0 | 0 | 0 | 0 | 0.23124 | 0.24477
1996 | 214.6042 | 0 | 0 | 0 | 0 | 0 | 0 | 0.22799 | 0.20991
1996 | 214.6146 | 0 | 0 | 0 | 0 | 0 | 0 | 0.2288 | 0.25398
1996 | 214.625 | 0 | 0 | 0 | 0 | 0 | 0 | 0.23002 | 0.23315
1996 | 214.6354 | 0 | 0 | 0 | 0 | 0 | 0 | 0.22474 | 0.24196
1996 | 214.6458 | 0 | 0 | 0 | 0 | 0 | 0 | 0.21499 | 0.23716
1996 | 214.6562 | 0 | 0 | 0 | 0 | 0 | 0 | 0.2032 | 0.19309
1996 | 214.6667 | 0 | 0 | 0 | 0 | 0 | 0 | 0.18898 | 0.2015
1996 | 214.6771 | 0 | 0 | 0 | 0 | 0 | 0 | 0.17435 | 0.18307
1996 | 214.6875 | 0 | 0 | 0 | 0 | 0 | 0 | 0.17922 | 0.19509
1996 | 214.6979 | 0 | 0 | 0 | 0 | 0 | 0 | 0.165 | 0.15383
1996 | 214.7083 | 0 | 0 | 0 | 0 | 0 | 0 | 0.16093 | 0.15784
1996 | 214.7187 | 0 | 0 | 0 | 0 | 0 | 0 | 0.1524 | 0.16945
1996 | 214.7292 | 0 | 0 | 0 | 0 | 0 | 0 | 0.13086 | 0.12419
1996 | 214.7396 | 0 | 0 | 0 | 0 | 0 | 0 | 0.082093 | 0.076915
1996 | 214.75 | 0 | 0 | 0 | 0 | 0 | 0 | 0.055677 | 0.078518
1996 | 214.7604 | 0 | 0 | 0 | 0 | 0 | 0 | 0.04633 | 0.03325
1996 | 214.7708 | 0 | 0 | 0 | 0 | 0 | 0 | 0.051206 | 0.072108
1996 | 214.7812 | 0 | 0 | 0 | 0 | 0 | 0 | 0.057709 | 0.054882
1996 | 214.7917 | 0 | 0 | 0 | 0 | 0 | 0 | 0.043078 | 0.049274
1996 | 214.8021 | 0 | 0 | 0 | 0 | 0 | 0 | 0.023571 | 0.031247
1996 | 214.8125 | 0 | 0 | 0 | 0 | 0 | 0 | 0.010973 | 0.025638
1996 | 214.8229 | 0 | 0 | 0 | 0 | 0 | 0 | 0.013411 | 0.010816
1996 | 214.8333 | 0 | 0 | 0 | 0 | 0 | 0 | 0.0024384 | 0.012419
1996 | 214.8437 | 0 | 0 | 0 | 0 | 0 | 0 | 0.0012192 | -0.019629
1996 | 214.8542 | 0 | 0 | 0 | 0 | 0 | 0 | 0.0036576 | 0.021632
1996 | 214.8646 | 0 | 0 | 0 | 0 | 0 | 0 | 0 | 0.0024036
1996 | 214.875 | 0 | 0 | 0 | 0 | 0 | 0 | 0.0032512 | 0
1996 | 214.8854 | 0 | 0 | 0 | 0 | 0 | 0 | 0.002032 | 0.008012
1996 | 214.8958 | 0 | 0 | 0 | 0 | 0 | 0 | 0.0008128 | 0.012419
1996 | 214.9062 | 0 | 0 | 0 | 0 | 0 | 0 | 0.0044704 | 0.021232
1996 | 214.9167 | 0 | 0 | 0 | 0 | 0 | 0 | 0.013005 | -0.010015
1996 | 214.9271 | 0 | 0 | 0 | 0 | 0 | 0 | 0.014224 | 0.012018
1996 | 214.9375 | 0 | 0 | 0 | 0 | 0 | 0 | 0.0097536 | 0.022834
1996 | 214.9479 | 0 | 0 | 0 | 0 | 0 | 0 | 0.0028448 | -0.0004006
1996 | 214.9583 | 0 | 0 | 0 | 0 | 0 | 0 | 0.0056896 | 0.012419
1996 | 214.9687 | 0 | 0 | 0 | 0 | 0 | 0 | 0.0093472 | 0.0036054
1996 | 214.9792 | 0 | 0 | 0 | 0 | 0 | 0 | 0.0044704 | 0.019229
1996 | 214.9896 | 0 | 0 | 0 | 0 | 0 | 0 | 0.0073152 | -0.014422
1996 | 215 | 0 | 0 | 0 | 0 | 0 | 0 | 0.0089408 | 0.024036
1996 | 215.0104 | 0 | 0 | 0 | 0 | 0 | 0 | 0.0044704 | -0.0044066
1996 | 215.0208 | 0 | 0 | 0 | 0 | 0 | 0 | 0.0089408 | -0.012018
1996 | 215.0312 | 0 | 0 | 0 | 0 | 0 | 0 | 0.0008128 | 0.034051
1996 | 215.0417 | 0 | 0 | 0 | 0 | 0 | 0 | 0.011379 | 0.014822
1996 | 215.0521 | 0 | 0 | 0 | 0 | 0 | 0 | 0.0024384 | -0.0016024
1996 | 215.0625 | 0 | 0 | 0 | 0 | 0 | 0 | 0.015443 | 0.018828
1996 | 215.0729 | 0 | 0 | 0 | 0 | 0 | 0 | 0.0089408 | 0.0068102
1996 | 215.0833 | 0 | 0 | 0 | 0 | 0 | 0 | 0.012192 | 0.0088132
1996 | 215.0937 | 0 | 0 | 0 | 0 | 0 | 0 | 0.0056896 | 0.01362
1996 | 215.1042 | 0 | 0 | 0 | 0 | 0 | 0 | 0.0085344 | -0.0052078
1996 | 215.1146 | 0 | 0 | 0 | 0 | 0 | 0 | 0.0012192 | 0.0072108
1996 | 215.125 | 0 | 0 | 0 | 0 | 0 | 0 | 0.0008128 | -0.0084126
1996 | 215.1354 | 0 | 0 | 0 | 0 | 0 | 0 | -0.0004064 | 0.006009
1996 | 215.1458 | 0 | 0 | 0 | 0 | 0 | 0 | 0.0024384 | 0.0036054
1996 | 215.1562 | 0 | 0 | 0 | 0 | 0 | 0 | -0.0048768 | -0.011617
1996 | 215.1667 | 0 | 0 | 0 | 0 | 0 | 0 | -0.0044704 | 0.027641
1996 | 215.1771 | 0 | 0 | 0 | 0 | 0 | 0 | 0.0036576 | -0.0092138
1996 | 215.1875 | 0 | 0 | 0 | 0 | 0 | 0 | 0.0048768 | 0.0092138
1996 | 215.1979 | 0 | 0 | 0 | 0 | 0 | 0 | -0.0012192 | -0.024837
1996 | 215.2083 | 0 | 0 | 0 | 0 | 0 | 0 | 0.0069088 | 0.031647
1996 | 215.2187 | 0 | 0 | 0 | 0 | 0 | 0 | 0.0044704 | -0.004006
1996 | 215.2292 | 0 | 0 | 0 | 0 | 0 | 0 | -0.0016256 | -0.002003
1996 | 215.2396 | 0 | 0 | 0 | 0 | 0 | 0 | 0.0069088 | 0.011217
1996 | 215.25 | 0 | 0 | 0 | 0 | 0 | 0 | 0.0048768 | 0.016825
1996 | 215.2604 | 0 | 0 | 0 | 0 | 0 | 0 | 0.0036576 | -0.012819
1996 | 215.2708 | 0 | 0.021632 | 0 | 0 | 0 | 0 | -0.013818 | 0.018828
1996 | 215.2812 | 0 | 0 | 0 | 0 | 0 | 0 | -0.0012192 | 0.0024036
1996 | 215.2917 | 0 | 0 | 0 | 0 | 0 | 0 | 0.0012192 | -0.012819
1996 | 215.3021 | 0 | 0 | 0 | 0 | 0 | 0 | 0.0077216 | 0.0088132
1996 | 215.3125 | 0 | 0 | 0 | 0 | 0 | 0 | 0.0093472 | 0.018027
1996 | 215.3229 | 0 | 0 | 0 | 0 | 0 | 0 | 0.032918 | 0.043265
1996 | 215.3333 | 0 | 0 | 0 | 0 | 0 | 0 | 0.033325 | 0.024837
1996 | 215.3437 | 0 | 0 | 0 | 0 | 0 | 0 | 0.043485 | 0.050476
1996 | 215.3542 | 0 | 0 | 0 | 0 | 0 | 0 | 0.059741 | 0.068503
1996 | 215.3646 | 0 | 0 | 0 | 0 | 0 | 0 | 0.082906 | 0.08693
1996 | 215.375 | 0 | 0 | 0 | 0 | 0 | 0 | 0.10444 | 0.1338
1996 | 215.3854 | 0 | 0 | 0 | 0 | 0 | 0 | 0.13045 | 0.11898
1996 | 215.3958 | 0 | 0 | 0 | 0 | 0 | 0 | 0.15159 | 0.17907
1996 | 215.4062 | 0 | 0 | 0 | 0 | 0 | 0 | 0.16256 | 0.16425
1996 | 215.4167 | 0 | 0 | 0 | 0 | 0 | 0 | 0.16866 | 0.19109
1996 | 215.4271 | 0 | 0 | 0 | 0 | 0 | 0 | 0.19263 | 0.18388
1996 | 215.4375 | 0 | 0 | 0 | 0 | 0 | 0 | 0.20808 | 0.22674
1996 | 215.4479 | 0 | 0 | 0 | 0 | 2.4335 | 2.7617 | 0.038202 | 0.032849
1996 | 215.4583 | 0 | 0 | 0 | 0 | 11.506 | 11.595 | -2.2737e-13 | 0
1996 | 215.4687 | 0 | 0 | 0 | 0 | 6.0993 | 3.9339 | 0.036576 | 0.10416
1996 | 215.4792 | 0 | 0 | 0 | 0 | 0 | 0 | 0.24384 | 0.25638
1996 | 215.4896 | 0 | 0 | 0 | 0 | 0 | 0 | 0.28042 | 0.28843
1996 | 215.5 | 0 | 0 | 0 | 0 | 0 | 0 | 0.28042 | 0.28042
1996 | 215.5104 | 0 | 0 | 0 | 0 | 0 | 0 | 0.30074 | 0.29244
1996 | 215.5208 | 0 | 0 | 0 | 0 | 0 | 0 | 0.3048 | 0.31647
1996 | 215.5312 | 0 | 0 | 0 | 0 | 0 | 0 | 0.3048 | 0.29644
1996 | 215.5417 | 0 | 0 | 0 | 0 | 0 | 0 | 0.26822 | 0.26039
1996 | 215.5521 | 0 | 0 | 0 | 0 | 0 | 0 | 0.27635 | 0.28042
1996 | 215.5625 | 0 | 0 | 0 | 0 | 0 | 0 | 0.32918 | 0.35253
1996 | 215.5729 | 0 | 0 | 0 | 0 | 0 | 0 | 0.31293 | 0.30045
1996 | 215.5833 | 0 | 0 | 0 | 0 | 0 | 0 | 0.32106 | 0.34051
1996 | 215.5937 | 0 | 0 | 0 | 0 | 0 | 0 | 0.33325 | 0.34051
1996 | 215.6042 | 0 | 0 | 0 | 0 | 0 | 0 | 0.30074 | 0.32449
1996 | 215.6146 | 0 | 0 | 0 | 0 | 0 | 0 | 0.33325 | 0.31247
1996 | 215.625 | 0 | 0 | 0 | 0 | 0 | 0 | 0.29261 | 0.3325
1996 | 215.6354 | 0 | 0 | 0 | 0 | 0 | 0 | 0.31699 | 0.30846
1996 | 215.6458 | 0 | 0 | 0 | 0 | 0 | 0 | 0.3048 | 0.30846
1996 | 215.6562 | 0 | 0 | 0 | 0 | 0 | 0 | 0.30439 | 0.30846
1996 | 215.6667 | 0 | 0 | 0 | 0 | 0 | 0 | 0.30155 | 0.30446
1996 | 215.6771 | 0 | 0 | 0 | 0 | 0 | 0 | 0.29952 | 0.31647
1996 | 215.6875 | 0 | 0 | 0 | 0 | 0 | 0 | 0.29627 | 0.28843
1996 | 215.6979 | 0 | 0 | 0 | 0 | 0 | 0 | 0.26172 | 0.27641
1996 | 215.7083 | 0 | 0 | 0 | 0 | 0 | 0 | 0.25481 | 0.24437
1996 | 215.7187 | 0 | 0 | 0 | 0 | 0 | 0 | 0.25319 | 0.25839
1996 | 215.7292 | 0 | 0 | 0 | 0 | 0 | 0 | 0.22068 | 0.23756
1996 | 215.7396 | 0 | 0 | 0 | 0 | 0 | 0 | 0.19182 | 0.18548
1996 | 215.75 | 0 | 0 | 0 | 0 | 0 | 0 | 0.19426 | 0.20511
1996 | 215.7604 | 0 | 0 | 0 | 0 | 0 | 0 | 0.17231 | 0.16585
1996 | 215.7708 | 0 | 0 | 0 | 0 | 0 | 0 | 0.14712 | 0.15103
1996 | 215.7812 | 0 | 0 | 0 | 0 | 0 | 0 | 0.14752 | 0.12379
1996 | 215.7917 | 0 | 0 | 0 | 0 | 0 | 0 | 0.10282 | 0.11537
1996 | 215.8021 | 0 | 0 | 0 | 0 | 0 | 0 | 0.084531 | 0.082924
1996 | 215.8125 | 0 | 0 | 0 | 0 | 0 | 0 | 0.063398 | 0.058087
1996 | 215.8229 | 0 | 0 | 0 | 0 | 0 | 0 | 0.04064 | 0.048473
1996 | 215.8333 | 0 | 0 | 0 | 0 | 0 | 0 | 0.036982 | 0.038458
1996 | 215.8437 | 0 | 0 | 0 | 0 | 0 | 0 | 0.030074 | 0.047671
1996 | 215.8542 | 0 | 0 | 0 | 0 | 0 | 0 | 0.02479 | 0.015623
1996 | 215.8646 | 0 | 0 | 0 | 0 | 0 | 0 | 0.022758 | 0.037256
1996 | 215.875 | 0 | 0 | 0 | 0 | 0 | 0 | 0.028854 | 0.022033
1996 | 215.8854 | 0 | 0 | 0 | 0 | 0 | 0 | 0.020726 | 0.0056084
1996 | 215.8958 | 0 | 0 | 0 | 0 | 0 | 0 | 0.017069 | 0.028843
1996 | 215.9062 | 0 | 0 | 0 | 0 | 0 | 0 | 0.016662 | 0.014021
1996 | 215.9167 | 0 | 0 | 0 | 0 | 0 | 0 | 0.021946 | 0.023235
1996 | 215.9271 | 0 | 0 | 0 | 0 | 0 | 0 | 0.015037 | 0.028042
1996 | 215.9375 | 0 | 0 | 0 | 0 | 0 | 0 | 0.028042 | 0.020831
1996 | 215.9479 | 0 | 0 | 0 | 0 | 0 | 0 | 0.016662 | 0.018828
1996 | 215.9583 | 0 | 0 | 0 | 0 | 0 | 0 | 0.013005 | 0.016825
1996 | 215.9687 | 0 | 0 | 0 | 0 | 0 | 0 | 0.017882 | 0.024437
1996 | 215.9792 | 0 | 0 | 0 | 0 | 0 | 0 | 0.013818 | 0.0084126
1996 | 215.9896 | 0 | 0 | 0 | 0 | 0 | 0 | 0.017069 | 0.017626
1996 | 216 | 0 | 0 | 0 | 0 | 0 | 0 | 0.016256 | 0.025638
1996 | 216.0104 | 0 | 0 | 0 | 0 | 0 | 0 | 0.025603 | 0.01322
1996 | 216.0208 | 0 | 0 | 0 | 0 | 0 | 0 | 0.018288 | 0.012018
1996 | 216.0312 | 0 | 0 | 0 | 0 | 0 | 0 | 0.018694 | 0.01322
1996 | 216.0417 | 0 | 0 | 0 | 0 | 0 | 0 | 0.0044704 | 0.014822
1996 | 216.0521 | 0 | 0 | 0 | 0 | 0 | 0 | 0.01463 | 0.0068102
1996 | 216.0625 | 0 | 0 | 0 | 0 | 0 | 0 | 0.0028448 | -0.0024036
1996 | 216.0729 | 0 | 0 | 0 | 0 | 0 | 0 | 0.0065024 | 0.02644
1996 | 216.0833 | 0 | 0 | 0 | 0 | 0 | 0 | 0.004064 | -0.0036054
1996 | 216.0937 | 0 | 0 | 0 | 0 | 0 | 0 | 0.017475 | 0.0088132
1996 | 216.1042 | 0 | 0 | 0 | 0 | 0 | 0 | 0.008128 | 0.02684
1996 | 216.1146 | 0 | 0 | 0 | 0 | 0 | 0 | 0.016256 | 0.0036054
1996 | 216.125 | 0 | 0 | 0 | 0 | 0 | 0 | 0.0093472 | 0.008012
1996 | 216.1354 | 0 | 0 | 0 | 0 | 0 | 0 | 0.012192 | 0.01322
1996 | 216.1458 | 0 | 0 | 0 | 0 | 0 | 0 | 0.013818 | 0.022834
1996 | 216.1562 | 0 | 0 | 0 | 0 | 0 | 0 | 0.012598 | -0.0016024
1996 | 216.1667 | 0 | 0 | 0 | 0 | 0 | 0 | 0.011786 | 0.011617
1996 | 216.1771 | 0 | 0 | 0 | 0 | 0 | 0 | 0.01016 | 0.017626
1996 | 216.1875 | 0 | 0 | 0 | 0 | 0 | 0 | 0.004064 | 0.0084126
1996 | 216.1979 | 0 | 0 | 0 | 0 | 0 | 0 | 0.0069088 | -0.0004006
1996 | 216.2083 | 0 | 0 | 0 | 0 | 0 | 0 | 0.01463 | 0.012419
1996 | 216.2187 | 0 | 0 | 0 | 0 | 0 | 0 | 0.039014 | 0.012819
1996 | 216.2292 | 0 | 0 | 0 | 0 | 0 | 0 | 0.006096 | -0.0016024
1996 | 216.2396 | 0 | 0 | 0 | 0 | 0 | 0 | 0.0016256 | 0.015623
1996 | 216.25 | 0 | 0 | 0 | 0 | 0 | 0 | 0.008128 | 0.016024
1996 | 216.2604 | 0 | 0 | 0 | 0 | 0 | 0 | -0.0016256 | 0.017626
1996 | 216.2708 | 0 | 0 | 0 | 0 | 0 | 0 | 0.019101 | 0.0032048
1996 | 216.2812 | 0 | 0 | 0 | 0 | 0 | 0 | 0.019507 | 0.029644
1996 | 216.2917 | 0 | 0 | 0 | 0 | 0 | 0 | 0.0073152 | 0.012018
1996 | 216.3021 | 0 | 0 | 0 | 0 | 0 | 0 | 0.030074 | 0.0024036
1996 | 216.3125 | 0 | 0 | 0 | 0 | 0 | 0 | 0.02032 | 0.049274
1996 | 216.3229 | 0 | 0 | 0 | 0 | 0 | 0 | 0.02601 | 0.022834
1996 | 216.3333 | 0 | 0 | 0 | 0 | 0 | 0 | 0.0508 | 0.031647
1996 | 216.3437 | 0 | 0 | 0 | 0 | 0 | 0 | 0.060554 | 0.078918
1996 | 216.3542 | 0 | 0 | 0 | 0 | 0 | 0 | 0.065024 | 0.0665
1996 | 216.3646 | 0 | 0 | 0 | 0 | 0 | 0 | 0.093472 | 0.10456
1996 | 216.375 | 0 | 0 | 0 | 0 | 0 | 0 | 0.10607 | 0.085328
1996 | 216.3854 | 0 | 0 | 0 | 0 | 0 | 0 | 0.1268 | 0.13941
1996 | 216.3958 | 0 | 0 | 0 | 0 | 0 | 0 | 0.13289 | 0.14181
1996 | 216.4062 | 0 | 0 | 0 | 0 | 0 | 0 | 0.15199 | 0.16745
1996 | 216.4167 | 0 | 0 | 0 | 0 | 0 | 0 | 0.21986 | 0.23555
1996 | 216.4271 | 0 | 0 | 0 | 0 | 0 | 0 | 0.21052 | 0.21512
1996 | 216.4375 | 0 | 0 | 0 | 0 | 0 | 0 | 0.22636 | 0.21032
1996 | 216.4479 | 0 | 0 | 0 | 0 | 0 | 0 | 0.23531 | 0.25558
1996 | 216.4583 | 0 | 0 | 0 | 0 | 0 | 0 | 0.25441 | 0.22794
1996 | 216.4687 | 0 | 0 | 0 | 0 | 0 | 0 | 0.24506 | 0.28563
1996 | 216.4792 | 0 | 0 | 0 | 0 | 0 | 0 | 0.26904 | 0.25158
1996 | 216.4896 | 0 | 0 | 0 | 0 | 0 | 0 | 0.28326 | 0.30285
1996 | 216.5 | 0 | 0 | 0 | 0 | 0 | 0 | 0.29423 | 0.30325
1996 | 216.5104 | 0 | 0 | 0 | 0 | 0 | 0 | 0.32756 | 0.29644
1996 | 216.5208 | 0 | 0 | 0 | 0 | 0 | 0 | 0.32309 | 0.33811
1996 | 216.5312 | 0 | 0 | 0 | 0 | 0 | 0 | 0.32512 | 0.3321
1996 | 216.5417 | 0 | 0 | 0 | 0 | 0 | 0 | 0.33447 | 0.35293
1996 | 216.5521 | 0 | 0 | 0 | 0 | 0 | 0 | 0.34138 | 0.35934
1996 | 216.5625 | 0 | 0 | 0 | 0 | 0 | 0 | 0.35641 | 0.32128
1996 | 216.5729 | 0 | 0 | 0 | 0 | 0 | 0 | 0.33162 | 0.3345
1996 | 216.5833 | 0 | 0 | 0 | 0 | 0 | 0 | 0.33487 | 0.38337
1996 | 216.5937 | 0 | 0 | 0 | 0 | 0 | 0 | 0.36088 | 0.35253
1996 | 216.6042 | 0 | 0 | 0 | 0 | 0 | 0 | 0.32553 | 0.34932
1996 | 216.6146 | 0 | 0 | 0 | 0 | 0 | 0 | 0.34138 | 0.3333
1996 | 216.625 | 0 | 0 | 0 | 0 | 0 | 0 | 0.34219 | 0.35012
1996 | 216.6354 | 0 | 0 | 0 | 0 | 0 | 0 | 0.33609 | 0.34612
1996 | 216.6458 | 0 | 0 | 0 | 0 | 0 | 0 | 0.33447 | 0.32208
1996 | 216.6562 | 0 | 0 | 0 | 0 | 0 | 0 | 0.31618 | 0.3337
1996 | 216.6667 | 0 | 0 | 0 | 0 | 0 | 0 | 0.30317 | 0.28563
1996 | 216.6771 | 0 | 0 | 0 | 0 | 0 | 0 | 0.28326 | 0.29765
1996 | 216.6875 | 0 | 0 | 0 | 0 | 0 | 0 | 0.30683 | 0.31367
1996 | 216.6979 | 0 | 0 | 0 | 0 | 0 | 0 | 0.26538 | 0.29043
1996 | 216.7083 | 0 | 0 | 0 | 0 | 0 | 0 | 0.25319 | 0.27762
1996 | 216.7187 | 0 | 0 | 0 | 0 | 0 | 0 | 0.1971 | 0.18908
1996 | 216.7292 | 0 | 0 | 0 | 0 | 0 | 0 | 0.19141 | 0.18508
1996 | 216.7396 | 0 | 0 | 0 | 0 | 0 | 0 | 0.15768 | 0.16665
1996 | 216.75 | 0 | 0 | 0 | 0 | 0 | 0 | 0.17231 | 0.15583
1996 | 216.7604 | 0 | 0 | 0 | 0 | 0 | 0 | 0.15524 | 0.17226
1996 | 216.7708 | 0 | 0 | 0 | 0 | 0 | 0 | 0.15159 | 0.15663
1996 | 216.7812 | 0 | 0 | 0 | 0 | 0 | 0 | 0.12029 | 0.10335
1996 | 216.7917 | 0 | 0 | 0 | 0 | 0 | 0 | 0.081686 | 0.074512
1996 | 216.8021 | 0 | 0 | 0 | 0 | 0 | 0 | 0.06096 | 0.067301
1996 | 216.8125 | 0 | 0 | 0 | 0 | 0 | 0 | 0.053645 | 0.03325
1996 | 216.8229 | 0 | 0 | 0 | 0 | 0 | 0 | 0.046736 | 0.068102
1996 | 216.8333 | 0 | 0 | 0 | 0 | 0 | 0 | 0.035763 | 0.03365
1996 | 216.8437 | 0 | 0 | 0 | 0 | 0 | 0 | 0.039014 | 0.025638
1996 | 216.8542 | 0 | 0 | 0 | 0 | 0 | 0 | 0.031293 | 0.034852
1996 | 216.8646 | 0 | 0 | 0 | 0 | 0 | 0 | 0.028448 | 0.03325
1996 | 216.875 | 0 | 0 | 0 | 0 | 0 | 0 | 0.022758 | 0.019229
1996 | 216.8854 | 0 | 0 | 0 | 0 | 0 | 0 | 0.028448 | 0.018428
1996 | 216.8958 | 0 | 0 | 0 | 0 | 0 | 0 | 0.027229 | 0.035253
1996 | 216.9062 | 0 | 0 | 0 | 0 | 0 | 0 | 0.02601 | 0.027641
1996 | 216.9167 | 0 | 0 | 0 | 0 | 0 | 0 | 0.019101 | 0.019229
1996 | 216.9271 | 0 | 0 | 0 | 0 | 0 | 0 | 0.023978 | 0.02003
1996 | 216.9375 | 0 | 0 | 0 | 0 | 0 | 0 | 0.018288 | 0.02684
1996 | 216.9479 | 0 | 0 | 0 | 0 | 0 | 0 | 0.032512 | 0.032849
1996 | 216.9583 | 0 | 0 | 0 | 0 | 0 | 0 | 0.02032 | 0.0052078
1996 | 216.9687 | 0 | 0 | 0 | 0 | 0 | 0 | 0.022352 | 0.031247
1996 | 216.9792 | 0 | 0 | 0 | 0 | 0 | 0 | 0.02032 | 0.01362
1996 | 216.9896 | 0 | 0 | 0 | 0 | 0 | 0 | 0.02601 | 0.029244
1996 | 217 | 0 | 0 | 0 | 0 | 0 | 0 | 0.023165 | 0.021632
1996 | 217.0104 | 0 | 0 | 0 | 0 | 0 | 0 | 0.02032 | 0.030045
1996 | 217.0208 | 0 | 0 | 0 | 0 | 0 | 0 | 0.021133 | 0.01322
1996 | 217.0312 | 0 | 0 | 0 | 0 | 0 | 0 | 0.017882 | 0.0068102
1996 | 217.0417 | 0 | 0 | 0 | 0 | 0 | 0 | 0.017882 | 0.037656
1996 | 217.0521 | 0 | 0 | 0 | 0 | 0 | 0 | 0.02032 | 0.015223
1996 | 217.0625 | 0 | 0 | 0 | 0 | 0 | 0 | 0.01585 | -0.0004006
1996 | 217.0729 | 0 | 0 | 0 | 0 | 0 | 0 | 0.02601 | 0.049674
1996 | 217.0833 | 0 | 0 | 0 | 0 | 0 | 0 | 0.013818 | 0.0064096
1996 | 217.0937 | 0 | 0 | 0 | 0 | 0 | 0 | 0.024384 | 0.01322
1996 | 217.1042 | 0 | 0 | 0 | 0 | 0 | 0 | 0.025197 | 0.017626
1996 | 217.1146 | 0 | 0 | 0 | 0 | 0 | 0 | 0.018288 | 0.038057
1996 | 217.125 | 0 | 0 | 0 | 0 | 0 | 0 | 0.015037 | 0.0092138
1996 | 217.1354 | 0 | 0 | 0 | 0 | 0 | 0 | 0.019101 | 0.022033
1996 | 217.1458 | 0 | 0 | 0 | 0 | 0 | 0 | 0.019507 | 0.02003
1996 | 217.1562 | 0 | 0 | 0 | 0 | 0 | 0 | 0.0065024 | 0.004006
1996 | 217.1667 | 0 | 0 | 0 | 0 | 0 | 0 | 0.015037 | 0.020831
1996 | 217.1771 | 0 | 0 | 0 | 0 | 0 | 0 | 0.023571 | 0.022834
1996 | 217.1875 | 0 | 0 | 0 | 0 | 0 | 0 | 0.015037 | 0.014822
1996 | 217.1979 | 0 | 0 | 0 | 0 | 0 | 0 | 0.011786 | 0.012819
1996 | 217.2083 | 0 | 0 | 0 | 0 | 0 | 0 | 0.023978 | 0.019629
1996 | 217.2187 | 0 | 0 | 0 | 0 | 0 | 0 | 0.014224 | 0.023235
1996 | 217.2292 | 0 | 0 | 0 | 0 | 0 | 0 | 0.01016 | 0.006009
1996 | 217.2396 | 0 | 0 | 0 | 0 | 0 | 0 | 0.023978 | 0.010416
1996 | 217.25 | 0 | 0 | 0 | 0 | 0 | 0 | 0.011786 | 0.020831
1996 | 217.2604 | 0 | 0 | 0 | 0 | 0 | 0 | 0.011786 | 0.018828
1996 | 217.2708 | 0 | 0 | 0 | 0 | 0 | 0 | 0.018694 | 0.0004006
1996 | 217.2812 | 0 | 0 | 0 | 0 | 0 | 0 | 0.01585 | 0.03365
1996 | 217.2917 | 0 | 0 | 0 | 0 | 0 | 0 | 0.033325 | 0.057286
1996 | 217.3021 | 0 | 0 | 0 | 0 | 0 | 0 | 0.0508 | 0.056485
1996 | 217.3125 | 0 | 0 | 0 | 0 | 0 | 0 | 0.066243 | 0.060491
1996 | 217.3229 | 0 | 0 | 0 | 0 | 0 | 0 | 0.077216 | 0.098948
1996 | 217.3333 | 0 | 0 | 0 | 0 | 0 | 0 | 0.099162 | 0.12138
1996 | 217.3437 | 0 | 0 | 0 | 0 | 0 | 0 | 0.099568 | 0.11537
1996 | 217.3542 | 0 | 0 | 0 | 0 | 0 | 0 | 0.11176 | 0.10215
1996 | 217.3646 | 0 | 0 | 0 | 0 | 0 | 0 | 0.15687 | 0.15303
1996 | 217.375 | 0 | 0 | 0 | 0 | 0 | 0 | 0.16947 | 0.16825
1996 | 217.3854 | 0 | 0 | 0 | 0 | 0 | 0 | 0.21133 | 0.1975
1996 | 217.3958 | 0 | 0 | 0 | 0 | 0 | 0 | 0.18166 | 0.1991
1996 | 217.4062 | 0 | 0 | 0 | 0 | 0 | 0 | 0.18004 | 0.16264
1996 | 217.4167 | 0 | 0 | 0 | 0 | 0 | 0 | 0.15809 | 0.1358
1996 | 217.4271 | 0 | 0 | 0 | 0 | 0 | 0 | 0.12639 | 0.13781
1996 | 217.4375 | 0 | 0 | 0 | 0 | 0 | 0 | 0.13614 | 0.14702
1996 | 217.4479 | 0 | 0 | 0 | 0 | 0 | 0 | 0.14427 | 0.12539
1996 | 217.4583 | 0 | 0 | 0 | 0 | 0 | 0 | 0.13289 | 0.15463
1996 | 217.4687 | 0 | 0 | 0 | 0 | 0 | 0 | 0.16337 | 0.16264
1996 | 217.4792 | 0 | 0 | 0 | 0 | 0 | 0 | 0.16378 | 0.16665
1996 | 217.4896 | 0 | 0 | 0 | 0 | 0 | 0 | 0.18125 | 0.19389
1996 | 217.5 | 0 | 0 | 0 | 0 | 0 | 0 | 0.20036 | 0.19149
1996 | 217.5104 | 0 | 0 | 0 | 0 | 0 | 0 | 0.20442 | 0.20391
1996 | 217.5208 | 0 | 0 | 0 | 0 | 0 | 0 | 0.16988 | 0.17586
1996 | 217.5312 | 0 | 0 | 0 | 0 | 0 | 0 | 0.22393 | 0.22313
1996 | 217.5417 | 0 | 0 | 0 | 0 | 0 | 0 | 0.26091 | 0.27722
1996 | 217.5521 | 0 | 0 | 0 | 0 | 0 | 0 | 0.27757 | 0.26159
1996 | 217.5625 | 0 | 0 | 0 | 0 | 0 | 0 | 0.28854 | 0.29003
1996 | 217.5729 | 0 | 0 | 0 | 0 | 0 | 0 | 0.27351 | 0.29124
1996 | 217.5833 | 0 | 0 | 0 | 0 | 0 | 0 | 0.30236 | 0.30646
1996 | 217.5937 | 0 | 0 | 0 | 0 | 0 | 0 | 0.30399 | 0.29003
1996 | 217.6042 | 0 | 0 | 0 | 0 | 0 | 0 | 0.29301 | 0.30926
1996 | 217.6146 | 0 | 0 | 0 | 0 | 0 | 0 | 0.31618 | 0.32048
1996 | 217.625 | 0 | 0 | 0 | 0 | 0 | 0 | 0.29017 | 0.29725
1996 | 217.6354 | 0 | 0 | 0 | 0 | 0 | 0 | 0.2983 | 0.29404
1996 | 217.6458 | 0 | 0 | 0 | 0 | 0 | 0 | 0.28082 | 0.29444
1996 | 217.6562 | 0 | 0 | 0 | 0 | 0 | 0 | 0.28245 | 0.27361
1996 | 217.6667 | 0 | 0 | 0 | 0 | 0 | 0 | 0.28407 | 0.28763
1996 | 217.6771 | 0 | 0 | 0 | 0 | 0 | 0 | 0.28164 | 0.28082
1996 | 217.6875 | 0 | 0 | 0 | 0 | 0 | 0 | 0.25237 | 0.25398
1996 | 217.6979 | 0 | 0 | 0 | 0 | 0 | 0 | 0.21864 | 0.23275
1996 | 217.7083 | 0 | 0 | 0 | 0 | 0 | 0 | 0.24872 | 0.23555
1996 | 217.7187 | 0 | 0 | 0 | 0 | 0 | 0 | 0.17435 | 0.16064
1996 | 217.7292 | 0 | 0 | 0 | 0 | 0 | 0 | 0.12151 | 0.12218
1996 | 217.7396 | 0 | 0 | 0 | 0 | 0 | 0 | 0.13818 | 0.15663
1996 | 217.75 | 0 | 0 | 0 | 0 | 0 | 0 | 0.13167 | 0.11337
1996 | 217.7604 | 0 | 0 | 0 | 0 | 0 | 0 | 0.073152 | 0.096144
1996 | 217.7708 | 0 | 0 | 0 | 0 | 0 | 0 | 0.13005 | 0.12659
1996 | 217.7812 | 0 | 0 | 0 | 0 | 0 | 0 | 0.087782 | 0.10335
1996 | 217.7917 | 0 | 0 | 0 | 0 | 0 | 0 | 0.09591 | 0.092138
1996 | 217.8021 | 0 | 0 | 0 | 0 | 0 | 0 | 0.12436 | 0.12859
1996 | 217.8125 | 0 | 0 | 0 | 0 | 0 | 0 | 0.099162 | 0.087331
1996 | 217.8229 | 0 | 0 | 0 | 0 | 0 | 0 | 0.076403 | 0.068503
1996 | 217.8333 | 0 | 0 | 0 | 0 | 0 | 0 | 0.033731 | 0.030045
1996 | 217.8437 | 0 | 0 | 0 | 0 | 0 | 0 | 0.03495 | 0.045668
1996 | 217.8542 | 0 | 0 | 0 | 0 | 0 | 0 | 0.039421 | 0.034852
1996 | 217.8646 | 0 | 0 | 0 | 0 | 0 | 0 | 0.028448 | 0.015223
1996 | 217.875 | 0 | 0 | 0 | 0 | 0 | 0 | 0.035357 | 0.038458
1996 | 217.8854 | 0 | 0 | 0 | 0 | 0 | 0 | 0.025603 | 0.028843
1996 | 217.8958 | 0 | 0 | 0 | 0 | 0 | 0 | 0.022352 | 0.015623
1996 | 217.9062 | 0 | 0 | 0 | 0 | 0 | 0 | 0.020726 | 0.032849
1996 | 217.9167 | 0 | 0 | 0 | 0 | 0 | 0 | 0.02032 | 0.024036
1996 | 217.9271 | 0 | 0 | 0 | 0 | 0 | 0 | 0.023978 | 0.020431
1996 | 217.9375 | 0 | 0 | 0 | 0 | 0 | 0 | 0.028854 | 0.022033
1996 | 217.9479 | 0 | 0 | 0 | 0 | 0 | 0 | 0.018288 | 0.022834
1996 | 217.9583 | 0 | 0 | 0 | 0 | 0 | 0 | 0.020726 | 0.024036
1996 | 217.9687 | 0 | 0 | 0 | 0 | 0 | 0 | 0.019914 | 0.0092138
1996 | 217.9792 | 0 | 0 | 0 | 0 | 0 | 0 | 0.017475 | 0.027241
1996 | 217.9896 | 0 | 0 | 0 | 0 | 0 | 0 | 0.022352 | 0.02003
1996 | 218 | 0 | 0 | 0 | 0 | 0 | 0 | 0.013818 | 0.016024
1996 | 218.0104 | 0 | 0 | 0 | 0 | 0 | 0 | 0.027229 | 0.028843
1996 | 218.0208 | 0 | 0 | 0 | 0 | 0 | 0 | 0.022758 | 0.019629
1996 | 218.0312 | 0 | 0 | 0 | 0 | 0 | 0 | 0.019507 | 0.022834
1996 | 218.0417 | 0 | 0 | 0 | 0 | 0 | 0 | 0.018288 | 0.0072108
1996 | 218.0521 | 0 | 0 | 0 | 0 | 0 | 0 | 0.0089408 | 0.024036
1996 | 218.0625 | 0 | 0 | 0 | 0 | 0 | 0 | 0.011379 | 0.011617
1996 | 218.0729 | 0 | 0 | 0 | 0 | 0 | 0 | 0.015443 | 0.0064096
1996 | 218.0833 | 0 | 0 | 0 | 0 | 0 | 0 | 0.015443 | 0.024036
1996 | 218.0937 | 0 | 0 | 0 | 0 | 0 | 0 | 0.011786 | 0.016024
1996 | 218.1042 | 0 | 0 | 0 | 0 | 0 | 0 | 0.021539 | 0.0024036
1996 | 218.1146 | 0 | 0 | 0 | 0 | 0 | 0 | 0.013005 | 0.030045
1996 | 218.125 | 0 | 0 | 0 | 0 | 0 | 0 | 0.014224 | 0.010816
1996 | 218.1354 | 0 | 0 | 0 | 0 | 0 | 0 | 0.0093472 | 0.0084126
1996 | 218.1458 | 0 | 0 | 0 | 0 | 0 | 0 | 0.006096 | 0.004006
1996 | 218.1562 | 0 | 0 | 0 | 0 | 0 | 0 | 0.018288 | 0.02684
1996 | 218.1667 | 0 | 0 | 0 | 0 | 0 | 0 | 0.010566 | 0.0088132
1996 | 218.1771 | 0 | 0 | 0 | 0 | 0 | 0 | 0.0097536 | 0.01362
1996 | 218.1875 | 0 | 0 | 0 | 0 | 0 | 0 | 0.014224 | 0.018027
1996 | 218.1979 | 0 | 0 | 0 | 0 | 0 | 0 | 0.01463 | 0.015623
1996 | 218.2083 | 0 | 0 | 0 | 0 | 0 | 0 | 0.01016 | 0.01362
1996 | 218.2187 | 0 | 0 | 0 | 0 | 0 | 0 | 0.01585 | 0.012419
1996 | 218.2292 | 0 | 0 | 0 | 0 | 0 | 0 | 0.019914 | 0.023235
1996 | 218.2396 | 0 | 0 | 0 | 0 | 0 | 0 | 0.016662 | 0.018027
1996 | 218.25 | 0 | 0 | 0 | 0 | 0 | 0 | 0.016256 | 0.004006
1996 | 218.2604 | 0 | 0 | 0 | 0 | 0 | 0 | 0.022352 | 0.02684
1996 | 218.2708 | 0 | 0 | 0 | 0 | 0 | 0 | 0.011786 | 0.015623
1996 | 218.2812 | 0 | 0 | 0 | 0 | 0 | 0 | 0.028448 | 0.0048072
1996 | 218.2917 | 0 | 0 | 0 | 0 | 0 | 0 | 0.011379 | 0.036455
1996 | 218.3021 | 0 | 0 | 0 | 0 | 0 | 0 | 0.030886 | 0.035253
1996 | 218.3125 | 0 | 0 | 0 | 0 | 0 | 0 | 0.052019 | 0.050476
1996 | 218.3229 | 0 | 0 | 0 | 0 | 0 | 0 | 0.054864 | 0.048072
1996 | 218.3333 | 0 | 0 | 0 | 0 | 0 | 0 | 0.072339 | 0.078518
1996 | 218.3437 | 0 | 0 | 0 | 0 | 0 | 0 | 0.090221 | 0.077716
1996 | 218.3542 | 0 | 0 | 0 | 0 | 0 | 0 | 0.1081 | 0.10976
1996 | 218.3646 | 0 | 0 | 0 | 0 | 0 | 0 | 0.11542 | 0.1302
1996 | 218.375 | 0 | 0 | 0 | 0 | 0 | 0 | 0.13249 | 0.133
1996 | 218.3854 | 0 | 0 | 0 | 0 | 0 | 0 | 0.15403 | 0.15263
1996 | 218.3958 | 0 | 0 | 0 | 0 | 0 | 0 | 0.15484 | 0.15543
1996 | 218.4062 | 0 | 0 | 0 | 0 | 0 | 0 | 0.18491 | 0.16745
1996 | 218.4167 | 0 | 0 | 0 | 0 | 0 | 0 | 0.18329 | 0.18107
1996 | 218.4271 | 0 | 0 | 0 | 0 | 0 | 0 | 0.20157 | 0.18027
1996 | 218.4375 | 0 | 0 | 0 | 0 | 0 | 0 | 0.19385 | 0.21232
1996 | 218.4479 | 0 | 0 | 0 | 0 | 0 | 0 | 0.21092 | 0.20551
1996 | 218.4583 | 0 | 0 | 0 | 0 | 0 | 0 | 0.20686 | 0.1971
1996 | 218.4687 | 0 | 0 | 0 | 0 | 0 | 0 | 0.20564 | 0.23235
1996 | 218.4792 | 0 | 0 | 0 | 0 | 0 | 0 | 0.21824 | 0.21552
1996 | 218.4896 | 0 | 0 | 0 | 0 | 0 | 0 | 0.22718 | 0.20551
1996 | 218.5 | 0 | 0 | 0 | 0 | 0 | 0 | 0.21458 | 0.21552
1996 | 218.5104 | 0 | 0 | 0 | 0 | 0.17394 | 0.037656 | 0.0508 | 0.057286
1996 | 218.5208 | 0 | 0 | 0 | 0 | 10.2608 | 8.693 | 2.2737e-13 | 0
1996 | 218.5312 | 0 | 0 | 0 | 0 | 10.9866 | 11.361 | 0 | 1.1369e-13
1996 | 218.5417 | 0 | 0 | 0 | 0 | 6.4748 | 5.4794 | 0.016662 | 0.015223
1996 | 218.5521 | 0 | 0 | 0 | 0 | 0 | 0 | 0.13167 | 0.12018
1996 | 218.5625 | 0 | 0 | 0 | 0 | 0 | 0 | 0.14834 | 0.18027
1996 | 218.5729 | 0 | 0 | 0 | 0 | 0 | 0 | 0.1146 | 0.062894
1996 | 218.5833 | 0 | 0 | 0 | 0 | 0 | 0 | 0.10892 | 0.14061
1996 | 218.5937 | 0 | 0 | 0 | 0 | 0 | 0 | 0.13371 | 0.14101
1996 | 218.6042 | 0 | 0 | 0 | 0 | 0 | 0 | 0.14387 | 0.12779
1996 | 218.6146 | 0 | 0 | 0 | 0 | 0 | 0 | 0.15565 | 0.17506
1996 | 218.625 | 0 | 0 | 0 | 0 | 0 | 0 | 0.16053 | 0.14141
1996 | 218.6354 | 0 | 0 | 0 | 0 | 0 | 0 | 0.2032 | 0.23035
1996 | 218.6458 | 0 | 0 | 0 | 0 | 0 | 0 | 0.24465 | 0.25959
1996 | 218.6562 | 0 | 0 | 0 | 0 | 0 | 0 | 0.23165 | 0.22554
1996 | 218.6667 | 0 | 0 | 0 | 0 | 0 | 0 | 0.22189 | 0.24276
1996 | 218.6771 | 0 | 0 | 0 | 0 | 0 | 0 | 0.2284 | 0.22394
1996 | 218.6875 | 0 | 0 | 0 | 0 | 0 | 0 | 0.22393 | 0.2648
1996 | 218.6979 | 0 | 0 | 0 | 0 | 0 | 0 | 0.23571 | 0.25158
1996 | 218.7083 | 0 | 0 | 0 | 0 | 0 | 0 | 0.18857 | 0.18187
1996 | 218.7187 | 0 | 0 | 0 | 0 | 0 | 0 | 0.17678 | 0.24156
1996 | 218.7292 | 0 | 0 | 0 | 0 | 0 | 0 | 0.17597 | 0.16545
1996 | 218.7396 | 0 | 0 | 0 | 0 | 0 | 0 | 0.18125 | 0.22994
1996 | 218.75 | 0 | 0 | 0 | 0 | 0 | 0 | 0.17556 | 0.17466
1996 | 218.7604 | 0 | 0 | 0 | 0 | 0 | 0 | 0.17719 | 0.17146
1996 | 218.7708 | 0 | 0 | 0 | 0 | 0 | 0 | 0.14061 | 0.16865
1996 | 218.7812 | 0 | 0 | 0 | 0 | 0 | 0 | 0.12314 | 0.15463
1996 | 218.7917 | 0 | 0 | 0 | 0 | 0 | 0 | 0.13371 | 0.10496
1996 | 218.8021 | 0 | 0 | 0 | 0 | 0 | 0 | 0.10526 | 0.11818
1996 | 218.8125 | 0 | 0 | 0 | 0 | 0 | 0 | 0.069494 | 0.0669
1996 | 218.8229 | 0 | 0 | 0 | 0 | 0 | 0 | 0.047955 | 0.038858
1996 | 218.8333 | 0 | 0 | 0 | 0 | 0 | 0 | 0.030886 | 0.018428
1996 | 218.8437 | 0 | 0 | 0 | 0 | 0 | 0 | 0.017882 | 0.019229
1996 | 218.8542 | 0 | 0 | 0 | 0 | 0 | 0 | 0.012598 | 0.034852
1996 | 218.8646 | 0 | 0 | 0 | 0 | 0 | 0 | 0.012598 | 0
1996 | 218.875 | 0 | 0 | 0 | 0 | 0 | 0 | 0.0052832 | 0.0032048
1996 | 218.8854 | 0 | 0 | 0 | 0 | 0 | 0 | 0.010973 | 0.018428
1996 | 218.8958 | 0 | 0 | 0 | 0 | 0 | 0 | 0.0077216 | 0.023635
1996 | 218.9062 | 0 | 0 | 0 | 0 | 0 | 0 | 0.010566 | 0.0084126
1996 | 218.9167 | 0 | 0 | 0 | 0 | 0 | 0 | 0.0093472 | 0.010416
1996 | 218.9271 | 0 | 0 | 0 | 0 | 0 | 0 | 0.017882 | 0.0092138
1996 | 218.9375 | 0 | 0 | 0 | 0 | 0 | 0 | 0.0085344 | 0.028042
1996 | 218.9479 | 0 | 0 | 0 | 0 | 0 | 0 | 0.017069 | 0.015223
1996 | 218.9583 | 0 | 0 | 0 | 0 | 0 | 0 | 0.017882 | 0.0064096
1996 | 218.9687 | 0 | 0 | 0 | 0 | 0 | 0 | 0.02032 | 0.012819
1996 | 218.9792 | 0 | 0 | 0 | 0 | 0 | 0 | 0.013818 | 0.034852
1996 | 218.9896 | 0 | 0 | 0 | 0 | 0 | 0 | 0.013411 | 0.023635
1996 | 219 | 0 | 0 | 0 | 0 | 0 | 0 | 0.017069 | 0.0024036
1996 | 219.0104 | 0 | 0 | 0 | 0 | 0 | 0 | 0.013818 | 0.028843
1996 | 219.0208 | 0 | 0 | 0 | 0 | 0 | 0 | 0.021946 | 0.027241
1996 | 219.0312 | 0 | 0 | 0 | 0 | 0 | 0 | 0.018694 | 0.01362
1996 | 219.0417 | 0 | 0 | 0 | 0 | 0 | 0 | 0.017475 | -0.0072108
1996 | 219.0521 | 0 | 0 | 0 | 0 | 0 | 0 | 0.013818 | 0.034852
1996 | 219.0625 | 0 | 0 | 0 | 0 | 0 | 0 | 0.0097536 | 0.0012018
1996 | 219.0729 | 0 | 0 | 0 | 0 | 0 | 0 | 0.013818 | 0.02644
1996 | 219.0833 | 0 | 0 | 0 | 0 | 0 | 0 | 0.017475 | 0.0016024
1996 | 219.0937 | 0 | 0 | 0 | 0 | 0 | 0 | 0.0085344 | 0.02684
1996 | 219.1042 | 0 | 0 | 0 | 0 | 0 | 0 | 0.013411 | 0.0064096
1996 | 219.1146 | 0 | 0 | 0 | 0 | 0 | 0 | 0.0097536 | 0.012419
1996 | 219.125 | 0 | 0 | 0 | 0 | 0 | 0 | 0.01585 | 0.020431
1996 | 219.1354 | 0 | 0 | 0 | 0 | 0 | 0 | 0.017882 | 0.020431
1996 | 219.1458 | 0 | 0 | 0 | 0 | 0 | 0 | 0.017882 | 0.024837
1996 | 219.1562 | 0 | 0 | 0 | 0 | 0 | 0 | 0.01463 | 0.01322
1996 | 219.1667 | 0 | 0 | 0 | 0 | 0 | 0 | 0.022352 | 0.022434
1996 | 219.1771 | 0 | 0 | 0 | 0 | 0 | 0 | 0.02601 | 0.0092138
1996 | 219.1875 | 0 | 0 | 0 | 0 | 0 | 0 | 0.021133 | 0.017226
1996 | 219.1979 | 0 | 0 | 0 | 0 | 0 | 0 | 0.0097536 | 0.016024
1996 | 219.2083 | 0 | 0 | 0 | 0 | 0 | 0 | 0.010566 | 0.017626
1996 | 219.2187 | 0 | 0 | 0 | 0 | 0 | 0 | 0.02032 | 0.035253
1996 | 219.2292 | 0 | 0 | 0 | 0 | 0 | 0 | 0.017882 | 0.014422
1996 | 219.2396 | 0 | 0 | 0 | 0 | 0 | 0 | 0.018694 | -0.0016024
1996 | 219.25 | 0 | 0 | 0 | 0 | 0 | 0 | 0.012192 | 0.032048
1996 | 219.2604 | 0 | 0 | 0 | 0 | 0 | 0 | 0.021539 | 0.0088132
1996 | 219.2708 | 0 | 0 | 0 | 0 | 0 | 0 | 0.011379 | 0.0056084
1996 | 219.2812 | 0 | 0 | 0 | 0 | 0 | 0 | 0.013818 | 0.016425
1996 | 219.2917 | 0 | 0 | 0 | 0 | 0 | 0 | 0.011379 | 0.016024
1996 | 219.3021 | 0 | 0 | 0 | 0 | 0 | 0 | 0.013005 | 0.012419
1996 | 219.3125 | 0 | 0 | 0 | 0 | 0 | 0 | 0.031293 | 0.06009
1996 | 219.3229 | 0 | 0 | 0 | 0 | 0 | 0 | 0.03048 | -0.0056084
1996 | 219.3333 | 0 | 0 | 0 | 0 | 0 | 0 | 0.02479 | 0.032048
1996 | 219.3437 | 0 | 0 | 0 | 0 | 0 | 0 | 0.038202 | 0.058888
1996 | 219.3542 | 0 | 0 | 0 | 0 | 0 | 0 | 0.050394 | 0.078918
1996 | 219.3646 | 0 | 0 | 0 | 0 | 0 | 0 | 0.095504 | 0.1306
1996 | 219.375 | 0 | 0 | 0 | 0 | 0 | 0 | 0.11095 | 0.11417
1996 | 219.3854 | 0 | 0 | 0 | 0 | 0 | 0 | 0.12436 | 0.12499
1996 | 219.3958 | 0 | 0 | 0 | 0 | 0 | 0 | 0.15565 | 0.14462
1996 | 219.4062 | 0 | 0 | 0 | 0 | 0 | 0 | 0.14712 | 0.2031
1996 | 219.4167 | 0 | 0 | 0 | 0 | 0 | 0 | 0.19101 | 0.17066
1996 | 219.4271 | 0 | 0 | 0 | 0 | 0 | 0 | 0.19548 | 0.2015
1996 | 219.4375 | 0 | 0 | 0 | 0 | 0 | 0 | 0.21052 | 0.21793
1996 | 219.4479 | 0 | 0 | 0 | 0 | 0 | 0 | 0.2284 | 0.22514
1996 | 219.4583 | 0 | 0 | 0 | 0 | 0 | 0 | 0.22433 | 0.23155
1996 | 219.4687 | 0 | 0 | 0 | 0 | 0 | 0 | 0.24181 | 0.2648
1996 | 219.4792 | 0 | 0 | 0 | 0 | 0 | 0 | 0.25806 | 0.2648
1996 | 219.4896 | 0 | 0 | 0 | 0 | 0 | 0 | 0.25481 | 0.27321
1996 | 219.5 | 0 | 0 | 0 | 0 | 0 | 0 | 0.26497 | 0.2648
1996 | 219.5104 | 0 | 0 | 0 | 0 | 0 | 0 | 0.27269 | 0.27401
1996 | 219.5208 | 0 | 0 | 0 | 0 | 0 | 0 | 0.26172 | 0.28443
1996 | 219.5312 | 0 | 0 | 0 | 0 | 0 | 0 | 0.27879 | 0.29684
1996 | 219.5417 | 0 | 0 | 0 | 0 | 0 | 0 | 0.29464 | 0.29124
1996 | 219.5521 | 0 | 0 | 0 | 0 | 0 | 0 | 0.27716 | 0.27882
1996 | 219.5625 | 0 | 0 | 0 | 0 | 0 | 0 | 0.26944 | 0.30205
1996 | 219.5729 | 0 | 0 | 0 | 0 | 0 | 0 | 0.29992 | 0.29725
1996 | 219.5833 | 0 | 0 | 0 | 0 | 0 | 0 | 0.27107 | 0.29644
1996 | 219.5937 | 0 | 0 | 0 | 0 | 0 | 0 | 0.28854 | 0.31888
1996 | 219.6042 | 0 | 0 | 0 | 0 | 0 | 0 | 0.29505 | 0.29204
1996 | 219.6146 | 0 | 0 | 0 | 0 | 0 | 0 | 0.26863 | 0.27161
1996 | 219.625 | 0 | 0 | 0 | 0 | 0 | 0 | 0.28854 | 0.31487
1996 | 219.6354 | 0 | 0 | 0 | 0 | 0 | 0 | 0.26416 | 0.28162
1996 | 219.6458 | 0 | 0 | 0 | 0 | 0 | 0 | 0.22677 | 0.23635
1996 | 219.6562 | 0 | 0 | 0 | 0 | 0 | 0 | 0.2349 | 0.25638
1996 | 219.6667 | 0 | 0 | 0 | 0 | 0 | 0 | 0.26782 | 0.28643
1996 | 219.6771 | 0 | 0 | 0 | 0 | 0 | 0 | 0.2479 | 0.26279
1996 | 219.6875 | 0 | 0 | 0 | 0 | 0 | 0 | 0.25725 | 0.2688
1996 | 219.6979 | 0 | 0 | 0 | 0 | 0 | 0 | 0.24018 | 0.23956
1996 | 219.7083 | 0 | 0 | 0 | 0 | 0 | 0 | 0.22515 | 0.23876
1996 | 219.7187 | 0 | 0 | 0 | 0 | 0 | 0 | 0.18532 | 0.20871
1996 | 219.7292 | 0 | 0 | 0 | 0 | 0 | 0 | 0.19873 | 0.1987
1996 | 219.7396 | 0 | 0 | 0 | 0 | 0 | 0 | 0.16378 | 0.17106
1996 | 219.75 | 0 | 0 | 0 | 0 | 0 | 0 | 0.14712 | 0.15423
1996 | 219.7604 | 0 | 0 | 0 | 0 | 0 | 0 | 0.11745 | 0.11938
1996 | 219.7708 | 0 | 0 | 0 | 0 | 0 | 0 | 0.10241 | 0.11017
1996 | 219.7812 | 0 | 0 | 0 | 0 | 0 | 0 | 0.091846 | 0.10536
1996 | 219.7917 | 0 | 0 | 0 | 0 | 0 | 0 | 0.084531 | 0.066099
1996 | 219.8021 | 0 | 0 | 0 | 0 | 0 | 0 | 0.077216 | 0.085728
1996 | 219.8125 | 0 | 0 | 0 | 0 | 0 | 0 | 0.081686 | 0.082123
1996 | 219.8229 | 0 | 0 | 0 | 0 | 0 | 0 | 0.060147 | 0.056485
1996 | 219.8333 | 0 | 0 | 0 | 0 | 0 | 0 | 0.053238 | 0.04647
1996 | 219.8437 | 0 | 0 | 0 | 0 | 0 | 0 | 0.042266 | 0.042464
1996 | 219.8542 | 0 | 0 | 0 | 0 | 0 | 0 | 0.032106 | 0.020431
1996 | 219.8646 | 0 | 0 | 0 | 0 | 0 | 0 | 0.032918 | 0.028042
1996 | 219.875 | 0 | 0 | 0 | 0 | 0 | 0 | 0.023165 | 0.020431
1996 | 219.8854 | 0 | 0 | 0 | 0 | 0 | 0 | 0.032512 | 0.031247
1996 | 219.8958 | 0 | 0 | 0 | 0 | 0 | 0 | 0.033731 | 0.032449
1996 | 219.9062 | 0 | 0 | 0 | 0 | 0 | 0 | 0.019507 | 0.016425
1996 | 219.9167 | 0 | 0 | 0 | 0 | 0 | 0 | 0.03048 | 0.030446
1996 | 219.9271 | 0 | 0 | 0 | 0 | 0 | 0 | 0.019101 | 0.022033
1996 | 219.9375 | 0 | 0 | 0 | 0 | 0 | 0 | 0.017069 | 0.017226
1996 | 219.9479 | 0 | 0 | 0 | 0 | 0 | 0 | 0.027635 | 0.025238
1996 | 219.9583 | 0 | 0 | 0 | 0 | 0 | 0 | 0.02032 | 0.015223
1996 | 219.9687 | 0 | 0 | 0 | 0 | 0 | 0 | 0.0085344 | 0.015223
1996 | 219.9792 | 0 | 0 | 0 | 0 | 0 | 0 | 0.014224 | 0.02644
1996 | 219.9896 | 0 | 0 | 0 | 0 | 0 | 0 | 0.036576 | 0.020431
1996 | 220 | 0 | 0 | 0 | 0 | 0 | 0 | 0.028854 | 0.039259
1996 | 220.0104 | 0 | 0 | 0 | 0 | 0 | 0 | 0.023978 | 0.014822
1996 | 220.0208 | 0 | 0 | 0 | 0 | 0 | 0 | 0.016256 | 0.0096144
1996 | 220.0312 | 0 | 0 | 0 | 0 | 0 | 0 | 0.021946 | 0.039659
1996 | 220.0417 | 0 | 0 | 0 | 0 | 0 | 0 | 0.027229 | 0.028443
1996 | 220.0521 | 0 | 0 | 0 | 0 | 0 | 0 | 0.02032 | 0.010816
1996 | 220.0625 | 0 | 0 | 0 | 0 | 0 | 0 | 0.022352 | 0.018027
1996 | 220.0729 | 0 | 0 | 0 | 0 | 0 | 0 | 0.0056896 | 0.010816
1996 | 220.0833 | 0 | 0 | 0 | 0 | 0 | 0 | 0.016662 | 0.023235
1996 | 220.0937 | 0 | 0 | 0 | 0 | 0 | 0 | 0.022352 | 0.01362
1996 | 220.1042 | 0 | 0 | 0 | 0 | 0 | 0 | 0.024384 | 0.016825
1996 | 220.1146 | 0 | 0 | 0 | 0 | 0 | 0 | 0.0077216 | 0.028042
1996 | 220.125 | 0 | 0 | 0 | 0 | 0 | 0 | 0.023165 | 0.019229
1996 | 220.1354 | 0 | 0 | 0 | 0 | 0 | 0 | 0.029261 | 0.019629
1996 | 220.1458 | 0 | 0 | 0 | 0 | 0 | 0 | 0.0069088 | 0.014021
1996 | 220.1562 | 0 | 0 | 0 | 0 | 0 | 0 | 0.0089408 | 0.021232
1996 | 220.1667 | 0 | 0 | 0 | 0 | 0 | 0 | 0.021539 | 0.016425
1996 | 220.1771 | 0 | 0 | 0 | 0 | 0 | 0 | 0.022758 | 0.023235
1996 | 220.1875 | 0 | 0 | 0 | 0 | 0 | 0 | 0.016256 | 0.017226
1996 | 220.1979 | 0 | 0 | 0 | 0 | 0 | 0 | 0.015443 | 0.023235
1996 | 220.2083 | 0 | 0 | 0 | 0 | 0 | 0 | 0.034544 | 0.025638
1996 | 220.2187 | 0 | 0 | 0 | 0 | 0 | 0 | 0.023165 | 0.016024
1996 | 220.2292 | 0 | 0 | 0 | 0 | 0 | 0 | 0.017882 | 0.017226
1996 | 220.2396 | 0 | 0 | 0 | 0 | 0 | 0 | 0.013818 | 0.018428
1996 | 220.25 | 0 | 0 | 0 | 0 | 0 | 0 | 0.014224 | 0.0008012
1996 | 220.2604 | 0 | 0 | 0 | 0 | 0 | 0 | 0.019914 | 0.02684
1996 | 220.2708 | 0 | 0 | 0 | 0 | 0 | 0 | 0.0093472 | 0.018428
1996 | 220.2812 | 0 | 0 | 0 | 0 | 0 | 0 | 0.025197 | 0.024437
1996 | 220.2917 | 0 | 0 | 0 | 0 | 0 | 0 | 0.049987 | 0.048473
1996 | 220.3021 | 0 | 0 | 0 | 0 | 0 | 0 | 0.034138 | 0.042063
1996 | 220.3125 | 0 | 0 | 0 | 0 | 0 | 0 | 0.023571 | 0.018027
1996 | 220.3229 | 0 | 0 | 0 | 0 | 0 | 0 | 0.031699 | 0.028843
1996 | 220.3333 | 0 | 0 | 0 | 0 | 0 | 0 | 0.041046 | 0.03365
1996 | 220.3437 | 0 | 0 | 0 | 0 | 0 | 0 | 0.035357 | 0.03325
1996 | 220.3542 | 0 | 0 | 0 | 0 | 0 | 0 | 0.048362 | 0.039659
1996 | 220.3646 | 0 | 0 | 0 | 0 | 0 | 0 | 0.044704 | 0.04006
1996 | 220.375 | 0 | 0 | 0 | 0 | 0 | 0 | 0.054864 | 0.056084
1996 | 220.3854 | 0 | 0 | 0 | 0 | 0 | 0 | 0.082906 | 0.068903
1996 | 220.3958 | 0 | 0 | 0 | 0 | 0 | 0 | 0.085344 | 0.080921
1996 | 220.4062 | 0 | 0 | 0 | 0 | 0 | 0 | 0.091846 | 0.08012
1996 | 220.4167 | 0 | 0 | 0 | 0 | 0 | 0 | 0.079654 | 0.072108
1996 | 220.4271 | 0 | 0 | 0 | 0 | 0 | 0 | 0.090627 | 0.094141
1996 | 220.4375 | 0 | 0 | 0 | 0 | 0 | 0 | 0.094285 | 0.092138
1996 | 220.4479 | 0 | 0 | 0 | 0 | 0 | 0 | 0.14265 | 0.12739
1996 | 220.4583 | 0 | 0 | 0 | 0 | 0 | 0 | 0.16215 | 0.15063
1996 | 220.4687 | 0 | 0 | 0 | 0 | 0 | 0 | 0.1268 | 0.12178
1996 | 220.4792 | 0 | 0 | 0 | 0 | 0 | 0 | 0.10607 | 0.08653
1996 | 220.4896 | 0 | 0 | 0 | 0 | 0 | 0 | 0.10851 | 0.097346
1996 | 220.5 | 0 | 0 | 0 | 0 | 0.089408 | 0.0032048 | 0.075184 | 0.07371
1996 | 220.5104 | 0 | 0 | 0 | 0 | 10.0121 | 9.1441 | 0 | 0
1996 | 220.5208 | 0 | 0 | 0 | 0 | 12.0546 | 11.2745 | 0 | -2.2737e-13
1996 | 220.5312 | 0 | 0 | 0 | 0 | 4.5923 | 3.333 | 0.012192 | 0.024036
1996 | 220.5417 | 0 | 0 | 0 | 0 | 0 | 0 | 0.14224 | 0.15623
1996 | 220.5521 | 0 | 0 | 0 | 0 | 0 | 0 | 0.2032 | 0.19229
1996 | 220.5625 | 0 | 0 | 0 | 0 | 0 | 0 | 0.17475 | 0.16024
1996 | 220.5729 | 0 | 0 | 0 | 0 | 0 | 0 | 0.16256 | 0.16825
1996 | 220.5833 | 0 | 0 | 0 | 0 | 0 | 0 | 0.21539 | 0.19629
1996 | 220.5937 | 0 | 0 | 0 | 0 | 0 | 0 | 0.17475 | 0.15223
1996 | 220.6042 | 0 | 0 | 0 | 0 | 0 | 0 | 0.1585 | 0.15623
1996 | 220.6146 | 0 | 0 | 0 | 0 | 0 | 0 | 0.15443 | 0.1322
1996 | 220.625 | 0 | 0 | 0.5527 | 0.35253 | 0 | 0 | 0.04064 | 0.024036
1996 | 220.6354 | 0 | 0 | 0.50394 | 0.32048 | 0 | 0 | 0.052832 | 0.052078
1996 | 220.6458 | 0 | 0 | 0 | 0 | 0 | 0 | 0.065024 | 0.044066
1996 | 220.6562 | 0 | 0 | 0.048768 | 0.088132 | 0 | 0 | 0.004064 | 0.008012
1996 | 220.6667 | 0 | 0 | 0.28448 | 0.25638 | 0 | 0 | -2.2737e-13 | 0.008012
1996 | 220.6771 | 0 | 0 | 1.2355 | 1.322 | 0 | 0 | -2.2737e-13 | 0
1996 | 220.6875 | 0 | 0 | 0.5527 | 0.51277 | 0 | 0 | 0 | 0
1996 | 220.6979 | 0 | 0 | 1.7475 | 1.8828 | 0 | 0 | 0 | 2.2737e-13
1996 | 220.7083 | 0 | 0 | 1.0079 | 1.0816 | 0 | 0 | 0 | -2.2737e-13
1996 | 220.7187 | 0 | 0 | 0.1463 | 0.12018 | 0 | 0 | 0 | 0
1996 | 220.7292 | 0 | 0 | 0.1463 | 0.1362 | 0 | 0 | 0 | 0
1996 | 220.7396 | 0 | 0 | 0.35763 | 0.34452 | 0 | 0 | 0 | 0
1996 | 220.75 | 0 | 0 | 0.008128 | 0.008012 | 0 | 0 | 0.044704 | 0.024036
1996 | 220.7604 | 0 | 0 | 0 | 0 | 0 | 0 | 0.04064 | 0.024036
1996 | 220.7708 | 0 | 0 | 0 | 0 | 0 | 0 | 0.036576 | 0.048072
1996 | 220.7812 | 0 | 0 | 0 | 0 | 0 | 0 | 0.008128 | 0.012018
1996 | 220.7917 | 0 | 0 | 0 | 0 | 0 | 0 | 0.02032 | 0.016024
1996 | 220.8021 | 0 | 0 | 0 | 0 | 0 | 0 | 0.024384 | 0.028042
1996 | 220.8125 | 0 | 0 | 0 | 0 | 0 | 0 | 0.012192 | 0.02003
1996 | 220.8229 | 0 | 0 | 0 | 0 | 0 | 0 | 0.024384 | 0.012018
1996 | 220.8333 | 0 | 0 | 0 | 0 | 0 | 0 | 0.012192 | 0.016024
1996 | 220.8437 | 0 | 0 | 0 | 0 | 0 | 0 | 0.02032 | 0.02003
1996 | 220.8542 | 0 | 0 | 0 | 0 | 0 | 0 | 0.008128 | -0.004006
1996 | 220.8646 | 0 | 0 | 0 | 0 | 0 | 0 | 0.02032 | 0.02003
1996 | 220.875 | 0 | 0 | 0 | 0 | 0 | 0 | 0 | 0.016024
1996 | 220.8854 | 0 | 0 | 0 | 0 | 0 | 0 | 0.016256 | -0.004006
1996 | 220.8958 | 0 | 0 | 0 | 0 | 0 | 0 | 0.012192 | 0.032048
1996 | 220.9062 | 0 | 0 | 0 | 0 | 0 | 0 | 0.012192 | 0.008012
1996 | 220.9167 | 0 | 0 | 0 | 0 | 0 | 0 | 0.004064 | -0.004006
1996 | 220.9271 | 0 | 0 | 0 | 0 | 0 | 0 | 0.004064 | 0.012018
1996 | 220.9375 | 0 | 0 | 0 | 0 | 0 | 0 | 0.004064 | 0.004006
1996 | 220.9479 | 0 | 0 | 0 | 0 | 0 | 0 | 0.008128 | 0.004006
1996 | 220.9583 | 0 | 0 | 0 | 0 | 0 | 0 | -0.02032 | -0.004006
1996 | 220.9687 | 0 | 0 | 0 | 0 | 0 | 0 | 0.008128 | 0
1996 | 220.9792 | 0 | 0 | 0 | 0 | 0 | 0 | 0.004064 | 0.016024
1996 | 220.9896 | 0 | 0 | 0.024384 | 0.04006 | 0 | 0 | -0.008128 | 0.004006
1996 | 221 | 0 | 0 | 0.073152 | 0.056084 | 0 | 0 | -0.004064 | 0.008012
1996 | 221.0104 | 0 | 0 | 0 | 0 | 0 | 0 | 0.004064 | -0.008012
1996 | 221.0208 | 0 | 0 | 0 | 0 | 0 | 0 | -0.02032 | -0.028042
1996 | 221.0312 | 0 | 0 | 0 | 0 | 0 | 0 | -0.02032 | -0.004006
1996 | 221.0417 | 0 | 0 | 0.065024 | 0.048072 | 0 | 0 | 0.008128 | -0.008012
1996 | 221.0521 | 0 | 0 | 0.61773 | 0.64897 | 0 | 0 | 0 | 0
1996 | 221.0625 | 0 | 0 | 1.0241 | 1.0576 | 0 | 0 | -2.2737e-13 | 2.2737e-13
1996 | 221.0729 | 0 | 0 | 1.3005 | 1.322 | 0 | 0 | 2.2737e-13 | -2.2737e-13
1996 | 221.0833 | 0 | 0 | 0.7559 | 0.71307 | 0 | 0 | 0 | 0
1996 | 221.0937 | 0 | 0 | 0.58522 | 0.57686 | 0 | 0 | 0 | 0
1996 | 221.1042 | 0 | 0 | 0.15443 | 0.16024 | 0 | 0 | 0 | 0
1996 | 221.1146 | 0 | 0 | 0.43891 | 0.44867 | 0 | 0 | 0 | 0
1996 | 221.125 | 0 | 0 | 0.17882 | 0.17626 | 0 | 0 | 0 | 2.2737e-13
1996 | 221.1354 | 0 | 0 | 0.17069 | 0.24036 | 0 | 0 | 0 | -2.2737e-13
1996 | 221.1458 | 0 | 0 | 1.463 | 1.5303 | 0 | 0 | 2.2737e-13 | 0
1996 | 221.1562 | 0 | 0 | 0.19507 | 0.16024 | 0 | 0 | 0 | 2.2737e-13
1996 | 221.1667 | 0 | 0 | 0.08128 | 0.04006 | 0 | 0 | -2.2737e-13 | 0
1996 | 221.1771 | 0 | 0 | 0.032512 | 0.056084 | 0 | 0 | 0 | 2.2737e-13
1996 | 221.1875 | 0 | 0 | 0.016256 | 0.024036 | 0 | 0 | -0.008128 | 0.008012
1996 | 221.1979 | 0 | 0 | 0 | 0 | 0 | 0 | -0.008128 | -0.004006
1996 | 221.2083 | 0 | 0 | 0 | 0 | 0 | 0 | 0 | -0.004006
1996 | 221.2187 | 0 | 0 | 0 | 0 | 0 | 0 | 0.004064 | 0.008012
1996 | 221.2292 | 0 | 0 | 0 | 0 | 0 | 0 | 0.004064 | 0.004006
1996 | 221.2396 | 0 | 0 | 0 | 0 | 0 | 0 | -0.004064 | -0.008012
1996 | 221.25 | 0 | 0 | 0 | 0 | 0 | 0 | -0.004064 | 0.004006
1996 | 221.2604 | 0 | 0 | 0 | 0 | 0 | 0 | 0.008128 | 0
1996 | 221.2708 | 0 | 0 | 0 | 0 | 0 | 0 | 0 | 0.008012
1996 | 221.2812 | 0 | 0 | 0 | 0 | 0 | 0 | 0.004064 | 0.004006
1996 | 221.2917 | 0 | 0 | 0 | 0 | 0 | 0 | 0 | -0.008012
1996 | 221.3021 | 0 | 0 | 0 | 0 | 0 | 0 | 0.004064 | 0.012018
1996 | 221.3125 | 0 | 0 | 0 | 0 | 0 | 0 | 0 | 0.004006
1996 | 221.3229 | 0 | 0 | 0 | 0 | 0 | 0 | 0.012192 | 0
1996 | 221.3333 | 0 | 0 | 0 | 0 | 0 | 0 | 0.012192 | 0.028042
1996 | 221.3437 | 0 | 0 | 0 | 0 | 0 | 0 | 0.028448 | 0.016024
1996 | 221.3542 | 0 | 0 | 0 | 0 | 0 | 0 | 0.028448 | 0.024036
1996 | 221.3646 | 0 | 0 | 0 | 0 | 0 | 0 | 0.032512 | 0.048072
1996 | 221.375 | 0 | 0 | 0 | 0 | 0 | 0 | 0.04064 | 0.036054
1996 | 221.3854 | 0 | 0 | 0 | 0 | 0 | 0 | 0.036576 | 0.032048
1996 | 221.3958 | 0 | 0 | 0 | 0 | 0 | 0 | 0.028448 | 0.036054
1996 | 221.4062 | 0 | 0 | 0 | 0 | 0 | 0 | 0.024384 | 0.02003
1996 | 221.4167 | 0 | 0 | 0 | 0 | 0 | 0 | 0.089408 | 0.084126
1996 | 221.4271 | 0 | 0 | 0 | 0 | 0 | 0 | 0.12192 | 0.12018
1996 | 221.4375 | 0 | 0 | 0 | 0 | 0 | 0 | 0.14224 | 0.12819
1996 | 221.4479 | 0 | 0 | 0 | 0 | 0 | 0 | 0.14224 | 0.14021
1996 | 221.4583 | 0 | 0 | 0 | 0 | 0 | 0 | 0.17882 | 0.16825
1996 | 221.4687 | 0 | 0 | 0 | 0 | 0 | 0 | 0.16256 | 0.18027
1996 | 221.4792 | 0 | 0 | 0 | 0 | 0 | 0 | 0.17882 | 0.17626
1996 | 221.4896 | 0 | 0 | 0 | 0 | 0 | 0 | 0.1463 | 0.1322
1996 | 221.5 | 0 | 0 | 0 | 0 | 0 | 0 | 0.18288 | 0.18027
1996 | 221.5104 | 0 | 0 | 0 | 0 | 0 | 0 | 0.19914 | 0.17226
1996 | 221.5208 | 0 | 0 | 0 | 0 | 0 | 0 | 0.11786 | 0.12819
1996 | 221.5312 | 0 | 0 | 0 | 0 | 0 | 0 | 0.15443 | 0.17226
1996 | 221.5417 | 0 | 0 | 0 | 0 | 0 | 0 | 0.18288 | 0.18828
1996 | 221.5521 | 0 | 0 | 0 | 0 | 0 | 0 | 0.1463 | 0.12018
1996 | 221.5625 | 0 | 0 | 0 | 0 | 0 | 0 | 0.13818 | 0.14422
1996 | 221.5729 | 0 | 0 | 0 | 0 | 0 | 0 | 0.10973 | 0.15623
1996 | 221.5833 | 0 | 0 | 0 | 0 | 0 | 0 | 0.097536 | 0.084126
1996 | 221.5937 | 0 | 0 | 0 | 0 | 0 | 0 | 0.073152 | 0.076114
1996 | 221.6042 | 0 | 0 | 0 | 0 | 0 | 0 | 0.069088 | 0.056084
1996 | 221.6146 | 0 | 0 | 0 | 0 | 0 | 0 | 0.13818 | 0.1362
1996 | 221.625 | 0 | 0 | 0 | 0 | 0 | 0 | 0.093472 | 0.088132
1996 | 221.6354 | 0 | 0 | 0 | 0 | 0 | 0 | 0.097536 | 0.072108
1996 | 221.6458 | 0 | 0 | 0 | 0 | 0 | 0 | 0.17475 | 0.16425
1996 | 221.6562 | 0 | 0 | 0 | 0 | 0 | 0 | 0.19507 | 0.16425
1996 | 221.6667 | 0 | 0 | 0 | 0 | 0 | 0 | 0.13411 | 0.10816
1996 | 221.6771 | 0 | 0 | 0 | 0 | 0 | 0 | 0.13411 | 0.1362
1996 | 221.6875 | 0 | 0 | 0 | 0 | 0 | 0 | 0.10566 | 0.096144
1996 | 221.6979 | 0 | 0 | 0 | 0 | 0 | 0 | 0.089408 | 0.08012
1996 | 221.7083 | 0 | 0 | 0 | 0 | 0 | 0 | 0.089408 | 0.096144
1996 | 221.7187 | 0 | 0 | 0 | 0 | 0 | 0 | 0.065024 | 0.064096
1996 | 221.7292 | 0 | 0 | 0 | 0 | 0 | 0 | 0.056896 | 0.056084
1996 | 221.7396 | 0 | 0 | 0 | 0 | 0 | 0 | 0.048768 | 0.044066
1996 | 221.75 | 0 | 0 | 0 | 0 | 0 | 0 | 0.1016 | 0.088132
1996 | 221.7604 | 0 | 0 | 0 | 0 | 0 | 0 | 0.085344 | 0.10816
1996 | 221.7708 | 0 | 0 | 0 | 0 | 0 | 0 | 0.089408 | 0.088132
1996 | 221.7812 | 0 | 0 | 0 | 0 | 0 | 0 | 0.073152 | 0.076114
1996 | 221.7917 | 0 | 0 | 0 | 0 | 0 | 0 | 0.056896 | 0.056084
1996 | 221.8021 | 0 | 0 | 0 | 0 | 0 | 0 | 0.032512 | 0.024036
1996 | 221.8125 | 0 | 0 | 0 | 0 | 0 | 0 | 0.024384 | 0.032048
1996 | 221.8229 | 0 | 0 | 0 | 0 | 0 | 0 | 0.012192 | 0.016024
1996 | 221.8333 | 0 | 0 | 0 | 0 | 0 | 0 | 0.008128 | -0.004006
1996 | 221.8437 | 0 | 0 | 0 | 0 | 0 | 0 | 0.004064 | 0.012018
1996 | 221.8542 | 0 | 0 | 0 | 0 | 0 | 0 | 0 | 0
1996 | 221.8646 | 0 | 0 | 0 | 0 | 0 | 0 | -0.008128 | -0.004006
1996 | 221.875 | 0 | 0 | 0 | 0 | 0 | 0 | 0 | 0.004006
1996 | 221.8854 | 0 | 0 | 0 | 0 | 0 | 0 | 0 | 0
1996 | 221.8958 | 0 | 0 | 0 | 0 | 0 | 0 | -0.008128 | -0.004006
1996 | 221.9062 | 0 | 0 | 0 | 0 | 0 | 0 | 0 | -0.004006
1996 | 221.9167 | 0 | 0 | 0 | 0 | 0 | 0 | 0 | -0.016024
1996 | 221.9271 | 0 | 0 | 0 | 0 | 0 | 0 | 0 | 0.016024
1996 | 221.9375 | 0 | 0 | 0 | 0 | 0 | 0 | 0 | -0.004006
1996 | 221.9479 | 0 | 0 | 0 | 0 | 0 | 0 | -0.008128 | -0.008012
1996 | 221.9583 | 0 | 0 | 0 | 0 | 0 | 0 | 0 | -0.004006
1996 | 221.9687 | 0 | 0 | 0 | 0 | 0 | 0 | 0 | 0.004006
1996 | 221.9792 | 0 | 0 | 0 | 0 | 0 | 0 | -0.004064 | 0.004006
1996 | 221.9896 | 0 | 0 | 0 | 0 | 0 | 0 | -0.004064 | -0.004006
1996 | 222 | 0 | 0 | 0 | 0 | 0 | 0 | 0 | -0.008012
1996 | 222.0104 | 0 | 0 | 0 | 0 | 0 | 0 | 0.004064 | 0.008012
1996 | 222.0208 | 0 | 0 | 0 | 0 | 0 | 0 | -0.004064 | -0.008012
1996 | 222.0312 | 0 | 0 | 0 | 0 | 0 | 0 | 0 | -0.004006
1996 | 222.0417 | 0 | 0 | 0 | 0 | 0 | 0 | 0 | -0.004006
1996 | 222.0521 | 0 | 0 | 0 | 0 | 0 | 0 | -0.004064 | 0.004006
1996 | 222.0625 | 0 | 0 | 0 | 0 | 0 | 0 | -0.008128 | -0.008012
1996 | 222.0729 | 0 | 0 | 0 | 0 | 0 | 0 | 0 | 0
1996 | 222.0833 | 0 | 0 | 0 | 0 | 0 | 0 | -0.004064 | -0.016024
1996 | 222.0937 | 0 | 0 | 0 | 0 | 0 | 0 | 0 | 0.008012
1996 | 222.1042 | 0 | 0 | 0 | 0 | 0 | 0 | 0 | 0.004006
1996 | 222.1146 | 0 | 0 | 0 | 0 | 0 | 0 | 0 | 0
1996 | 222.125 | 0 | 0 | 0 | 0 | 0 | 0 | 0 | -0.004006
1996 | 222.1354 | 0 | 0 | 0 | 0 | 0 | 0 | 0 | -0.004006
1996 | 222.1458 | 0 | 0 | 0 | 0 | 0 | 0 | -0.008128 | 0.008012
1996 | 222.1562 | 0 | 0 | 0 | 0 | 0 | 0 | 0 | -0.008012
1996 | 222.1667 | 0 | 0 | 0 | 0 | 0 | 0 | -0.004064 | -0.008012
1996 | 222.1771 | 0 | 0 | 0 | 0 | 0 | 0 | -0.004064 | 0.004006
1996 | 222.1875 | 0 | 0 | 0 | 0 | 0 | 0 | 0 | -0.008012
1996 | 222.1979 | 0 | 0 | 0 | 0 | 0 | 0 | 0 | 0
1996 | 222.2083 | 0 | 0 | 0 | 0 | 0 | 0 | -0.008128 | 0
1996 | 222.2187 | 0 | 0 | 0 | 0 | 0 | 0 | 0.004064 | -0.016024
1996 | 222.2292 | 0 | 0 | 0 | 0 | 0 | 0 | -0.012192 | 0.008012
1996 | 222.2396 | 0 | 0 | 0 | 0 | 0 | 0 | -0.004064 | -0.004006
1996 | 222.25 | 0 | 0 | 0 | 0 | 0 | 0 | 0 | -0.004006
1996 | 222.2604 | 0 | 0 | 0 | 0 | 0 | 0 | 0.004064 | -0.004006
1996 | 222.2708 | 0 | 0 | 0 | 0 | 0 | 0 | -0.008128 | -0.004006
1996 | 222.2812 | 0 | 0 | 0 | 0 | 0 | 0 | -0.004064 | 0
1996 | 222.2917 | 0 | 0 | 0 | 0 | 0 | 0 | -0.004064 | -0.004006
1996 | 222.3021 | 0 | 0 | 0 | 0 | 0 | 0 | 0.004064 | -0.008012
1996 | 222.3125 | 0 | 0 | 0 | 0 | 0 | 0 | 0.004064 | 0.016024
1996 | 222.3229 | 0 | 0 | 0 | 0 | 0 | 0 | 0.008128 | 0.012018
1996 | 222.3333 | 0 | 0 | 0 | 0 | 0 | 0 | 0.02032 | 0.008012
1996 | 222.3437 | 0 | 0 | 0 | 0 | 0 | 0 | 0.024384 | 0.024036
1996 | 222.3542 | 0 | 0 | 0 | 0 | 0 | 0 | 0.02032 | 0.028042
1996 | 222.3646 | 0 | 0 | 0 | 0 | 0 | 0 | 0.036576 | 0.04006
1996 | 222.375 | 0 | 0 | 0 | 0 | 0 | 0 | 0.056896 | 0.06009
1996 | 222.3854 | 0 | 0 | 0 | 0 | 0 | 0 | 0.077216 | 0.064096
1996 | 222.3958 | 0 | 0 | 0 | 0 | 0 | 0 | 0.069088 | 0.084126
1996 | 222.4062 | 0 | 0 | 0 | 0 | 0 | 0 | 0.073152 | 0.076114
1996 | 222.4167 | 0 | 0 | 0 | 0 | 0 | 0 | 0.093472 | 0.08012
1996 | 222.4271 | 0 | 0 | 0 | 0 | 0 | 0 | 0.12598 | 0.1362
1996 | 222.4375 | 0 | 0 | 0 | 0 | 0 | 0 | 0.13818 | 0.12018
1996 | 222.4479 | 0 | 0 | 0 | 0 | 0 | 0 | 0.14224 | 0.12419
1996 | 222.4583 | 0 | 0 | 0 | 0 | 0 | 0 | 0.10566 | 0.096144
1996 | 222.4687 | 0 | 0 | 0 | 0 | 0 | 0 | 0.085344 | 0.08012
1996 | 222.4792 | 0 | 0 | 0 | 0 | 0 | 0 | 0.085344 | 0.10015
1996 | 222.4896 | 0 | 0 | 0 | 0 | 0 | 0 | 0.1463 | 0.15223
1996 | 222.5 | 0 | 0 | 0 | 0 | 0 | 0 | 0.10566 | 0.092138
1996 | 222.5104 | 0 | 0 | 0 | 0 | 0 | 0 | 0.10566 | 0.11217
1996 | 222.5208 | 0 | 0 | 0 | 0 | 0 | 0 | 0.19914 | 0.20431
1996 | 222.5312 | 0 | 0 | 0 | 0 | 0 | 0 | 0.20726 | 0.19229
1996 | 222.5417 | 0 | 0 | 0 | 0 | 0 | 0 | 0.19914 | 0.22834
1996 | 222.5521 | 0 | 0 | 0 | 0 | 0 | 0 | 0.21539 | 0.2003
1996 | 222.5625 | 0 | 0 | 0 | 0 | 0 | 0 | 0.19507 | 0.20831
1996 | 222.5729 | 0 | 0 | 0 | 0 | 0 | 0 | 0.21946 | 0.22434
1996 | 222.5833 | 0 | 0 | 0 | 0 | 0 | 0 | 0.2032 | 0.18828
1996 | 222.5937 | 0 | 0 | 0 | 0 | 0 | 0 | 0.097536 | 0.10816
1996 | 222.6042 | 0 | 0 | 0 | 0 | 0 | 0 | 0.089408 | 0.092138
1996 | 222.6146 | 0 | 0 | 0 | 0 | 0 | 0 | 0.13411 | 0.14422
1996 | 222.625 | 0 | 0 | 0 | 0 | 0 | 0 | 0.10973 | 0.10015
1996 | 222.6354 | 0 | 0 | 0 | 0 | 0 | 0 | 0.093472 | 0.092138
1996 | 222.6458 | 0 | 0 | 0 | 0 | 0 | 0 | 0.097536 | 0.10015
1996 | 222.6562 | 0 | 0 | 0 | 0 | 0 | 0 | 0.10973 | 0.11217
1996 | 222.6667 | 0 | 0 | 0 | 0 | 0 | 0 | 0.089408 | 0.096144
1996 | 222.6771 | 0 | 0 | 0 | 0 | 0 | 0 | 0.073152 | 0.088132
1996 | 222.6875 | 0 | 0 | 0 | 0 | 0 | 0 | 0.14224 | 0.14822
1996 | 222.6979 | 0 | 0 | 0 | 0 | 0 | 0 | 0.093472 | 0.096144
1996 | 222.7083 | 0 | 0 | 0 | 0 | 0 | 0 | 0.093472 | 0.08012
1996 | 222.7187 | 0 | 0 | 0 | 0 | 0 | 0 | 0.08128 | 0.088132
1996 | 222.7292 | 0 | 0 | 0 | 0 | 0 | 0 | 0.065024 | 0.06009
1996 | 222.7396 | 0 | 0 | 0 | 0 | 0 | 0 | 0.04064 | 0.032048
1996 | 222.75 | 0 | 0 | 0 | 0 | 0 | 0 | 0.044704 | 0.044066
1996 | 222.7604 | 0 | 0 | 0 | 0 | 0 | 0 | 0.016256 | 0.012018
1996 | 222.7708 | 0 | 0 | 0 | 0 | 0 | 0 | 0.036576 | 0.04006
1996 | 222.7812 | 0 | 0 | 0 | 0 | 0 | 0 | 0.024384 | 0.02003
1996 | 222.7917 | 0 | 0 | 0 | 0 | 0 | 0 | 0.012192 | 0
1996 | 222.8021 | 0 | 0 | 0 | 0 | 0 | 0 | 0.016256 | 0.024036
1996 | 222.8125 | 0 | 0 | 0.2032 | 0.2003 | 0 | 0 | 0.008128 | -0.016024
1996 | 222.8229 | 0 | 0 | 9.144 | 8.5488 | 0 | 0 | 0 | -2.2737e-13
1996 | 222.8333 | 0 | 0 | 4.5436 | 4.4707 | 0 | 0 | 2.2737e-13 | 0
1996 | 222.8437 | 0 | 0 | 2.0889 | 1.8267 | 0 | 0 | 0.004064 | 0
1996 | 222.8542 | 0 | 0 | 0 | 0 | 0 | 0 | 0.012192 | 0.008012
1996 | 222.8646 | 0 | 0 | 0 | 0 | 0 | 0 | 0.008128 | 0.004006
1996 | 222.875 | 0 | 0 | 0 | 0 | 0 | 0 | 0.004064 | 0.004006
1996 | 222.8854 | 0 | 0 | 0 | 0 | 0 | 0 | -0.004064 | 0.016024
1996 | 222.8958 | 0 | 0 | 0.49581 | 0.56084 | 0 | 0 | 0 | 2.2737e-13
1996 | 222.9062 | 0 | 0 | 0.17882 | 0.21632 | 0 | 0 | -2.2737e-13 | 2.2737e-13
1996 | 222.9167 | 0 | 0 | 0.008128 | 0.008012 | 0 | 0 | -0.004064 | -0.004006
1996 | 222.9271 | 0 | 0 | 0 | 0 | 0 | 0 | -0.02032 | -0.036054
1996 | 222.9375 | 0 | 0 | 0 | 0 | 0 | 0 | -0.012192 | 0
1996 | 222.9479 | 0 | 0 | 0 | 0 | 0 | 0 | -0.004064 | -0.008012
1996 | 222.9583 | 0 | 0 | 0 | 0 | 0 | 0 | -0.016256 | -0.008012
1996 | 222.9687 | 0 | 0 | 0 | 0 | 0 | 0 | 0.008128 | 0
1996 | 222.9792 | 0 | 0 | 0 | 0 | 0 | 0 | -0.012192 | -0.004006
1996 | 222.9896 | 0 | 0 | 0 | 0 | 0 | 0 | 0.004064 | 0.004006
1996 | 223 | 0 | 0 | 0 | 0 | 0 | 0 | -0.012192 | 0
1996 | 223.0104 | 0 | 0 | 0 | 0 | 0 | 0 | -0.004064 | -0.008012
1996 | 223.0208 | 0 | 0 | 0 | 0 | 0 | 0 | 0.004064 | 0.008012
1996 | 223.0312 | 0 | 0 | 0 | 0 | 0 | 0 | 0.012192 | 0.024036
1996 | 223.0417 | 0 | 0 | 0 | 0 | 0 | 0 | 0.016256 | 0
1996 | 223.0521 | 0 | 0 | 0 | 0 | 0 | 0 | -0.008128 | 0.016024
1996 | 223.0625 | 0 | 0 | 0 | 0 | 0 | 0 | 0.016256 | 0.012018
1996 | 223.0729 | 0 | 0 | 0 | 0 | 0 | 0 | 0.008128 | 0.016024
1996 | 223.0833 | 0 | 0 | 0 | 0 | 0 | 0 | 0 | 0
1996 | 223.0937 | 0 | 0 | 0 | 0 | 0 | 0 | 0.02032 | 0.004006
1996 | 223.1042 | 0 | 0 | 0 | 0 | 0 | 0 | 0.012192 | 0.02003
1996 | 223.1146 | 0 | 0 | 0 | 0 | 0 | 0 | 0.008128 | 0.012018
1996 | 223.125 | 0 | 0 | 0 | 0 | 0 | 0 | 0.016256 | 0.004006
1996 | 223.1354 | 0 | 0 | 0 | 0 | 0 | 0 | 0.012192 | 0.016024
1996 | 223.1458 | 0 | 0 | 0 | 0 | 0 | 0 | 0.012192 | 0.004006
1996 | 223.1562 | 0 | 0 | 0 | 0 | 0 | 0 | 0 | -0.004006
1996 | 223.1667 | 0 | 0 | 0 | 0 | 0 | 0 | 0.02032 | 0.024036
1996 | 223.1771 | 0 | 0 | 0 | 0 | 0 | 0 | 0.012192 | 0.004006
1996 | 223.1875 | 0 | 0 | 0.008128 | 0.008012 | 0 | 0 | 0.008128 | 0.008012
1996 | 223.1979 | 0 | 0 | 0.22758 | 0.12819 | 0 | 0 | -2.2737e-13 | 0
1996 | 223.2083 | 0 | 0 | 1.2517 | 1.2338 | 0 | 0 | -2.2737e-13 | 0
1996 | 223.2187 | 0 | 0 | 0.26822 | 0.25638 | 0 | 0 | 0 | 0.012018
1996 | 223.2292 | 0 | 0 | 0 | 0 | 0 | 0 | 0 | 0.004006
1996 | 223.2396 | 0 | 0 | 0 | 0 | 0 | 0 | -0.004064 | -0.012018
1996 | 223.25 | 0 | 0 | 0 | 0 | 0 | 0 | 0.004064 | 0.012018
1996 | 223.2604 | 0 | 0 | 0 | 0 | 0 | 0 | -0.004064 | 0
1996 | 223.2708 | 0 | 0 | 0 | 0 | 0 | 0 | -0.008128 | -0.008012
1996 | 223.2812 | 0 | 0 | 0 | 0 | 0 | 0 | 0 | 0.012018
1996 | 223.2917 | 0 | 0 | 0 | 0 | 0 | 0 | 0.004064 | 0
1996 | 223.3021 | 0 | 0 | 0 | 0 | 0 | 0 | -0.004064 | 0.004006
1996 | 223.3125 | 0 | 0 | 0 | 0 | 0 | 0 | 0.02032 | 0.008012
1996 | 223.3229 | 0 | 0 | 0 | 0 | 0 | 0 | 0.004064 | 0.004006
1996 | 223.3333 | 0 | 0 | 0 | 0 | 0 | 0 | 0.008128 | 0.016024
1996 | 223.3437 | 0 | 0 | 0 | 0 | 0 | 0 | 0.012192 | 0.012018
1996 | 223.3542 | 0 | 0 | 0 | 0 | 0 | 0 | 0.02032 | 0.02003
1996 | 223.3646 | 0 | 0 | 0 | 0 | 0 | 0 | 0.02032 | 0.024036
1996 | 223.375 | 0 | 0 | 0 | 0 | 0 | 0 | 0.028448 | 0.024036
1996 | 223.3854 | 0 | 0 | 0 | 0 | 0 | 0 | 0.048768 | 0.06009
1996 | 223.3958 | 0 | 0 | 0 | 0 | 0 | 0 | 0.056896 | 0.064096
1996 | 223.4062 | 0 | 0 | 0 | 0 | 0 | 0 | 0.08128 | 0.06009
1996 | 223.4167 | 0 | 0 | 0 | 0 | 0 | 0 | 0.085344 | 0.10015
1996 | 223.4271 | 0 | 0 | 0 | 0 | 0 | 0 | 0.093472 | 0.10416
1996 | 223.4375 | 0 | 0 | 0 | 0 | 0 | 0 | 0.085344 | 0.076114
1996 | 223.4479 | 0 | 0 | 0 | 0 | 0 | 0 | 0.10566 | 0.10816
1996 | 223.4583 | 0 | 0 | 0 | 0 | 0 | 0 | 0.097536 | 0.092138
1996 | 223.4687 | 0 | 0 | 0 | 0 | 0 | 0 | 0.085344 | 0.088132
1996 | 223.4792 | 0 | 0 | 0 | 0 | 0 | 0 | 0.10566 | 0.096144
1996 | 223.4896 | 0 | 0 | 0 | 0 | 0 | 0 | 0.12598 | 0.11217
1996 | 223.5 | 0 | 0 | 0 | 0 | 0 | 0 | 0.11786 | 0.14422
1996 | 223.5104 | 0 | 0 | 0 | 0 | 0 | 0 | 0.18288 | 0.16024
1996 | 223.5208 | 0 | 0 | 0 | 0 | 0 | 0 | 0.16662 | 0.14822
1996 | 223.5312 | 0 | 0 | 0 | 0 | 0 | 0 | 0.13005 | 0.12819
1996 | 223.5417 | 0 | 0 | 0 | 0 | 0 | 0 | 0.11786 | 0.11217
1996 | 223.5521 | 0 | 0 | 0 | 0 | 0 | 0 | 0.12192 | 0.12819
1996 | 223.5625 | 0 | 0 | 0 | 0 | 0 | 0 | 0.13005 | 0.12819
1996 | 223.5729 | 0 | 0 | 0 | 0 | 0 | 0 | 0.10973 | 0.096144
1996 | 223.5833 | 0 | 0 | 0 | 0 | 0 | 0 | 0.12192 | 0.11617
1996 | 223.5937 | 0 | 0 | 0 | 0 | 0 | 0 | 0.11786 | 0.12419
1996 | 223.6042 | 0 | 0 | 0 | 0 | 0 | 0 | 0.20726 | 0.2003
1996 | 223.6146 | 0 | 0 | 0 | 0 | 0 | 0 | 0.21946 | 0.21632
1996 | 223.625 | 0 | 0 | 0 | 0 | 0 | 0 | 0.20726 | 0.18828
1996 | 223.6354 | 0 | 0 | 0 | 0 | 0 | 0 | 0.16256 | 0.15623
1996 | 223.6458 | 0 | 0 | 0 | 0 | 0 | 0 | 0.17475 | 0.18428
1996 | 223.6562 | 0 | 0 | 0 | 0 | 0 | 0 | 0.16662 | 0.15223
1996 | 223.6667 | 0 | 0 | 0 | 0 | 0 | 0 | 0.16662 | 0.16825
1996 | 223.6771 | 0 | 0 | 0 | 0 | 0 | 0 | 0.13818 | 0.14422
1996 | 223.6875 | 0 | 0 | 0 | 0 | 0 | 0 | 0.15037 | 0.1362
1996 | 223.6979 | 0 | 0 | 0 | 0 | 0 | 0 | 0.13411 | 0.14422
1996 | 223.7083 | 0 | 0 | 0 | 0 | 0 | 0 | 0.12598 | 0.12419
1996 | 223.7187 | 0 | 0 | 0 | 0 | 0 | 0 | 0.12598 | 0.11217
1996 | 223.7292 | 0 | 0 | 0 | 0 | 0 | 0 | 0.11379 | 0.10416
1996 | 223.7396 | 0 | 0 | 0 | 0 | 0 | 0 | 0.093472 | 0.096144
1996 | 223.75 | 0 | 0 | 0 | 0 | 0 | 0 | 0.093472 | 0.084126
1996 | 223.7604 | 0 | 0 | 0 | 0 | 0 | 0 | 0.077216 | 0.068102
1996 | 223.7708 | 0 | 0 | 0 | 0 | 0 | 0 | 0.069088 | 0.06009
1996 | 223.7812 | 0 | 0 | 0 | 0 | 0 | 0 | 0.044704 | 0.052078
1996 | 223.7917 | 0 | 0 | 0 | 0 | 0 | 0 | 0.044704 | 0.028042
1996 | 223.8021 | 0 | 0 | 0 | 0 | 0 | 0 | 0.028448 | 0.028042
1996 | 223.8125 | 0 | 0 | 0 | 0 | 0 | 0 | 0.02032 | 0.012018
1996 | 223.8229 | 0 | 0 | 0 | 0 | 0 | 0 | 0.004064 | -0.004006
1996 | 223.8333 | 0 | 0 | 0 | 0 | 0 | 0 | 0 | 0.004006
1996 | 223.8437 | 0 | 0 | 0 | 0 | 0 | 0 | 0 | 0.004006
1996 | 223.8542 | 0 | 0 | 0 | 0 | 0 | 0 | 0 | -0.008012
1996 | 223.8646 | 0 | 0 | 0 | 0 | 0 | 0 | 0 | 0.004006
1996 | 223.875 | 0 | 0 | 0 | 0 | 0 | 0 | -0.008128 | -0.008012
1996 | 223.8854 | 0 | 0 | 0 | 0 | 0 | 0 | -0.004064 | -0.008012
1996 | 223.8958 | 0 | 0 | 0 | 0 | 0 | 0 | -0.004064 | -0.004006
1996 | 223.9062 | 0 | 0 | 0 | 0 | 0 | 0 | -0.008128 | -0.008012
1996 | 223.9167 | 0 | 0 | 0 | 0 | 0 | 0 | 0 | 0
1996 | 223.9271 | 0 | 0 | 0 | 0 | 0 | 0 | -0.004064 | -0.008012
1996 | 223.9375 | 0 | 0 | 0 | 0 | 0 | 0 | -0.004064 | -0.008012
1996 | 223.9479 | 0 | 0 | 0 | 0 | 0 | 0 | 0 | 0.008012
1996 | 223.9583 | 0 | 0 | 0 | 0 | 0 | 0 | -0.008128 | 0
1996 | 223.9687 | 0 | 0 | 0 | 0 | 0 | 0 | -0.004064 | -0.004006
1996 | 223.9792 | 0 | 0 | 0 | 0 | 0 | 0 | 0 | -0.008012
1996 | 223.9896 | 0 | 0 | 0 | 0 | 0 | 0 | -0.004064 | -0.004006
1996 | 224 | 0 | 0 | 0 | 0 | 0 | 0 | 0 | 0.004006
1996 | 224.0104 | 0 | 0 | 0 | 0 | 0 | 0 | -0.004064 | 0
1996 | 224.0208 | 0 | 0 | 0 | 0 | 0 | 0 | -0.004064 | -0.008012
1996 | 224.0312 | 0 | 0 | 0 | 0 | 0 | 0 | -0.008128 | -0.004006
1996 | 224.0417 | 0 | 0 | 0 | 0 | 0 | 0 | 0 | -0.012018
1996 | 224.0521 | 0 | 0 | 0 | 0 | 0 | 0 | -0.004064 | 0.004006
1996 | 224.0625 | 0 | 0 | 0 | 0 | 0 | 0 | -0.004064 | -0.004006
1996 | 224.0729 | 0 | 0 | 0 | 0 | 0 | 0 | -0.008128 | -0.016024
1996 | 224.0833 | 0 | 0 | 0 | 0 | 0 | 0 | 0 | 0
1996 | 224.0937 | 0 | 0 | 0 | 0 | 0 | 0 | -0.012192 | -0.012018
1996 | 224.1042 | 0 | 0 | 0 | 0 | 0 | 0 | -0.004064 | -0.012018
1996 | 224.1146 | 0 | 0 | 0 | 0 | 0 | 0 | -0.008128 | 0
1996 | 224.125 | 0 | 0 | 0 | 0 | 0 | 0 | -0.016256 | -0.008012
1996 | 224.1354 | 0 | 0 | 0 | 0 | 0 | 0 | 0 | 0
1996 | 224.1458 | 0 | 0 | 0 | 0 | 0 | 0 | -0.008128 | -0.012018
1996 | 224.1562 | 0 | 0 | 0 | 0 | 0 | 0 | -0.008128 | -0.012018
1996 | 224.1667 | 0 | 0 | 0 | 0 | 0 | 0 | -0.012192 | 0
1996 | 224.1771 | 0 | 0 | 0 | 0 | 0 | 0 | -0.008128 | -0.016024
1996 | 224.1875 | 0 | 0 | 0 | 0 | 0 | 0 | -0.008128 | -0.016024
1996 | 224.1979 | 0 | 0 | 0 | 0 | 0 | 0 | -0.012192 | 0.004006
1996 | 224.2083 | 0 | 0 | 0 | 0 | 0 | 0 | -0.004064 | -0.008012
1996 | 224.2187 | 0 | 0 | 0 | 0.024036 | 0 | 0 | -0.012192 | 0.008012
1996 | 224.2292 | 0 | 0 | 0 | 0 | 0 | 0 | -0.008128 | -0.004006
1996 | 224.2396 | 0 | 0 | 0 | 0 | 0 | 0 | -0.008128 | 0
1996 | 224.25 | 0 | 0 | 0 | 0.024036 | 0 | 0 | -0.008128 | 0.008012
1996 | 224.2604 | 0 | 0 | 0 | 0 | 0 | 0 | -0.016256 | -0.012018
1996 | 224.2708 | 0 | 0 | 0 | 0 | 0 | 0 | -0.004064 | -0.012018
1996 | 224.2812 | 0 | 0 | 0 | 0 | 0 | 0 | -0.012192 | -0.004006
1996 | 224.2917 | 0 | 0 | 0 | 0 | 0 | 0 | -0.008128 | -0.008012
1996 | 224.3021 | 0 | 0 | 0 | 0 | 0 | 0 | 0.012192 | -0.008012
1996 | 224.3125 | 0 | 0 | 0 | 0 | 0 | 0 | 0 | 0.016024
1996 | 224.3229 | 0 | 0 | 0 | 0 | 0 | 0 | 0.02032 | 0.02003
1996 | 224.3333 | 0 | 0 | 0 | 0 | 0 | 0 | 0.028448 | 0.024036
1996 | 224.3437 | 0 | 0 | 0 | 0 | 0 | 0 | 0.044704 | 0.048072
1996 | 224.3542 | 0 | 0 | 0 | 0 | 0 | 0 | 0.048768 | 0.052078
1996 | 224.3646 | 0 | 0 | 0 | 0 | 0 | 0 | 0.069088 | 0.06009
1996 | 224.375 | 0 | 0 | 0 | 0 | 0 | 0 | 0.085344 | 0.092138
1996 | 224.3854 | 0 | 0 | 0 | 0 | 0 | 0 | 0.08128 | 0.076114
1996 | 224.3958 | 0 | 0 | 0 | 0 | 0 | 0 | 0.12192 | 0.12018
1996 | 224.4062 | 0 | 0 | 0 | 0 | 0 | 0 | 0.11379 | 0.12819
1996 | 224.4167 | 0 | 0 | 0 | 0 | 0 | 0 | 0.13818 | 0.11617
1996 | 224.4271 | 0 | 0 | 0 | 0 | 0 | 0 | 0.15037 | 0.16024
1996 | 224.4375 | 0 | 0 | 0 | 0 | 0 | 0 | 0.16256 | 0.15223
1996 | 224.4479 | 0 | 0 | 0 | 0 | 0 | 0 | 0.17475 | 0.18428
1996 | 224.4583 | 0 | 0 | 0 | 0 | 0 | 0 | 0.19914 | 0.2003
1996 | 224.4687 | 0 | 0 | 0 | 0 | 0 | 0 | 0.22758 | 0.20831
1996 | 224.4792 | 0 | 0 | 0 | 0 | 0 | 0 | 0.22352 | 0.22434
1996 | 224.4896 | 0 | 0 | 0 | 0 | 0 | 0 | 0.22758 | 0.22033
1996 | 224.5 | 0 | 0 | 0 | 0 | 0 | 0 | 0.24384 | 0.23235
1996 | 224.5104 | 0 | 0 | 0 | 0 | 0 | 0 | 0.24384 | 0.24036
1996 | 224.5208 | 0 | 0 | 0 | 0 | 0 | 0 | 0.23571 | 0.25238
1996 | 224.5312 | 0 | 0 | 0 | 0 | 0 | 0 | 0.2601 | 0.25238
1996 | 224.5417 | 0 | 0 | 0 | 0 | 0 | 0 | 0.2601 | 0.25638
1996 | 224.5521 | 0 | 0 | 0 | 0 | 0 | 0 | 0.25197 | 0.26039
1996 | 224.5625 | 0 | 0 | 0 | 0 | 0 | 0 | 0.25603 | 0.24837
1996 | 224.5729 | 0 | 0 | 0 | 0 | 0 | 0 | 0.26416 | 0.25638
1996 | 224.5833 | 0 | 0 | 0 | 0 | 0 | 0 | 0.26822 | 0.2644
1996 | 224.5937 | 0 | 0 | 0 | 0 | 0 | 0 | 0.27635 | 0.28443
1996 | 224.6042 | 0 | 0 | 0 | 0 | 0 | 0 | 0.27229 | 0.2644
1996 | 224.6146 | 0 | 0 | 0 | 0 | 0 | 0 | 0.2479 | 0.25238
1996 | 224.625 | 0 | 0 | 0 | 0 | 0 | 0 | 0.2479 | 0.24036
1996 | 224.6354 | 0 | 0 | 0 | 0 | 0 | 0 | 0.23978 | 0.24036
1996 | 224.6458 | 0 | 0 | 0 | 0 | 0 | 0 | 0.21133 | 0.20431
1996 | 224.6562 | 0 | 0 | 0 | 0 | 0 | 0 | 0.21133 | 0.21632
1996 | 224.6667 | 0 | 0 | 0 | 0 | 0 | 0 | 0.21946 | 0.2003
1996 | 224.6771 | 0 | 0 | 0 | 0 | 0 | 0 | 0.19101 | 0.18027
1996 | 224.6875 | 0 | 0 | 0 | 0 | 0 | 0 | 0.2032 | 0.19229
1996 | 224.6979 | 0 | 0 | 0 | 0 | 0 | 0 | 0.18694 | 0.17626
1996 | 224.7083 | 0 | 0 | 0 | 0 | 0 | 0 | 0.17882 | 0.16825
1996 | 224.7187 | 0 | 0 | 0 | 0 | 0 | 0 | 0.17475 | 0.15623
1996 | 224.7292 | 0 | 0 | 0 | 0 | 0 | 0 | 0.1463 | 0.1322
1996 | 224.7396 | 0 | 0 | 0 | 0 | 0 | 0 | 0.14224 | 0.14021
1996 | 224.75 | 0 | 0 | 0 | 0 | 0 | 0 | 0.12192 | 0.11217
1996 | 224.7604 | 0 | 0 | 0 | 0 | 0 | 0 | 0.10973 | 0.096144
1996 | 224.7708 | 0 | 0 | 0 | 0 | 0 | 0 | 0.089408 | 0.10015
1996 | 224.7812 | 0 | 0 | 0 | 0 | 0 | 0 | 0.077216 | 0.072108
1996 | 224.7917 | 0 | 0 | 0 | 0 | 0 | 0 | 0.073152 | 0.064096
1996 | 224.8021 | 0 | 0 | 0 | 0 | 0 | 0 | 0.056896 | 0.044066
1996 | 224.8125 | 0 | 0 | 0 | 0 | 0 | 0 | 0.04064 | 0.032048
1996 | 224.8229 | 0 | 0 | 0 | 0 | 0 | 0 | 0.024384 | 0.028042
1996 | 224.8333 | 0 | 0 | 0 | 0 | 0 | 0 | 0.024384 | 0.024036
1996 | 224.8437 | 0 | 0 | 0 | 0 | 0 | 0 | 0.008128 | 0.008012
1996 | 224.8542 | 0 | 0 | 0 | 0 | 0 | 0 | 0.012192 | 0.024036
1996 | 224.8646 | 0 | 0 | 0 | 0 | 0 | 0 | 0.02032 | 0.012018
1996 | 224.875 | 0 | 0 | 0 | 0 | 0 | 0 | 0.012192 | 0.008012
1996 | 224.8854 | 0 | 0 | 0 | 0 | 0 | 0 | 0.008128 | 0.016024
1996 | 224.8958 | 0 | 0 | 0 | 0 | 0 | 0 | 0.012192 | 0.008012
1996 | 224.9062 | 0 | 0 | 0 | 0 | 0 | 0 | 0.008128 | 0.016024
1996 | 224.9167 | 0 | 0 | 0 | 0 | 0 | 0 | 0.008128 | 0.004006
1996 | 224.9271 | 0 | 0 | 0 | 0 | 0 | 0 | -0.004064 | -0.012018
1996 | 224.9375 | 0 | 0 | 0 | 0 | 0 | 0 | 0 | 0.008012
1996 | 224.9479 | 0 | 0 | 0 | 0 | 0 | 0 | 0.004064 | 0.004006
1996 | 224.9583 | 0 | 0 | 0 | 0 | 0 | 0 | -0.004064 | -0.004006
1996 | 224.9687 | 0 | 0 | 0 | 0 | 0 | 0 | 0 | 0
1996 | 224.9792 | 0 | 0 | 0 | 0 | 0 | 0 | 0 | -0.008012
1996 | 224.9896 | 0 | 0 | 0 | 0 | 0 | 0 | 0 | 0.004006
1996 | 225 | 0 | 0 | 0 | 0 | 0 | 0 | 0 | 0
1996 | 225.0104 | 0 | 0 | 0 | 0 | 0 | 0 | -0.008128 | -0.008012
1996 | 225.0208 | 0 | 0 | 0 | 0 | 0 | 0 | 0 | 0
1996 | 225.0312 | 0 | 0 | 0 | 0 | 0 | 0 | 0 | -0.004006
1996 | 225.0417 | 0 | 0 | 0 | 0 | 0 | 0 | -0.008128 | 0
1996 | 225.0521 | 0 | 0 | 0 | 0 | 0 | 0 | 0 | 0
1996 | 225.0625 | 0 | 0 | 0 | 0 | 0 | 0 | 0.004064 | -0.004006
1996 | 225.0729 | 0 | 0 | 0 | 0 | 0 | 0 | -0.004064 | 0.008012
1996 | 225.0833 | 0 | 0 | 0 | 0 | 0 | 0 | -0.004064 | -0.004006
1996 | 225.0937 | 0 | 0 | 0 | 0 | 0 | 0 | 0 | -0.012018
1996 | 225.1042 | 0 | 0 | 0 | 0 | 0 | 0 | -0.004064 | 0.012018
1996 | 225.1146 | 0 | 0 | 0 | 0 | 0 | 0 | 0 | -0.012018
1996 | 225.125 | 0 | 0 | 0 | 0 | 0 | 0 | 0 | 0.004006
1996 | 225.1354 | 0 | 0 | 0 | 0 | 0 | 0 | 0 | 0
1996 | 225.1458 | 0 | 0 | 0 | 0 | 0 | 0 | 0 | -0.004006
1996 | 225.1562 | 0 | 0 | 0 | 0 | 0 | 0 | 0 | 0.004006
1996 | 225.1667 | 0 | 0 | 0 | 0 | 0 | 0 | -0.008128 | -0.004006
1996 | 225.1771 | 0 | 0 | 0 | 0 | 0 | 0 | -0.004064 | -0.016024
1996 | 225.1875 | 0 | 0 | 0 | 0 | 0 | 0 | -0.004064 | 0.012018
1996 | 225.1979 | 0 | 0 | 0 | 0 | 0 | 0 | -0.008128 | -0.008012
1996 | 225.2083 | 0 | 0 | 0 | 0 | 0 | 0 | -0.004064 | -0.012018
1996 | 225.2187 | 0 | 0 | 0 | 0 | 0 | 0 | -0.004064 | 0
1996 | 225.2292 | 0 | 0 | 0 | 0 | 0 | 0 | -0.008128 | -0.004006
1996 | 225.2396 | 0 | 0 | 0 | 0 | 0 | 0 | -0.004064 | -0.008012
1996 | 225.25 | 0 | 0 | 0 | 0 | 0 | 0 | -0.004064 | 0
1996 | 225.2604 | 0 | 0 | 0 | 0 | 0 | 0 | -0.008128 | -0.008012
1996 | 225.2708 | 0 | 0 | 0 | 0 | 0 | 0 | 0 | 0
1996 | 225.2812 | 0 | 0 | 0 | 0 | 0 | 0 | -0.008128 | 0
1996 | 225.2917 | 0 | 0 | 0 | 0 | 0 | 0 | 0.004064 | -0.004006
1996 | 225.3021 | 0 | 0 | 0 | 0 | 0 | 0 | 0 | 0.008012
1996 | 225.3125 | 0 | 0 | 0 | 0 | 0 | 0 | 0.008128 | 0.008012
1996 | 225.3229 | 0 | 0 | 0 | 0 | 0 | 0 | 0.016256 | 0.016024
1996 | 225.3333 | 0 | 0 | 0 | 0 | 0 | 0 | 0.028448 | 0.032048
1996 | 225.3437 | 0 | 0 | 0 | 0 | 0 | 0 | 0.032512 | 0.028042
1996 | 225.3542 | 0 | 0 | 0 | 0 | 0 | 0 | 0.048768 | 0.048072
1996 | 225.3646 | 0 | 0 | 0 | 0 | 0 | 0 | 0.052832 | 0.052078
1996 | 225.375 | 0 | 0 | 0 | 0 | 0 | 0 | 0.069088 | 0.072108
1996 | 225.3854 | 0 | 0 | 0 | 0 | 0 | 0 | 0.077216 | 0.08012
1996 | 225.3958 | 0 | 0 | 0 | 0 | 0 | 0 | 0.089408 | 0.084126
1996 | 225.4062 | 0 | 0 | 0 | 0 | 0 | 0 | 0.097536 | 0.10015
1996 | 225.4167 | 0 | 0 | 0 | 0 | 0 | 0 | 0.11379 | 0.11617
1996 | 225.4271 | 0 | 0 | 0 | 0 | 0 | 0 | 0.11786 | 0.10816
1996 | 225.4375 | 0 | 0 | 0 | 0 | 0 | 0 | 0.13818 | 0.14422
1996 | 225.4479 | 0 | 0 | 0 | 0 | 0 | 0 | 0.14224 | 0.14021
1996 | 225.4583 | 0 | 0 | 0 | 0 | 0 | 0 | 0.1585 | 0.14422
1996 | 225.4687 | 0 | 0 | 0 | 0 | 0 | 0 | 0.1585 | 0.16425
1996 | 225.4792 | 0 | 0 | 0 | 0 | 0 | 0 | 0.16256 | 0.17626
1996 | 225.4896 | 0 | 0 | 0 | 0 | 0 | 0 | 0.18694 | 0.16024
1996 | 225.5 | 0 | 0 | 0 | 0 | 0 | 0 | 0.17882 | 0.19229
1996 | 225.5104 | 0 | 0 | 0 | 0 | 0 | 0 | 0.19101 | 0.19629
1996 | 225.5208 | 0 | 0 | 0 | 0 | 0 | 0 | 0.22758 | 0.2003
1996 | 225.5312 | 0 | 0 | 0 | 0 | 0 | 0 | 0.18288 | 0.20431
1996 | 225.5417 | 0 | 0 | 0 | 0 | 0 | 0 | 0.2032 | 0.19629
1996 | 225.5521 | 0 | 0 | 0 | 0 | 0 | 0 | 0.2032 | 0.18828
1996 | 225.5625 | 0 | 0 | 0 | 0 | 0 | 0 | 0.20726 | 0.21232
1996 | 225.5729 | 0 | 0 | 0 | 0 | 0 | 0 | 0.2032 | 0.21232
1996 | 225.5833 | 0 | 0 | 0 | 0 | 0 | 0 | 0.21133 | 0.20431
1996 | 225.5937 | 0 | 0 | 0 | 0 | 0 | 0 | 0.23165 | 0.20831
1996 | 225.6042 | 0 | 0 | 0 | 0 | 0 | 0 | 0.21133 | 0.22834
1996 | 225.6146 | 0 | 0 | 0 | 0 | 0 | 0 | 0.21133 | 0.19629
1996 | 225.625 | 0 | 0 | 0 | 0 | 0 | 0 | 0.19914 | 0.2003
1996 | 225.6354 | 0 | 0 | 0 | 0 | 0 | 0 | 0.17069 | 0.15623
1996 | 225.6458 | 0 | 0 | 0 | 0 | 0 | 0 | 0.15443 | 0.15223
1996 | 225.6562 | 0 | 0 | 0 | 0 | 0 | 0 | 0.1585 | 0.14422
1996 | 225.6667 | 0 | 0 | 0 | 0 | 0 | 0 | 0.17475 | 0.18027
1996 | 225.6771 | 0 | 0 | 0 | 0 | 0 | 0 | 0.17069 | 0.15623
1996 | 225.6875 | 0 | 0 | 0 | 0 | 0 | 0 | 0.15037 | 0.16825
1996 | 225.6979 | 0 | 0 | 0 | 0 | 0 | 0 | 0.16662 | 0.14822
1996 | 225.7083 | 0 | 0 | 0 | 0 | 0 | 0 | 0.13818 | 0.14422
1996 | 225.7187 | 0 | 0 | 0 | 0 | 0 | 0 | 0.13005 | 0.1362
1996 | 225.7292 | 0 | 0 | 0 | 0 | 0 | 0 | 0.10566 | 0.11617
1996 | 225.7396 | 0 | 0 | 0 | 0 | 0 | 0 | 0.13411 | 0.12819
1996 | 225.75 | 0 | 0 | 0 | 0 | 0 | 0 | 0.10566 | 0.10816
1996 | 225.7604 | 0 | 0 | 0 | 0 | 0 | 0 | 0.1016 | 0.096144
1996 | 225.7708 | 0 | 0 | 0 | 0 | 0 | 0 | 0.073152 | 0.08012
1996 | 225.7812 | 0 | 0 | 0 | 0 | 0 | 0 | 0.077216 | 0.064096
1996 | 225.7917 | 0 | 0 | 0 | 0 | 0 | 0 | 0.056896 | 0.064096
1996 | 225.8021 | 0 | 0 | 0 | 0 | 0 | 0 | 0.044704 | 0.056084
1996 | 225.8125 | 0 | 0 | 0 | 0 | 0 | 0 | 0.04064 | 0.024036
1996 | 225.8229 | 0 | 0 | 0 | 0 | 0 | 0 | 0.028448 | 0.032048
1996 | 225.8333 | 0 | 0 | 0 | 0 | 0 | 0 | 0.004064 | 0.024036
1996 | 225.8437 | 0 | 0 | 0 | 0 | 0 | 0 | 0.012192 | 0.008012
1996 | 225.8542 | 0 | 0 | 0 | 0 | 0 | 0 | 0.012192 | 0.004006
1996 | 225.8646 | 0 | 0 | 0 | 0 | 0 | 0 | 0.008128 | 0.012018
1996 | 225.875 | 0 | 0 | 0 | 0 | 0 | 0 | 0.008128 | 0.008012
1996 | 225.8854 | 0 | 0 | 0 | 0 | 0 | 0 | 0.004064 | 0.012018
1996 | 225.8958 | 0 | 0 | 0 | 0 | 0 | 0 | 0.012192 | 0.004006
1996 | 225.9062 | 0 | 0 | 0 | 0 | 0 | 0 | 0 | 0.008012
1996 | 225.9167 | 0 | 0 | 0 | 0 | 0 | 0 | 0 | -0.004006
1996 | 225.9271 | 0 | 0 | 0 | 0 | 0 | 0 | 0 | 0.008012
1996 | 225.9375 | 0 | 0 | 0 | 0 | 0 | 0 | 0.004064 | -0.004006
1996 | 225.9479 | 0 | 0 | 0 | 0 | 0 | 0 | 0 | 0.004006
1996 | 225.9583 | 0 | 0 | 0 | 0 | 0 | 0 | 0.004064 | 0.012018
1996 | 225.9687 | 0 | 0 | 0 | 0 | 0 | 0 | 0 | 0
1996 | 225.9792 | 0 | 0 | 0 | 0 | 0 | 0 | 0 | -0.004006
1996 | 225.9896 | 0 | 0 | 0 | 0 | 0 | 0 | 0 | 0.004006
1996 | 226 | 0 | 0 | 0 | 0 | 0 | 0 | -0.004064 | -0.004006
1996 | 226.0104 | 0 | 0 | 0 | 0 | 0 | 0 | 0.004064 | 0.008012
1996 | 226.0208 | 0 | 0 | 0 | 0 | 0 | 0 | 0 | -0.004006
1996 | 226.0312 | 0 | 0 | 0 | 0 | 0 | 0 | 0 | -0.004006
1996 | 226.0417 | 0 | 0 | 0 | 0 | 0 | 0 | -0.004064 | 0.008012
1996 | 226.0521 | 0 | 0 | 0 | 0 | 0 | 0 | -0.004064 | -0.004006
1996 | 226.0625 | 0 | 0 | 0 | 0 | 0 | 0 | 0 | -0.004006
1996 | 226.0729 | 0 | 0 | 0 | 0 | 0 | 0 | -0.004064 | -0.004006
1996 | 226.0833 | 0 | 0 | 0 | 0 | 0 | 0 | -0.004064 | -0.012018
1996 | 226.0937 | 0 | 0 | 0 | 0 | 0 | 0 | -0.008128 | 0.008012
1996 | 226.1042 | 0 | 0 | 0 | 0 | 0 | 0 | 0 | -0.004006
1996 | 226.1146 | 0 | 0 | 0 | 0 | 0 | 0 | -0.008128 | -0.016024
1996 | 226.125 | 0 | 0 | 0 | 0 | 0 | 0 | -0.004064 | 0.008012
1996 | 226.1354 | 0 | 0 | 0 | 0 | 0 | 0 | -0.004064 | -0.008012
1996 | 226.1458 | 0 | 0 | 0 | 0 | 0 | 0 | -0.008128 | 0
1996 | 226.1562 | 0 | 0 | 0 | 0 | 0 | 0 | -0.004064 | -0.004006
1996 | 226.1667 | 0 | 0 | 0 | 0 | 0 | 0 | -0.004064 | -0.016024
1996 | 226.1771 | 0 | 0 | 0 | 0 | 0 | 0 | -0.012192 | 0.004006
1996 | 226.1875 | 0 | 0 | 0 | 0 | 0 | 0 | 0 | -0.008012
1996 | 226.1979 | 0 | 0 | 0 | 0 | 0 | 0 | -0.004064 | -0.004006
1996 | 226.2083 | 0 | 0 | 0 | 0 | 0 | 0 | 0 | 0.008012
1996 | 226.2187 | 0 | 0 | 0 | 0 | 0 | 0 | 0 | 0
1996 | 226.2292 | 0 | 0 | 0 | 0 | 0 | 0 | 0 | -0.008012
1996 | 226.2396 | 0 | 0 | 0 | 0 | 0 | 0 | -0.004064 | 0.004006
1996 | 226.25 | 0 | 0 | 0 | 0 | 0 | 0 | -0.004064 | -0.02003
1996 | 226.2604 | 0 | 0 | 0 | 0 | 0 | 0 | 0.008128 | 0.02003
1996 | 226.2708 | 0 | 0 | 0 | 0 | 0 | 0 | -0.008128 | -0.008012
1996 | 226.2812 | 0 | 0 | 0 | 0 | 0 | 0 | 0.004064 | -0.008012
1996 | 226.2917 | 0 | 0 | 0 | 0 | 0 | 0 | 0 | 0.016024
1996 | 226.3021 | 0 | 0 | 0 | 0 | 0 | 0 | 0.012192 | 0.012018
1996 | 226.3125 | 0 | 0 | 0 | 0 | 0 | 0 | 0.008128 | 0.004006
1996 | 226.3229 | 0 | 0 | 0 | 0 | 0 | 0 | 0.028448 | 0.036054
1996 | 226.3333 | 0 | 0 | 0 | 0 | 0 | 0 | 0.028448 | 0.024036
1996 | 226.3437 | 0 | 0 | 0 | 0 | 0 | 0 | 0.04064 | 0.044066
1996 | 226.3542 | 0 | 0 | 0 | 0 | 0 | 0 | 0.048768 | 0.068102
1996 | 226.3646 | 0 | 0 | 0 | 0 | 0 | 0 | 0.056896 | 0.044066
1996 | 226.375 | 0 | 0 | 0 | 0 | 0 | 0 | 0.077216 | 0.096144
1996 | 226.3854 | 0 | 0 | 0 | 0 | 0 | 0 | 0.077216 | 0.092138
1996 | 226.3958 | 0 | 0 | 0 | 0 | 0 | 0 | 0.12192 | 0.11217
1996 | 226.4062 | 0 | 0 | 0 | 0 | 0 | 0 | 0.11786 | 0.12018
1996 | 226.4167 | 0 | 0 | 0 | 0 | 0 | 0 | 0.11379 | 0.12018
1996 | 226.4271 | 0 | 0 | 0 | 0 | 0 | 0 | 0.15443 | 0.15623
1996 | 226.4375 | 0 | 0 | 0 | 0 | 0 | 0 | 0.1585 | 0.16825
1996 | 226.4479 | 0 | 0 | 0 | 0 | 0 | 0 | 0.17069 | 0.16825
1996 | 226.4583 | 0 | 0 | 0 | 0 | 0 | 0 | 0.18694 | 0.19229
1996 | 226.4687 | 0 | 0 | 0 | 0 | 0 | 0 | 0.19507 | 0.19629
1996 | 226.4792 | 0 | 0 | 0 | 0 | 0 | 0 | 0.19101 | 0.18828
1996 | 226.4896 | 0 | 0 | 0 | 0 | 0 | 0 | 0.2032 | 0.21632
1996 | 226.5 | 0 | 0 | 0 | 0 | 0 | 0 | 0.21539 | 0.21232
1996 | 226.5104 | 0 | 0 | 0 | 0 | 0 | 0 | 0.22758 | 0.22834
1996 | 226.5208 | 0 | 0 | 0 | 0 | 0 | 0 | 0.21133 | 0.24036
1996 | 226.5312 | 0 | 0 | 0 | 0 | 0 | 0 | 0.23165 | 0.22033
1996 | 226.5417 | 0 | 0 | 0 | 0 | 0 | 0 | 0.23571 | 0.24036
1996 | 226.5521 | 0 | 0 | 0 | 0 | 0 | 0 | 0.23571 | 0.24837
1996 | 226.5625 | 0 | 0 | 0 | 0 | 0 | 0 | 0.21946 | 0.24036
1996 | 226.5729 | 0 | 0 | 0 | 0 | 0 | 0 | 0.2479 | 0.24837
1996 | 226.5833 | 0 | 0 | 0 | 0 | 0 | 0 | 0.23165 | 0.24837
1996 | 226.5937 | 0 | 0 | 0 | 0 | 0 | 0 | 0.23978 | 0.24437
1996 | 226.6042 | 0 | 0 | 0 | 0 | 0 | 0 | 0.23571 | 0.3986
1996 | 226.6146 | 0 | 0 | 0 | 0 | 0 | 0 | 0.22758 | 0.26039
1996 | 226.625 | 0 | 0 | 0 | 0 | 0 | 0 | 0.35763 | 0.24557
1996 | 226.6354 | 0 | 0 | 0 | 0 | 0 | 0 | 0.2479 | 0.23716
1996 | 226.6458 | 0 | 0 | 0 | 0 | 0 | 0 | 0.22758 | 0.22794
1996 | 226.6562 | 0 | 0 | 0 | 0 | 0 | 0 | 0.21946 | 0.23275
1996 | 226.6667 | 0 | 0 | 0 | 0 | 0 | 0 | 0.21946 | 0.21072
1996 | 226.6771 | 0 | 0 | 0 | 0 | 0 | 0 | 0.2032 | 0.22634
1996 | 226.6875 | 0 | 0 | 0 | 0 | 0 | 0 | 0.19507 | 0.18588
1996 | 226.6979 | 0 | 0 | 0 | 0 | 0 | 0 | 0.19101 | 0.18668
1996 | 226.7083 | 0 | 0 | 0 | 0 | 0 | 0 | 0.16662 | 0.19109
1996 | 226.7187 | 0 | 0 | 0 | 0 | 0 | 0 | 0.16662 | 0.15383
1996 | 226.7292 | 0 | 0 | 0 | 0 | 0 | 0 | 0.15037 | 0.16865
1996 | 226.7396 | 0 | 0 | 0 | 0 | 0 | 0 | 0.15037 | 0.15143
1996 | 226.75 | 0 | 0 | 0 | 0 | 0 | 0 | 0.13411 | 0.14542
1996 | 226.7604 | 0 | 0 | 0 | 0 | 0 | 0 | 0.12598 | 0.12018
1996 | 226.7708 | 0 | 0 | 0 | 0 | 0 | 0 | 0.097536 | 0.08693
1996 | 226.7812 | 0 | 0 | 0 | 0 | 0 | 0 | 0.089408 | 0.084927
1996 | 226.7917 | 0 | 0 | 0 | 0 | 0 | 0 | 0.073152 | 0.077716
1996 | 226.8021 | 0 | 0 | 0 | 0 | 0 | 0 | 0.048768 | 0.054482
1996 | 226.8125 | 0 | 0 | 0 | 0 | 0 | 0 | 0.044704 | 0.028443
1996 | 226.8229 | 0 | 0 | 0 | 0 | 0 | 0 | 0.024384 | 0.022434
1996 | 226.8333 | 0 | 0 | 0 | 0 | 0 | 0 | 0.016256 | 0.016425
1996 | 226.8437 | 0 | 0 | 0 | 0 | 0 | 0 | 0.02032 | 0.02684
1996 | 226.8542 | 0 | 0 | 0 | 0 | 0 | 0 | 0.012192 | 0.014422
1996 | 226.8646 | 0 | 0 | 0 | 0 | 0 | 0 | 0.016256 | 0.014422
1996 | 226.875 | 0 | 0 | 0 | 0 | 0 | 0 | 0.016256 | 0.014422
1996 | 226.8854 | 0 | 0 | 0 | 0 | 0 | 0 | 0.02032 | 0.032449
1996 | 226.8958 | 0 | 0 | 0 | 0 | 0 | 0 | 0.012192 | 0.0028042
1996 | 226.9062 | 0 | 0 | 0 | 0 | 0 | 0 | 0.016256 | 0.022834
1996 | 226.9167 | 0 | 0 | 0 | 0 | 0 | 0 | 0.012192 | 0.0064096
1996 | 226.9271 | 0 | 0 | 0 | 0 | 0 | 0 | 0.008128 | 0.0084126
1996 | 226.9375 | 0 | 0 | 0 | 0 | 0 | 0 | 0.02032 | 0.012819
1996 | 226.9479 | 0 | 0 | 0 | 0 | 0 | 0 | 0.008128 | 0.023235
1996 | 226.9583 | 0 | 0 | 0 | 0 | 0 | 0 | 0.012192 | 0.0032048
1996 | 226.9687 | 0 | 0 | 0 | 0 | 0 | 0 | 0.008128 | 0.031247
1996 | 226.9792 | 0 | 0 | 0 | 0 | 0 | 0 | 0.016256 | 0.0064096
1996 | 226.9896 | 0 | 0 | 0 | 0 | 0 | 0 | 0.008128 | 0.010015
1996 | 227 | 0 | 0 | 0 | 0 | 0 | 0 | 0.016256 | 0.016425
1996 | 227.0104 | 0 | 0 | 0 | 0 | 0 | 0 | 0.012192 | -0.006009
1996 | 227.0208 | 0 | 0 | 0 | 0 | 0 | 0 | 0.004064 | 0.014422
1996 | 227.0312 | 0 | 0 | 0 | 0 | 0 | 0 | 0.008128 | 0.014422
1996 | 227.0417 | 0 | 0 | 0 | 0 | 0 | 0 | 0.008128 | 0.0052078
1996 | 227.0521 | 0 | 0 | 0 | 0 | 0 | 0 | 0.008128 | 0.0012018
1996 | 227.0625 | 0 | 0 | 0 | 0 | 0 | 0 | 0.008128 | 0.0028042
1996 | 227.0729 | 0 | 0 | 0 | 0 | 0 | 0 | 0 | 0.014822
1996 | 227.0833 | 0 | 0 | 0 | 0 | 0 | 0 | 0 | -0.002003
1996 | 227.0937 | 0 | 0 | 0 | 0 | 0 | 0 | 0.004064 | -0.014822
1996 | 227.1042 | 0 | 0 | 0 | 0 | 0 | 0 | -0.004064 | 0.019229
1996 | 227.1146 | 0 | 0 | 0 | 0 | 0 | 0 | 0 | -0.0012018
1996 | 227.125 | 0 | 0 | 0 | 0 | 0 | 0 | 0.004064 | 0.0004006
1996 | 227.1354 | 0 | 0 | 0 | 0 | 0 | 0 | -0.004064 | 0.0028042
1996 | 227.1458 | 0 | 0 | 0 | 0 | 0 | 0 | 0.004064 | -0.0008012
1996 | 227.1562 | 0 | 0 | 0 | 0 | 0 | 0 | 0.004064 | 0.0096144
1996 | 227.1667 | 0 | 0 | 0 | 0 | 0 | 0 | 0 | -0.008012
1996 | 227.1771 | 0 | 0 | 0 | 0 | 0 | 0 | 0 | 0.0084126
1996 | 227.1875 | 0 | 0 | 0 | 0 | 0 | 0 | 0 | 0.010015
1996 | 227.1979 | 0 | 0 | 0 | 0 | 0 | 0 | 0 | -0.0028042
1996 | 227.2083 | 0 | 0 | 0 | 0 | 0 | 0 | 0.004064 | -0.0048072
1996 | 227.2187 | 0 | 0 | 0 | 0 | 0 | 0 | -0.004064 | -0.004006
1996 | 227.2292 | 0 | 0 | 0 | 0 | 0 | 0 | 0 | -0.0052078
1996 | 227.2396 | 0 | 0 | 0 | 0 | 0 | 0 | 0 | 0.016825
1996 | 227.25 | 0 | 0 | 0 | 0 | 0 | 0 | -0.008128 | -0.021632
1996 | 227.2604 | 0 | 0 | 0 | 0 | 0 | 0 | 0 | 0.0016024
1996 | 227.2708 | 0 | 0 | 0 | 0 | 0 | 0 | 0 | 0.006009
1996 | 227.2812 | 0 | 0 | 0 | 0 | 0 | 0 | -0.004064 | -0.01362
1996 | 227.2917 | 0 | 0 | 0 | 0 | 0 | 0 | 0.008128 | 0.01322
1996 | 227.3021 | 0 | 0 | 0 | 0 | 0 | 0 | 0.008128 | 0.0076114
1996 | 227.3125 | 0 | 0 | 0 | 0 | 0 | 0 | 0.016256 | 0.0096144
1996 | 227.3229 | 0 | 0 | 0 | 0 | 0 | 0 | 0.024384 | 0.045668
1996 | 227.3333 | 0 | 0 | 0 | 0 | 0 | 0 | 0.04064 | 0.030045
1996 | 227.3437 | 0 | 0 | 0 | 0 | 0 | 0 | 0.04064 | 0.10055
1996 | 227.3542 | 0 | 0 | 0 | 0 | 0 | 0 | 0.065024 | 0.02003
1996 | 227.3646 | 0 | 0 | 0 | 0 | 0 | 0 | 0.077216 | 0.10416
1996 | 227.375 | 0 | 0 | 0 | 0 | 0 | 0 | 0.093472 | 0.072108
1996 | 227.3854 | 0 | 0 | 0 | 0 | 0 | 0 | 0.10973 | 0.11778
1996 | 227.3958 | 0 | 0 | 0 | 0 | 0 | 0 | 0.12192 | 0.12619
1996 | 227.4062 | 0 | 0 | 0 | 0 | 0 | 0 | 0.12598 | 0.15503
1996 | 227.4167 | 0 | 0 | 0 | 0 | 0 | 0 | 0.17475 | 0.14422
1996 | 227.4271 | 0 | 0 | 0 | 0 | 0 | 0 | 0.16662 | 0.15463
1996 | 227.4375 | 0 | 0 | 0 | 0 | 0 | 0 | 0.17882 | 0.18267
1996 | 227.4479 | 0 | 0 | 0 | 0 | 0 | 0 | 0.19101 | 0.21152
1996 | 227.4583 | 0 | 0 | 0 | 0 | 0 | 0 | 0.22677 | 0.21472
1996 | 227.4687 | 0 | 0 | 0 | 0 | 0 | 0 | 0.21824 | 0.20831
1996 | 227.4792 | 0 | 0 | 0 | 0 | 0 | 0 | 0.22677 | 0.21953
1996 | 227.4896 | 0 | 0 | 0 | 0 | 0 | 0 | 0.24953 | 0.24276
1996 | 227.5 | 0 | 0 | 0 | 0 | 0 | 0 | 0.24059 | 0.24997
1996 | 227.5104 | 0 | 0 | 0 | 0 | 0 | 0 | 0.2601 | 0.25678
1996 | 227.5208 | 0 | 0 | 0 | 0 | 0 | 0 | 0.25847 | 0.25839
1996 | 227.5312 | 0 | 0 | 0 | 0 | 0 | 0 | 0.28082 | 0.2688
1996 | 227.5417 | 0 | 0 | 0 | 0 | 0 | 0 | 0.267 | 0.24797
1996 | 227.5521 | 0 | 0 | 0 | 0 | 0 | 0 | 0.27107 | 0.2676
1996 | 227.5625 | 0 | 0 | 0 | 0 | 0 | 0 | 0.25644 | 0.25438
1996 | 227.5729 | 0 | 0 | 0 | 0 | 0 | 0 | 0.24709 | 0.25598
1996 | 227.5833 | 0 | 0 | 0 | 0 | 0 | 0 | 0.26904 | 0.25037
1996 | 227.5937 | 0 | 0 | 0 | 0 | 0 | 0 | 0.25237 | 0.27882
1996 | 227.6042 | 0 | 0 | 0 | 0 | 0 | 0 | 0.2605 | 0.25038
1996 | 227.6146 | 0 | 0 | 0 | 0 | 0 | 0 | 0.26172 | 0.2656
1996 | 227.625 | 0 | 0 | 0 | 0 | 0 | 0 | 0.241 | 0.24397
1996 | 227.6354 | 0 | 0 | 0 | 0 | 0 | 0 | 0.26066 | 0.27641
1996 | 227.6458 | 0 | 0 | 0 | 0 | 0 | 0 | 0.26904 | 0.24717
1996 | 227.6562 | 0 | 0 | 0 | 0 | 0 | 0 | 0.27635 | 0.27241
1996 | 227.6667 | 0 | 0 | 0 | 0 | 0 | 0 | 0.29423 | 0.24597
1996 | 227.6771 | 0 | 0 | 0 | 0 | 0 | 0 | 0.28164 | 0.27802
1996 | 227.6875 | 0 | 0 | 0 | 0 | 0 | 0 | 0.25806 | 0.2023
1996 | 227.6979 | 0 | 0 | 0 | 0 | 0 | 0 | 0.26741 | 0.23315
1996 | 227.7083 | 0 | 0 | 0 | 0 | 0 | 0 | 0.26253 | 0.23996
1996 | 227.7187 | 0 | 0 | 0 | 0 | 0 | 0 | 0.23124 | 0.21672
1996 | 227.7292 | 0 | 0 | 0 | 0 | 0 | 0 | 0.22027 | 0.1995
1996 | 227.7396 | 0 | 0 | 0 | 0 | 0 | 0 | 0.20523 | 0.082524
1996 | 227.75 | 0 | 0 | 0 | 0 | 0 | 0 | 0.1971 | 0.28002
1996 | 227.7604 | 0 | 0 | 0 | 0 | 0 | 0 | 0.15077 | 0.14742
1996 | 227.7708 | 0 | 0 | 0 | 0 | 0 | 0 | 0.11013 | 0.1338
1996 | 227.7812 | 0 | 0 | 0 | 0 | 0 | 0 | 0.10201 | 0.072909
1996 | 227.7917 | 0 | 0 | 0 | 0 | 0 | 0 | 0.061366 | 0.050075
1996 | 227.8021 | 0 | 0 | 0 | 0 | 0 | 0 | 0.048362 | 0.052879
1996 | 227.8125 | 0 | 0 | 0 | 0 | 0 | 0 | 0.038202 | 0.058488
1996 | 227.8229 | 0 | 0 | 0 | 0 | 0 | 0 | 0.039421 | 0.042864
1996 | 227.8333 | 0 | 0 | 0 | 0 | 0 | 0 | 0.037389 | 0.027241
1996 | 227.8437 | 0 | 0 | 0 | 0 | 0 | 0 | 0.027635 | 0.029644
1996 | 227.8542 | 0 | 0 | 0 | 0 | 0 | 0 | 0.028854 | 0.037256
1996 | 227.8646 | 0 | 0 | 0 | 0 | 0 | 0 | 0.026416 | 0.018828
1996 | 227.875 | 0 | 0 | 0 | 0 | 0 | 0 | 0.02479 | 0.031247
1996 | 227.8854 | 0 | 0 | 0 | 0 | 0 | 0 | 0.02601 | 0.030446
1996 | 227.8958 | 0 | 0 | 0 | 0 | 0 | 0 | 0.030886 | 0.017626
1996 | 227.9062 | 0 | 0 | 0 | 0 | 0 | 0 | 0.032106 | 0.025238
1996 | 227.9167 | 0 | 0 | 0 | 0 | 0 | 0 | 0.016256 | 0.022434
1996 | 227.9271 | 0 | 0 | 0 | 0 | 0 | 0 | 0.02032 | 0.014822
1996 | 227.9375 | 0 | 0 | 0 | 0 | 0 | 0 | 0.01463 | 0.018828
1996 | 227.9479 | 0 | 0 | 0 | 0 | 0 | 0 | 0.018288 | 0.017626
1996 | 227.9583 | 0 | 0 | 0 | 0 | 0 | 0 | 0.015037 | 0.025638
1996 | 227.9687 | 0 | 0 | 0 | 0 | 0 | 0 | 0.011379 | 0.017226
1996 | 227.9792 | 0 | 0 | 0 | 0 | 0 | 0 | 0.015037 | 0.019229
1996 | 227.9896 | 0 | 0 | 0 | 0 | 0 | 0 | 0.025197 | 0.024837
1996 | 228 | 0 | 0 | 0 | 0 | 0 | 0 | 0.015443 | 0.008012
1996 | 228.0104 | 0 | 0 | 0 | 0 | 0 | 0 | 0.016256 | 0.023635
1996 | 228.0208 | 0 | 0 | 0 | 0 | 0 | 0 | 0.017475 | 0.010416
1996 | 228.0312 | 0 | 0 | 0 | 0 | 0 | 0 | 0.011379 | 0.02003
1996 | 228.0417 | 0 | 0 | 0 | 0 | 0 | 0 | 0.014224 | 0.015223
1996 | 228.0521 | 0 | 0 | 0 | 0 | 0 | 0 | 0.024384 | 0.024036
1996 | 228.0625 | 0 | 0 | 0 | 0 | 0 | 0 | 0.018694 | 0.0072108
1996 | 228.0729 | 0 | 0 | 0 | 0 | 0 | 0 | 0.0089408 | 0.020431
1996 | 228.0833 | 0 | 0 | 0 | 0 | 0 | 0 | 0.02032 | 0.010416
1996 | 228.0937 | 0 | 0 | 0 | 0 | 0 | 0 | 0.021539 | 0.014822
1996 | 228.1042 | 0 | 0 | 0 | 0 | 0 | 0 | 0.0077216 | 0.018828
1996 | 228.1146 | 0 | 0 | 0 | 0 | 0 | 0 | 0.013818 | 0.0028042
1996 | 228.125 | 0 | 0 | 0 | 0 | 0 | 0 | 0.018288 | 0.0056084
1996 | 228.1354 | 0 | 0 | 0 | 0 | 0 | 0 | -0.0028448 | -0.0012018
1996 | 228.1458 | 0 | 0 | 0 | 0 | 0 | 0 | 0.0032512 | 0.015223
1996 | 228.1562 | 0 | 0 | 0 | 0 | 0 | 0 | 0.0089408 | 0.002003
1996 | 228.1667 | 0 | 0 | 0 | 0 | 0 | 0 | 0.0056896 | 0.0048072
1996 | 228.1771 | 0 | 0 | 0 | 0 | 0 | 0 | 0.0032512 | 0.017626
1996 | 228.1875 | 0 | 0 | 0 | 0 | 0 | 0 | 0.013005 | 0.006009
1996 | 228.1979 | 0 | 0 | 0 | 0 | 0 | 0 | 0.0069088 | 0.019629
1996 | 228.2083 | 0 | 0 | 0 | 0 | 0 | 0 | 0.01463 | 0.006009
1996 | 228.2187 | 0 | 0 | 0 | 0 | 0 | 0 | 0 | -0.012819
1996 | 228.2292 | 0 | 0 | 0 | 0 | 0 | 0 | 0.0093472 | 0.017626
1996 | 228.2396 | 0 | 0 | 0 | 0 | 0 | 0 | 0.01016 | 0.0008012
1996 | 228.25 | 0 | 0 | 0 | 0 | 0 | 0 | -0.020726 | -0.0096144
1996 | 228.2604 | 0 | 0 | 0 | 0 | 0 | 0 | -0.0032512 | -0.0048072
1996 | 228.2708 | 0 | 0 | 0 | 0 | 0 | 0 | -0.0069088 | -0.0064096
1996 | 228.2812 | 0 | 0 | 0 | 0 | 0 | 0 | 0.0044704 | 0.006009
1996 | 228.2917 | 0 | 0 | 0 | 0 | 0 | 0 | 0.0069088 | 0.0076114
1996 | 228.3021 | 0 | 0 | 0 | 0 | 0 | 0 | 0.0085344 | 0.0068102
1996 | 228.3125 | 0 | 0 | 0 | 0 | 0 | 0 | 0.0093472 | 0.018428
1996 | 228.3229 | 0 | 0 | 0 | 0 | 0 | 0 | 0.017069 | 0.0028042
1996 | 228.3333 | 0 | 0 | 0 | 0 | 0 | 0 | 0.028042 | 0.027241
1996 | 228.3437 | 0 | 0 | 0 | 0 | 0 | 0 | 0.032106 | 0.063295
1996 | 228.3542 | 0 | 0 | 0 | 0 | 0 | 0 | 0.032918 | 0.0016024
1996 | 228.3646 | 0 | 0 | 0 | 0 | 0 | 0 | 0.039421 | 0.025178
1996 | 228.375 | 0 | 0 | 0 | 0 | 0 | 0 | 0.046736 | 0.035934
1996 | 228.3854 | 0 | 0 | 0 | 0 | 0 | 0 | 0.089002 | 0.035934
1996 | 228.3958 | 0 | 0 | 0 | 0 | 0 | 0 | 0.089408 | 0.036395
1996 | 228.4062 | 0 | 0 | 0 | 0 | 0 | 0 | 0.1268 | 0.035253
1996 | 228.4167 | 0 | 0 | 0 | 0 | 0 | 0 | 0.14996 | 0.042464
1996 | 228.4271 | 0 | 0 | 0 | 0 | 0 | 0 | 0.17963 | 0.048072
1996 | 228.4375 | 0 | 0 | 0 | 0 | 0 | 0 | 0.14945 | 0.040461
1996 | 228.4479 | 0 | 0 | 0 | 0 | 0 | 0 | 0.11328 | 0.035653
1996 | 228.4583 | 0 | 0 | 0 | 0 | 0 | 0 | 0.058115 | 0.038858
1996 | 228.4687 | 0 | 0 | 0 | 0 | 0 | 0 | 0.037795 | 0.042063
1996 | 228.4792 | 0 | 0 | 0 | 0 | 0 | 0 | 0.022352 | 0.020431
1996 | 228.4896 | 0 | 0 | 0 | 0 | 0 | 0 | 0.018288 | 0.021632
1996 | 228.5 | 0 | 0 | 0 | 0 | 0 | 0 | 0.048768 | 0.039659
1996 | 228.5104 | 0 | 0 | 0 | 0 | 0 | 0 | 0.047549 | 0.050476
1996 | 228.5208 | 0 | 0 | 0 | 0 | 0 | 0 | 0.067056 | 0.047671
1996 | 228.5312 | 0 | 0 | 0 | 0 | 0 | 0 | 0.059741 | 0.06009
1996 | 228.5417 | 0 | 0 | 0 | 0 | 0 | 0 | 0.06543 | 0.050075
1996 | 228.5521 | 0 | 0 | 0 | 0 | 0 | 0 | 0.079654 | 0.092939
1996 | 228.5625 | 0 | 0 | 0 | 0 | 0 | 0 | 0.083718 | 0.063295
1996 | 228.5729 | 0 | 0 | 0 | 0 | 0 | 0 | 0.097942 | 0.065298
1996 | 228.5833 | 0 | 0 | 0 | 0 | 0 | 0 | 0.056896 | 0.064897
1996 | 228.5937 | 0 | 0 | 0 | 0 | 0 | 0 | 0.080467 | 0.08653
1996 | 228.6042 | 0 | 0 | 0 | 0 | 0 | 0 | 0.053238 | 0.06009
1996 | 228.6146 | 0 | 0 | 0 | 0 | 0 | 0 | 0.1207 | 0.071307
1996 | 228.625 | 0 | 0 | 0 | 0 | 0 | 0 | 0.053645 | 0.0669
1996 | 228.6354 | 0 | 0 | 0 | 0 | 0 | 0 | 0.041046 | 0.070506
1996 | 228.6458 | 0 | 0 | 0 | 0 | 0 | 0 | 0.088189 | 0.057686
1996 | 228.6562 | 0 | 0 | 0 | 0 | 0 | 0 | 0.10079 | 0.060891
1996 | 228.6667 | 0 | 0 | 0 | 0 | 0 | 0 | 0.065024 | 0.07371
1996 | 228.6771 | 0 | 0 | 0 | 0 | 0 | 0 | 0.073152 | 0.048873
1996 | 228.6875 | 0 | 0 | 0 | 0 | 0 | 0 | 0.039827 | 0.045668
1996 | 228.6979 | 0 | 0 | 0 | 0 | 0 | 0 | 0.052426 | 0.052479
1996 | 228.7083 | 0 | 0 | 0 | 0 | 0 | 0 | 0.058115 | 0.044867
1996 | 228.7187 | 0 | 0 | 0 | 0 | 0 | 0 | 0.04633 | 0.03365
1996 | 228.7292 | 0 | 0 | 0 | 0 | 0 | 0 | 0.047955 | 0.050476
1996 | 228.7396 | 0 | 0 | 0 | 0 | 0 | 0 | 0.010973 | 0.048473
1996 | 228.75 | 0 | 0 | 0 | 0 | 0 | 0 | 0.049174 | 0.020431
1996 | 228.7604 | 0 | 0 | 0 | 0 | 0 | 0 | 0.039421 | 0.021632
1996 | 228.7708 | 0 | 0 | 0 | 0 | 0 | 0 | 0.037389 | 0.055283
1996 | 228.7812 | 0 | 0 | 0 | 0 | 0 | 0 | 0.017069 | 0.016024
1996 | 228.7917 | 0 | 0 | 0 | 0 | 0 | 0 | 0.04511 | 0.044867
1996 | 228.8021 | 0 | 0 | 0 | 0 | 0 | 0 | 0.006096 | 0.019229
1996 | 228.8125 | 0 | 0 | 0 | 0 | 0 | 0 | 0.012598 | 0.0068102
1996 | 228.8229 | 0 | 0 | 0 | 0 | 0 | 0 | 0.010973 | 0.018428
1996 | 228.8333 | 0 | 0 | 0 | 0 | 0 | 0 | 0.020726 | 0.037656
1996 | 228.8437 | 0 | 0 | 0 | 0 | 0 | 0 | 0.01016 | 0.018428
1996 | 228.8542 | 0 | 0 | 0 | 0 | 0 | 0 | 0.012598 | 0
1996 | 228.8646 | 0 | 0 | 0 | 0 | 0 | 0 | 2.2737e-13 | 0.018027
1996 | 228.875 | 0 | 0 | 0 | 0 | 0 | 0 | 0.010973 | 0.008012
1996 | 228.8854 | 0 | 0 | 0 | 0 | 0 | 0 | 0.017475 | 0.016024
1996 | 228.8958 | 0 | 0 | 0 | 0 | 0 | 0 | 0.0077216 | 0.0076114
1996 | 228.9062 | 0 | 0 | 0 | 0 | 0 | 0 | 0.010566 | 0.004006
1996 | 228.9167 | 0 | 0 | 0 | 0 | 0 | 0 | 0.0028448 | 0.014822
1996 | 228.9271 | 0 | 0 | 0 | 0 | 0 | 0 | 0.004064 | 0.011217
1996 | 228.9375 | 0 | 0 | 0 | 0 | 0 | 0 | 0.013411 | 0.008012
1996 | 228.9479 | 0 | 0 | 0 | 0 | 0 | 0 | 0.0028448 | 0.015223
1996 | 228.9583 | 0 | 0 | 0 | 0 | 0 | 0 | 0.019507 | 0.022033
1996 | 228.9687 | 0 | 0 | 0 | 0 | 0 | 0 | -0.0012192 | -0.0024036
1996 | 228.9792 | 0 | 0 | 0 | 0 | 0 | 0 | -0.0097536 | 0.018027
1996 | 228.9896 | 0 | 0 | 0 | 0 | 0 | 0 | 0.023165 | 0.01322
1996 | 229 | 0.025197 | 0.08012 | 0 | 0 | 0 | 0 | -0.018694 | -0.012819
1996 | 229.0104 | 0.023571 | 0.056885 | 0 | 0 | 0 | 0 | -0.033325 | -0.021632
1996 | 229.0208 | 0 | 0 | 0 | 0 | 0 | 0 | -0.011786 | 0.002003
1996 | 229.0312 | 0 | 0 | 0 | 0 | 0 | 0 | 0.013005 | 0.016024
1996 | 229.0417 | 0 | 0 | 0 | 0 | 0 | 0 | 0.0089408 | -0.002003
1996 | 229.0521 | 0 | 0 | 0 | 0 | 0 | 0 | 0.018288 | 0.019229
1996 | 229.0625 | 0 | 0 | 0 | 0 | 0 | 0 | 0.014224 | 0.018027
1996 | 229.0729 | 0 | 0 | 0 | 0 | 0 | 0 | 0.021946 | -0.0004006
1996 | 229.0833 | 0 | 0 | 0 | 0 | 0 | 0 | -0.004064 | 0.01322
1996 | 229.0937 | 0 | 0 | 0 | 0 | 0 | 0 | 0.0024384 | -0.0024036
1996 | 229.1042 | 0 | 0 | 0 | 0 | 0 | 0 | 0.0012192 | 0.011617
1996 | 229.1146 | 0 | 0 | 0 | 0 | 0 | 0 | -0.0048768 | 0.0012018
1996 | 229.125 | 0 | 0 | 0 | 0 | 0 | 0 | 0.012192 | -0.0008012
1996 | 229.1354 | 0 | 0 | 0 | 0 | 0 | 0 | -0.0077216 | 0.012018
1996 | 229.1458 | 0 | 0 | 0 | 0 | 0 | 0 | 0.0048768 | 0.0052078
1996 | 229.1562 | 0 | 0 | 0 | 0 | 0 | 0 | 0.039421 | 0.0036054
1996 | 229.1667 | 0 | 0 | 0 | 0 | 0 | 0 | -0.0024384 | 0.018828
1996 | 229.1771 | 0 | 0 | 0 | 0 | 0 | 0 | -0.0052832 | -0.0068102
1996 | 229.1875 | 0 | 0 | 0 | 0 | 0 | 0 | 0.016256 | 0.012419
1996 | 229.1979 | 0 | 0 | 0 | 0 | 0 | 0 | 0.017882 | 0.002003
1996 | 229.2083 | 0 | 0 | 0 | 0 | 0 | 0 | 0.012598 | 0.012419
1996 | 229.2187 | 0 | 0 | 0 | 0 | 0 | 0 | 0.0097536 | 0.010816
1996 | 229.2292 | 0 | 0 | 0 | 0 | 0 | 0 | 0.0085344 | 0.004006
1996 | 229.2396 | 0 | 0 | 0 | 0 | 0 | 0 | -0.008128 | 0.0076114
1996 | 229.25 | 0 | 0 | 0 | 0 | 0 | 0 | -0.0044704 | 0.0076114
1996 | 229.2604 | 0 | 0 | 0 | 0 | 0 | 0 | -0.006096 | -0.0076114
1996 | 229.2708 | 0 | 0 | 0 | 0 | 0 | 0 | -0.002032 | 0.01322
1996 | 229.2812 | 0 | 0 | 0 | 0 | 0 | 0 | -0.0089408 | -0.020431
1996 | 229.2917 | 0 | 0 | 0 | 0 | 0 | 0 | -0.0044704 | 0.0076114
1996 | 229.3021 | 0 | 0 | 0 | 0 | 0 | 0 | -0.0052832 | 0.0088132
1996 | 229.3125 | 0 | 0 | 0 | 0 | 0 | 0 | 0.0016256 | -0.0052078
1996 | 229.3229 | 0 | 0 | 0 | 0 | 0 | 0 | 0.006096 | 0.018428
1996 | 229.3333 | 0 | 0 | 0 | 0 | 0 | 0 | 0.008128 | 0.016825
1996 | 229.3437 | 0 | 0 | 0 | 0 | 0 | 0 | 0.017475 | 0.011217
1996 | 229.3542 | 0 | 0 | 0 | 0 | 0 | 0 | 0.013005 | 0.023235
1996 | 229.3646 | 0 | 0 | 0 | 0 | 0 | 0 | 0.016256 | 0.01322
1996 | 229.375 | 0 | 0 | 0 | 0 | 0 | 0 | 0.021539 | 0.029244
1996 | 229.3854 | 0 | 0 | 0 | 0 | 0 | 0 | 0.032918 | 0.03325
1996 | 229.3958 | 0 | 0 | 0 | 0 | 0 | 0 | 0.029261 | 0.034452
1996 | 229.4062 | 0 | 0 | 0 | 0 | 0 | 0 | 0.06543 | 0.047271
1996 | 229.4167 | 0 | 0 | 0 | 0 | 0 | 0 | 0.033325 | 0.042063
1996 | 229.4271 | 0 | 0 | 0 | 0 | 0 | 0 | 0.058115 | 0.044867
1996 | 229.4375 | 0 | 0 | 0 | 0 | 0 | 0 | 0.03617 | 0.052078
1996 | 229.4479 | 0 | 0 | 0 | 0 | 0 | 0 | 0.06096 | 0.035653
1996 | 229.4583 | 0 | 0 | 0 | 0 | 0 | 0 | 0.054864 | 0.05368
1996 | 229.4687 | 0 | 0 | 0 | 0 | 0 | 0 | 0.053645 | 0.055683
1996 | 229.4792 | 0 | 0 | 0 | 0 | 0 | 0 | 0.053645 | 0.042063
1996 | 229.4896 | 0 | 0 | 0 | 0 | 0 | 0 | 0.072339 | 0.066099
1996 | 229.5 | 0 | 0 | 0 | 0 | 0 | 0 | 0.073558 | 0.057686
1996 | 229.5104 | 0 | 0 | 0 | 0 | 0 | 0 | 0.063398 | 0.067701
1996 | 229.5208 | 0 | 0 | 0 | 0 | 0 | 0 | 0.07559 | 0.055283
1996 | 229.5312 | 0 | 0 | 0 | 0 | 0 | 0 | 0.084125 | 0.24076
1996 | 229.5417 | 0 | 0 | 0 | 0 | 0 | 0 | 0.044298 | 0.036054
1996 | 229.5521 | 0 | 0 | 0 | 0 | 0 | 0 | 0.082906 | -0.070105
1996 | 229.5625 | 0 | 0 | 0 | 0 | 0 | 0 | 0.069088 | 0.035253
1996 | 229.5729 | 0 | 0 | 0 | 0 | 0 | 0 | 0.0065024 | 0.050636
1996 | 229.5833 | 0 | 0 | 0 | 0 | 0 | 0 | 0.10973 | 0.065298
1996 | 229.5937 | 0 | 0 | 0 | 0 | 0 | 0 | 0.060554 | 0.052879
1996 | 229.6042 | 0 | 0 | 0 | 0 | 0 | 0 | 0.078029 | 0.068503
1996 | 229.6146 | 0 | 0 | 0 | 0 | 0 | 0 | 0.076708 | 0.054081
1996 | 229.625 | 0 | 0 | 0 | 0 | 0 | 0 | 0.072969 | 0.082123
1996 | 229.6354 | 0 | 0 | 0 | 0 | 0 | 0 | 0.059334 | 0.050075
1996 | 229.6458 | 0 | 0 | 0 | 0 | 0 | 0 | 0.038608 | 0.042063
1996 | 229.6562 | 0 | 0 | 0 | 0 | 0 | 0 | 0.060147 | 0.067701
1996 | 229.6667 | 0 | 0 | 0 | 0 | 0 | 0 | 0.057302 | 0.059289
1996 | 229.6771 | 0 | 0 | 0 | 0 | 0 | 0 | 0.052426 | 0.043665
1996 | 229.6875 | 0 | 0 | 0 | 0 | 0 | 0 | 0.042672 | 0.050075
1996 | 229.6979 | 0 | 0 | 0 | 0 | 0 | 0 | 0.052832 | 0.024437
1996 | 229.7083 | 0 | 0 | 0 | 0 | 0 | 0 | 0.052426 | 0.062494
1996 | 229.7187 | 0 | 0 | 0 | 0 | 0 | 0 | 0.031699 | 0.034452
1996 | 229.7292 | 0 | 0 | 0 | 0 | 0 | 0 | 0.05649 | 0.022033
1996 | 229.7396 | 0 | 0 | 0 | 0 | 0 | 0 | 0.030074 | 0.050476
1996 | 229.75 | 0 | 0 | 0 | 0 | 0 | 0 | 0.042266 | 0.043265
1996 | 229.7604 | 0 | 0 | 0 | 0 | 0 | 0 | 0.028042 | 0.0096144
1996 | 229.7708 | 0 | 0 | 0 | 0 | 0 | 0 | 0.041046 | 0.040861
1996 | 229.7812 | 0 | 0 | 0 | 0 | 0 | 0 | 0.015037 | 0.022434
1996 | 229.7917 | 0 | 0 | 0 | 0 | 0 | 0 | 0.012598 | 0.010416
1996 | 229.8021 | 0 | 0 | 0 | 0 | 0 | 0 | 0.0077216 | 0.015623
1996 | 229.8125 | 0 | 0 | 0 | 0 | 0 | 0 | 0.0052832 | 0.0076114
1996 | 229.8229 | 0 | 0 | 0 | 0 | 0 | 0 | 0.0085344 | 0.0008012
1996 | 229.8333 | 0 | 0 | 0 | 0 | 0 | 0 | 0.004064 | 0.0068102
1996 | 229.8437 | 0 | 0 | 0 | 0 | 0 | 0 | 0 | -0.0068102
1996 | 229.8542 | 0 | 0 | 0 | 0 | 0 | 0 | 0.0036576 | 0.014021
1996 | 229.8646 | 0 | 0 | 0 | 0 | 0 | 0 | 0.0028448 | -0.0012018
1996 | 229.875 | 0 | 0 | 0 | 0 | 0 | 0 | 0.0028448 | -0.0096144
1996 | 229.8854 | 0 | 0 | 0 | 0 | 0 | 0 | 0 | 0.010416
1996 | 229.8958 | 0 | 0 | 0 | 0 | 0 | 0 | 0.002032 | 0.0044066
1996 | 229.9062 | 0 | 0 | 0 | 0 | 0 | 0 | 0.0008128 | -0.006009
1996 | 229.9167 | 0 | 0 | 0 | 0 | 0 | 0 | 0.004064 | 0.012419
1996 | 229.9271 | 0 | 0 | 0 | 0 | 0 | 0 | -0.006096 | -0.0028042
1996 | 229.9375 | 0 | 0 | 0 | 0 | 0 | 0 | 0.008128 | -0.0008012
1996 | 229.9479 | 0 | 0 | 0 | 0 | 0 | 0 | 0.002032 | 0.0072108
1996 | 229.9583 | 0 | 0 | 0 | 0 | 0 | 0 | 0.002032 | 0.004006
1996 | 229.9687 | 0 | 0 | 0 | 0 | 0 | 0 | 0.0012192 | -0.004006
1996 | 229.9792 | 0 | 0 | 0 | 0 | 0 | 0 | 0.0048768 | 0.01362
1996 | 229.9896 | 0 | 0 | 0 | 0 | 0 | 0 | 0.0065024 | 0.0068102
1996 | 230 | 0 | 0 | 0 | 0 | 0 | 0 | 0.0056896 | 0.0084126
1996 | 230.0104 | 0 | 0 | 0 | 0 | 0 | 0 | 0.0097536 | 0.006009
1996 | 230.0208 | 0 | 0 | 0 | 0 | 0 | 0 | 0.0065024 | 0.0004006
1996 | 230.0312 | 0 | 0 | 0 | 0 | 0 | 0 | 0.0065024 | 0.017626
1996 | 230.0417 | 0 | 0 | 0 | 0 | 0 | 0 | 0.0032512 | 0.0092138
1996 | 230.0521 | 0 | 0 | 0 | 0 | 0 | 0 | -0.0004064 | -0.0032048
1996 | 230.0625 | 0 | 0 | 0 | 0 | 0 | 0 | 0.063398 | 0
1996 | 230.0729 | 0 | 0 | 0 | 0 | 0 | 0 | 0.01463 | 0.036054
1996 | 230.0833 | 0 | 0 | 0 | 0 | 0 | 0 | -0.022758 | 0.01362
1996 | 230.0937 | 0 | 0 | 0 | 0 | 0 | 0 | 0.0073152 | 0.0068102
1996 | 230.1042 | 0 | 0 | 0 | 0 | 0 | 0 | -0.0012192 | 0.0032048
1996 | 230.1146 | 0 | 0 | 0 | 0 | 0 | 0 | 0.0024384 | 0.0024036
1996 | 230.125 | 0 | 0 | 0 | 0 | 0 | 0 | 0.0028448 | 0.0096144
1996 | 230.1354 | 0 | 0 | 0 | 0 | 0 | 0 | 0.0016256 | -0.004006
1996 | 230.1458 | 0 | 0 | 0 | 0 | 0 | 0 | 0.0016256 | 0.0016024
1996 | 230.1562 | 0 | 0 | 0 | 0 | 0 | 0 | -0.0012192 | 0.0048072
1996 | 230.1667 | 0 | 0 | 0 | 0 | 0 | 0 | 0.0004064 | 0.0016024
1996 | 230.1771 | 0 | 0 | 0 | 0 | 0 | 0 | 0.0052832 | -0.0004006
1996 | 230.1875 | 0 | 0 | 0 | 0 | 0 | 0 | -0.0028448 | 0.0048072
1996 | 230.1979 | 0 | 0 | 0 | 0 | 0 | 0 | 0.004064 | 0.0008012
1996 | 230.2083 | 0 | 0 | 0 | 0 | 0 | 0 | 0.0016256 | -0.0036054
1996 | 230.2187 | 0 | 0 | 0 | 0 | 0 | 0 | 0.0008128 | 0.004006
1996 | 230.2292 | 0 | 0 | 0 | 0 | 0 | 0 | -0.0012192 | 0.0048072
1996 | 230.2396 | 0 | 0 | 0 | 0 | 0 | 0 | 0.0093472 | 0.0044066
1996 | 230.25 | 0 | 0 | 0 | 0 | 0 | 0 | 0.0089408 | 0.0064096
1996 | 230.2604 | 0 | 0 | 0 | 0 | 0 | 0 | -0.0004064 | 0.0076114
1996 | 230.2708 | 0 | 0 | 0 | 0 | 0 | 0 | -0.0044704 | 0.0036054
1996 | 230.2812 | 0 | 0 | 0 | 0 | 0 | 0 | 0.01463 | 0.015223
1996 | 230.2917 | 0 | 0 | 0 | 0 | 0 | 0 | 0.021946 | 0.016425
1996 | 230.3021 | 0 | 0 | 0 | 0 | 0 | 0 | 0.008128 | 0.0024036
1996 | 230.3125 | 0 | 0 | 0 | 0 | 0 | 0 | 0.0097536 | 0.022834
1996 | 230.3229 | 0 | 0 | 0 | 0 | 0 | 0 | 0.020726 | 0.019229
1996 | 230.3333 | 0 | 0 | 0 | 0 | 0 | 0 | 0.013818 | 0.022434
1996 | 230.3437 | 0 | 0 | 0 | 0 | 0 | 0 | 0.031699 | 0.023635
1996 | 230.3542 | 0 | 0 | 0 | 0 | 0 | 0 | 0.027635 | 0.045268
1996 | 230.3646 | 0 | 0 | 0 | 0 | 0 | 0 | 0.034544 | 0.040461
1996 | 230.375 | 0 | 0 | 0 | 0 | 0 | 0 | 0.035763 | 0.030045
1996 | 230.3854 | 0 | 0 | 0 | 0 | 0 | 0 | 0.036982 | 0.042464
1996 | 230.3958 | 0 | 0 | 0 | 0 | 0 | 0 | 0.044298 | 0.043265
1996 | 230.4062 | 0 | 0 | 0 | 0 | 0 | 0 | 0.043891 | 0.042063
1996 | 230.4167 | 0 | 0 | 0 | 0 | 0 | 0 | 0.049987 | 0.035253
1996 | 230.4271 | 0 | 0 | 0 | 0 | 0 | 0 | 0.047955 | 0.04647
1996 | 230.4375 | 0 | 0 | 0 | 0 | 0 | 0 | 0.050394 | 0.054081
1996 | 230.4479 | 0 | 0 | 0 | 0 | 0 | 0 | 0.069494 | 0.038458
1996 | 230.4583 | 0 | 0 | 0 | 0 | 0 | 0 | 0.085344 | 0.064497
1996 | 230.4687 | 0 | 0 | 0 | 0 | 0 | 0 | 0.061773 | 0.054482
1996 | 230.4792 | 0 | 0 | 0 | 0 | 0 | 0 | 0.051206 | 0.056084
1996 | 230.4896 | 0 | 0 | 0 | 0 | 0 | 0 | 0.080874 | 0.060491
1996 | 230.5 | 0 | 0 | 0 | 0 | 0 | 0 | 0.06543 | 0.071307
1996 | 230.5104 | 0 | 0 | 0 | 0 | 0 | 0 | 0.069494 | 0.056885
1996 | 230.5208 | 0 | 0 | 0 | 0 | 0 | 0 | 0.10729 | 0.085728
1996 | 230.5312 | 0 | 0 | 0 | 0 | 0 | 0 | 0.064618 | 0.074111
1996 | 230.5417 | 0 | 0 | 0 | 0 | 0 | 0 | 0.095504 | 0.074111
1996 | 230.5521 | 0 | 0 | 0 | 0 | 0 | 0 | 0.08575 | 0.083325
1996 | 230.5625 | 0 | 0 | 0 | 0 | 0 | 0 | 0.083312 | 0.082123
1996 | 230.5729 | 0 | 0 | 0 | 0 | 0 | 0 | 0.13045 | 0.07371
1996 | 230.5833 | 0 | 0 | 0 | 0 | 0 | 0 | 0.049174 | 0.094942
1996 | 230.5937 | 0 | 0 | 0 | 0 | 0 | 0 | 0.08575 | 0.078518
1996 | 230.6042 | 0 | 0 | 0 | 0 | 0 | 0 | 0.099162 | 0.078918
1996 | 230.6146 | 0 | 0 | 0 | 0 | 0 | 0 | 0.067869 | 0.081722
1996 | 230.625 | 0 | 0 | 0 | 0 | 0 | 0 | 0.07559 | 0.076114
1996 | 230.6354 | 0 | 0 | 0 | 0 | 0 | 0 | 0.092253 | 0.077316
1996 | 230.6458 | 0 | 0 | 0 | 0 | 0 | 0 | 0.10323 | 0.077716
1996 | 230.6562 | 0 | 0 | 0 | 0 | 0 | 0 | 0.076403 | 0.074912
1996 | 230.6667 | 0 | 0 | 0 | 0 | 0 | 0 | 0.066243 | 0.07371
1996 | 230.6771 | 0 | 0 | 0 | 0 | 0 | 0 | 0.070714 | 0.061692
1996 | 230.6875 | 0 | 0 | 0 | 0 | 0 | 0 | 0.087376 | 0.067701
1996 | 230.6979 | 0 | 0 | 0 | 0 | 0 | 0 | 0.072339 | 0.061292
1996 | 230.7083 | 0 | 0 | 0 | 0 | 0 | 0 | 0.037795 | 0.039259
1996 | 230.7187 | 0 | 0 | 0 | 0 | 0 | 0 | 0.08575 | 0.077316
1996 | 230.7292 | 0 | 0 | 0 | 0 | 0 | 0 | 0.038608 | 0.047671
1996 | 230.7396 | 0 | 0 | 0 | 0 | 0 | 0 | 0.062992 | 0.036855
1996 | 230.75 | 0 | 0 | 0 | 0 | 0 | 0 | 0.059334 | 0.046069
1996 | 230.7604 | 0 | 0 | 0 | 0 | 0 | 0 | 0.032918 | 0.03365
1996 | 230.7708 | 0 | 0 | 0 | 0 | 0 | 0 | 0.047549 | 0.037656
1996 | 230.7812 | 0 | 0 | 0 | 0 | 0 | 0 | 0.032918 | 0.034051
1996 | 230.7917 | 0 | 0 | 0 | 0 | 0 | 0 | 0.019914 | 0.025238
1996 | 230.8021 | 0 | 0 | 0 | 0 | 0 | 0 | 0.010973 | 0.034452
1996 | 230.8125 | 0 | 0 | 0 | 0 | 0 | 0 | 0.008128 | 0.012819
1996 | 230.8229 | 0 | 0 | 0 | 0 | 0 | 0 | 0.0044704 | 0.011617
1996 | 230.8333 | 0 | 0 | 0 | 0 | 0 | 0 | 0.029261 | 0.0096144
1996 | 230.8437 | 0 | 0 | 0 | 0 | 0 | 0 | 0.012192 | 0
1996 | 230.8542 | 0 | 0 | 0 | 0 | 0 | 0 | 0.01585 | 0.028443
1996 | 230.8646 | 0 | 0 | 0 | 0 | 0 | 0 | 0.010566 | 0.0024036
1996 | 230.875 | 0 | 0 | 0 | 0 | 0 | 0 | 0.0073152 | 0.0064096
1996 | 230.8854 | 0 | 0 | 0 | 0 | 0 | 0 | 0.0052832 | 0.012419
1996 | 230.8958 | 0 | 0 | 0 | 0 | 0 | 0 | 0.022352 | 0.0068102
1996 | 230.9062 | 0 | 0 | 0 | 0 | 0 | 0 | 0.01016 | 0.0048072
1996 | 230.9167 | 0 | 0 | 0 | 0 | 0 | 0 | 0.0052832 | 0.014021
1996 | 230.9271 | 0 | 0 | 0 | 0 | 0 | 0 | 0 | 0.012819
1996 | 230.9375 | 0 | 0 | 0 | 0 | 0 | 0 | -0.004064 | 0.0092138
1996 | 230.9479 | 0 | 0 | 0 | 0 | 0 | 0 | 0.0008128 | 0.002003
1996 | 230.9583 | 0 | 0 | 0 | 0 | 0 | 0 | 0.0028448 | 0.012018
1996 | 230.9687 | 0 | 0 | 0 | 0 | 0 | 0 | -0.0008128 | -0.0012018
1996 | 230.9792 | 0 | 0 | 0 | 0 | 0 | 0 | -0.011379 | -0.021232
1996 | 230.9896 | 0 | 0 | 0 | 0 | 0 | 0 | 0 | 0.020431
1996 | 231 | 0 | 0 | 0 | 0 | 0 | 0 | -0.006096 | -0.002003
1996 | 231.0104 | 0 | 0 | 0 | 0 | 0 | 0 | 0.008128 | 0.010416
1996 | 231.0208 | 0 | 0 | 0 | 0 | 0 | 0 | 0.0052832 | 0.0072108
1996 | 231.0312 | 0 | 0 | 0 | 0 | 0 | 0 | -0.0069088 | 0.0024036
1996 | 231.0417 | 0 | 0 | 0 | 0 | 0 | 0 | 0.0032512 | 0.0084126
1996 | 231.0521 | 0 | 0 | 0 | 0 | 0 | 0 | 0.0028448 | 0
1996 | 231.0625 | 0 | 0 | 0 | 0 | 0 | 0 | 0.010566 | 0.017226
1996 | 231.0729 | 0 | 0 | 0 | 0 | 0 | 0 | 0.0056896 | 0.006009
1996 | 231.0833 | 0 | 0 | 0 | 0 | 0 | 0 | 0.0089408 | 0.0072108
1996 | 231.0937 | 0 | 0 | 0 | 0 | 0 | 0 | 0.013411 | 0.008012
1996 | 231.1042 | 0 | 0 | 0 | 0 | 0 | 0 | -0.0024384 | 0.0004006
1996 | 231.1146 | 0 | 0 | 0 | 0 | 0 | 0 | 0.0089408 | 0.010015
1996 | 231.125 | 0 | 0 | 0 | 0 | 0 | 0 | 0.0097536 | -0.002003
1996 | 231.1354 | 0 | 0 | 0 | 0 | 0 | 0 | 0.0085344 | 0.012819
1996 | 231.1458 | 0 | 0 | 0 | 0 | 0 | 0 | 0.0012192 | 0.0012018
1996 | 231.1562 | 0 | 0 | 0 | 0 | 0 | 0 | -0.0085344 | -0.0044066
1996 | 231.1667 | 0 | 0 | 0 | 0 | 0 | 0 | -0.01463 | -0.012018
1996 | 231.1771 | 0 | 0 | 0 | 0 | 0 | 0 | 0.015443 | 0.019629
1996 | 231.1875 | 0 | 0 | 0 | 0 | 0 | 0 | 0.0044704 | 0.012819
1996 | 231.1979 | 0 | 0 | 0 | 0 | 0 | 0 | 0.0077216 | -0.011617
1996 | 231.2083 | 0 | 0 | 0 | 0 | 0 | 0 | 0.0024384 | 0.0096144
1996 | 231.2187 | 0 | 0 | 0 | 0 | 0 | 0 | -0.0012192 | 0.004006
1996 | 231.2292 | 0 | 0 | 0 | 0 | 0 | 0 | -0.0032512 | -0.002003
1996 | 231.2396 | 0 | 0 | 0 | 0 | 0 | 0 | 0.0052832 | 0.0032048
1996 | 231.25 | 0 | 0 | 0 | 0 | 0 | 0 | -0.0008128 | 0.0064096
1996 | 231.2604 | 0 | 0 | 0 | 0 | 0 | 0 | -0.0008128 | 0.0032048
1996 | 231.2708 | 0 | 0 | 0 | 0 | 0 | 0 | 0.0036576 | 0.0004006
1996 | 231.2812 | 0 | 0 | 0 | 0 | 0 | 0 | 0.0028448 | 0.0052078
1996 | 231.2917 | 0 | 0 | 0 | 0 | 0 | 0 | 0.0065024 | 0.0092138
1996 | 231.3021 | 0 | 0 | 0 | 0 | 0 | 0 | -0.002032 | 0.0032048
1996 | 231.3125 | 0 | 0 | 0 | 0 | 0 | 0 | -0.0024384 | 0.010015
1996 | 231.3229 | 0 | 0 | 0 | 0 | 0 | 0 | 0.018694 | 0.023635
1996 | 231.3333 | 0 | 0 | 0 | 0 | 0 | 0 | 0.0044704 | 0.012419
1996 | 231.3437 | 0 | 0 | 0 | 0 | 0 | 0 | 0.018288 | 0.015223
1996 | 231.3542 | 0 | 0 | 0 | 0 | 0 | 0 | 0.039827 | 0.043665
1996 | 231.3646 | 0 | 0 | 0 | 0 | 0 | 0 | 0.028854 | 0.027241
1996 | 231.375 | 0 | 0 | 0 | 0 | 0 | 0 | 0.023571 | 0.042864
1996 | 231.3854 | 0 | 0 | 0 | 0 | 0 | 0 | 0.043485 | 0.037656
1996 | 231.3958 | 0 | 0 | 0 | 0 | 0 | 0 | 0.06096 | 0.046069
1996 | 231.4062 | 0 | 0 | 0 | 0 | 0 | 0 | 0.035763 | 0.032048
1996 | 231.4167 | 0 | 0 | 0 | 0 | 0 | 0 | 0.048768 | 0.037256
1996 | 231.4271 | 0 | 0 | 0 | 0 | 0 | 0 | 0.070714 | 0.064497
1996 | 231.4375 | 0 | 0 | 0 | 0 | 0 | 0 | 0.063398 | 0.051677
1996 | 231.4479 | 0 | 0 | 0 | 0 | 0 | 0 | 0.068682 | 0.045668
1996 | 231.4583 | 0 | 0 | 0 | 0 | 0 | 0 | 0.09144 | 0.083325
1996 | 231.4687 | 0 | 0 | 0 | 0 | 0 | 0 | 0.073558 | 0.082123
1996 | 231.4792 | 0 | 0 | 0 | 0 | 0 | 0 | 0.082906 | 0.068503
1996 | 231.4896 | 0 | 0 | 0 | 0 | 0 | 0 | 0.10119 | 0.082924
1996 | 231.5 | 0 | 0 | 0 | 0 | 0 | 0 | 0.097942 | 0.086129
1996 | 231.5104 | 0 | 0 | 0 | 0 | 0 | 0 | 0.084125 | 0.071307
1996 | 231.5208 | 0 | 0 | 0 | 0 | 0 | 0 | 0.10648 | 0.10015
1996 | 231.5312 | 0 | 0 | 0 | 0 | 0 | 0 | 0.11176 | 0.096545
1996 | 231.5417 | 0 | 0 | 0 | 0 | 0 | 0 | 0.10282 | 0.094542
1996 | 231.5521 | 0 | 0 | 0 | 0 | 0 | 0 | 0.11257 | 0.10175
1996 | 231.5625 | 0 | 0 | 0 | 0 | 0 | 0 | 0.099974 | -0.061692
1996 | 231.5729 | 0 | 0 | 0 | 0 | 0 | 0 | 0.13736 | 0.22273
1996 | 231.5833 | 0 | 0 | 0 | 0 | 0 | 0 | 0.10404 | 0.099749
1996 | 231.5937 | 0 | 0 | 0 | 0 | 0 | 0 | 0.11054 | 0.082924
1996 | 231.6042 | 0 | 0 | 0 | 0 | 0 | 0 | 0.12802 | 0.10536
1996 | 231.6146 | 0 | 0 | 0 | 0 | 0 | 0 | 0.12436 | 0.081322
1996 | 231.625 | 0 | 0 | 0 | 0 | 0 | 0 | 0.074371 | 0.090936
1996 | 231.6354 | 0 | 0 | 0 | 0 | 0 | 0 | 0.095098 | -0.12819
1996 | 231.6458 | 0 | 0 | 0 | 0 | 0 | 0 | 0.11786 | 0.33851
1996 | 231.6562 | 0 | 0 | 0 | 0 | 0 | 0 | 0.12395 | 0.10696
1996 | 231.6667 | 0 | 0 | 0 | 0 | 0 | 0 | 0.093878 | 0.10175
1996 | 231.6771 | 0 | 0 | 0 | 0 | 0 | 0 | 0.11257 | 0.086129
1996 | 231.6875 | 0 | 0 | 0 | 0 | 0 | 0 | 0.050394 | 0.058488
1996 | 231.6979 | 0 | 0 | 0 | 0 | 0 | 0 | 0.10729 | 0.08693
1996 | 231.7083 | 0 | 0 | 0 | 0 | 0 | 0 | 0.054051 | 0.04647
1996 | 231.7187 | 0 | 0 | 0 | 0 | 0 | 0 | 0.089408 | 0.084527
1996 | 231.7292 | 0 | 0 | 0 | 0 | 0 | 0 | 0.10282 | 0.0665
1996 | 231.7396 | 0 | 0 | 0 | 0 | 0 | 0 | 0.033731 | 0.056485
1996 | 231.75 | 0 | 0 | 0 | 0 | 0 | 0 | 0.060554 | 0.043665
1996 | 231.7604 | 0 | 0 | 0 | 0 | 0 | 0 | 0.078029 | 0.067301
1996 | 231.7708 | 0 | 0 | 0 | 0 | 0 | 0 | 0.042672 | 0.052479
1996 | 231.7812 | 0 | 0 | 0 | 0 | 0 | 0 | 0.063398 | 0.045668
1996 | 231.7917 | 0 | 0 | 0 | 0 | 0 | 0 | 0.039014 | 0.027641
1996 | 231.8021 | 0 | 0 | 0 | 0 | 0 | 0 | 0.046736 | 0.050075
1996 | 231.8125 | 0 | 0 | 0 | 0 | 0 | 0 | 0.032918 | 0.028042
1996 | 231.8229 | 0 | 0 | 0 | 0 | 0 | 0 | 0.030074 | 0.017226
1996 | 231.8333 | 0 | 0 | 0 | 0 | 0 | 0 | 0.011786 | 0.0068102
1996 | 231.8437 | 0 | 0 | 0 | 0 | 0 | 0 | 0.006096 | 0.0044066
1996 | 231.8542 | 0 | 0 | 0 | 0 | 0 | 0 | 0.023165 | 0.02003
1996 | 231.8646 | 0 | 0 | 0 | 0 | 0 | 0 | 0.016256 | 0.014422
1996 | 231.875 | 0 | 0 | 0 | 0 | 0 | 0 | 0.017882 | 0.022434
1996 | 231.8854 | 0 | 0 | 0 | 0 | 0 | 0 | 0.022758 | 0.02644
1996 | 231.8958 | 0 | 0 | 0 | 0 | 0 | 0 | 0.0052832 | 0.0012018
1996 | 231.9062 | 0 | 0 | 0 | 0 | 0 | 0 | -0.0016256 | 0.0028042
1996 | 231.9167 | 0 | 0 | 0 | 0 | 0 | 0 | 0.0089408 | 0.0016024
1996 | 231.9271 | 0 | 0 | 0 | 0 | 0 | 0 | 0.0028448 | 0.020431
1996 | 231.9375 | 0 | 0 | 0 | 0 | 0 | 0 | 0.0065024 | -0.0008012
1996 | 231.9479 | 0 | 0 | 0 | 0 | 0 | 0 | 0.0032512 | 0.002003
1996 | 231.9583 | 0 | 0 | 0 | 0 | 0 | 0 | 0.0008128 | 0.008012
1996 | 231.9687 | 0 | 0 | 0 | 0 | 0 | 0 | 0.015037 | 0.0044066
1996 | 231.9792 | 0 | 0 | 0 | 0 | 0 | 0 | 0.016256 | 0.016024
1996 | 231.9896 | 0 | 0 | 0 | 0 | 0 | 0 | 0.013411 | 0.023235
1996 | 232 | 0 | 0 | 0 | 0 | 0 | 0 | 0.031293 | 0.029244
1996 | 232.0104 | 0 | 0 | 0 | 0 | 0 | 0 | 0.010566 | 0.022834
1996 | 232.0208 | 0 | 0 | 0 | 0 | 0 | 0 | 0.023978 | 0.0076114
1996 | 232.0312 | 0 | 0 | 0 | 0 | 0 | 0 | 0.019101 | 0.022434
1996 | 232.0417 | 0 | 0 | 0 | 0 | 0 | 0 | 0.018288 | 0.031647
1996 | 232.0521 | 0 | 0 | 0 | 0 | 0 | 0 | 0.023571 | 0.029244
1996 | 232.0625 | 0 | 0 | 0 | 0 | 0 | 0 | 0.023978 | 0.03365
1996 | 232.0729 | 0 | 0 | 0 | 0 | 0 | 0 | 0.01585 | 0.016825
1996 | 232.0833 | 0 | 0 | 0 | 0 | 0 | 0 | 0.0097536 | 0.0076114
1996 | 232.0937 | 0 | 0 | 0 | 0 | 0 | 0 | -0.0065024 | -0.008012
1996 | 232.1042 | 0 | 0 | 0 | 0 | 0 | 0 | 0.01463 | 0.015623
1996 | 232.1146 | 0 | 0 | 0 | 0 | 0 | 0 | -0.0004064 | 0.002003
1996 | 232.125 | 0 | 0 | 0 | 0 | 0 | 0 | 0.0073152 | 0.0068102
1996 | 232.1354 | 0 | 0 | 0 | 0 | 0 | 0 | -0.0044704 | -0.0016024
1996 | 232.1458 | 0 | 0 | 0 | 0 | 0 | 0 | 0.01463 | 0.010416
1996 | 232.1562 | 0 | 0 | 0 | 0 | 0 | 0 | 0.0032512 | -0.0004006
1996 | 232.1667 | 0 | 0 | 0 | 0 | 0 | 0 | 0.0077216 | 0.008012
1996 | 232.1771 | 0 | 0 | 0 | 0 | 0 | 0 | 0.0056896 | 0.010015
1996 | 232.1875 | 0 | 0 | 0 | 0 | 0 | 0 | 0.0036576 | 0.0092138
1996 | 232.1979 | 0 | 0 | 0 | 0 | 0 | 0 | -0.0016256 | -0.0076114
1996 | 232.2083 | 0 | 0 | 0 | 0 | 0 | 0 | 0.0097536 | 0.014021
1996 | 232.2187 | 0 | 0 | 0 | 0 | 0 | 0 | 0.0024384 | 0.0032048
1996 | 232.2292 | 0 | 0 | 0 | 0 | 0 | 0 | 0.0008128 | -0.002003
1996 | 232.2396 | 0 | 0 | 0 | 0 | 0 | 0 | 0.0048768 | 0.0084126
1996 | 232.25 | 0 | 0 | 0 | 0 | 0 | 0 | 0.004064 | 0.0044066
1996 | 232.2604 | 0 | 0 | 0 | 0 | 0 | 0 | 0.0077216 | 0.0028042
1996 | 232.2708 | 0 | 0 | 0 | 0 | 0 | 0 | 0.016662 | 0.016425
1996 | 232.2812 | 0 | 0 | 0 | 0 | 0 | 0 | 0.0089408 | 0.023235
1996 | 232.2917 | 0 | 0 | 0 | 0 | 0 | 0 | 0.0085344 | 0.0096144
1996 | 232.3021 | 0 | 0 | 0 | 0 | 0 | 0 | 0.017882 | 0.0096144
1996 | 232.3125 | 0 | 0 | 0 | 0 | 0 | 0 | -0.0089408 | -0.0028042
1996 | 232.3229 | 0 | 0 | 0 | 0 | 0 | 0 | 0.010566 | 0.01322
1996 | 232.3333 | 0 | 0 | 0 | 0 | 0 | 0 | 0.0097536 | -0.0084126
1996 | 232.3437 | 0 | 0 | 0 | 0 | 0 | 0 | 0.0036576 | 0.008012
1996 | 232.3542 | 0 | 0 | 0 | 0 | 0 | 0 | 0.026416 | 0.021232
1996 | 232.3646 | 0 | 0 | 0 | 0 | 0 | 0 | 0.022758 | 0.054482
1996 | 232.375 | 0 | 0 | 0 | 0 | 0 | 0 | 0.016662 | 0.029244
1996 | 232.3854 | 0 | 0 | 0 | 0 | 0 | 0 | 0.04064 | 0.028443
1996 | 232.3958 | 0 | 0 | 0 | 0 | 0 | 0 | 0.06543 | 0.044867
1996 | 232.4062 | 0 | 0 | 0 | 0 | 0 | 0 | 0.067462 | 0.060891
1996 | 232.4167 | 0 | 0 | 0 | 0 | 0 | 0 | 0.058522 | 0.064096
1996 | 232.4271 | 0 | 0 | 0 | 0 | 0 | 0 | 0.051105 | 0.072008
1996 | 232.4375 | 0 | 0 | 0 | 0 | 0 | 0 | 0.071587 | 0.054381
1996 | 232.4479 | 0 | 0 | 0 | 0 | 0 | 0 | 0.082499 | 0.057686
1996 | 232.4583 | 0 | 0 | 0 | 0 | 0 | 0 | 0.07681 | 0.10416
1996 | 232.4687 | 0 | 0 | 0 | 0 | 0 | 0 | 0.11095 | 0.067701
1996 | 232.4792 | 0 | 0 | 0 | 0 | 0 | 0 | 0.11054 | 0.088132
1996 | 232.4896 | 0 | 0 | 0 | 0 | 0 | 0 | 0.11217 | 0.070506
1996 | 232.5 | 0 | 0 | 0 | 0 | 0 | 0 | 0.1272 | 0.1346
1996 | 232.5104 | 0 | 0 | 0 | 0 | 0 | 0 | 0.08697 | 0.066099
1996 | 232.5208 | 0 | 0 | 0 | 0 | 0 | 0 | 0.11217 | 0.074111
1996 | 232.5312 | 0 | 0 | 0 | 0 | 0 | 0 | 0.11908 | 0.10536
1996 | 232.5417 | 0 | 0 | 0 | 0 | 0 | 0 | 0.074371 | 0.067301
1996 | 232.5521 | 0 | 0 | 0 | 0 | 0 | 0 | 0.13045 | 0.10776
1996 | 232.5625 | 0 | 0 | 0 | 0 | 0 | 0 | 0.11339 | 0.10776
1996 | 232.5729 | 0 | 0 | 0 | 0 | 0 | 0 | 0.15362 | 0.10416
1996 | 232.5833 | 0 | 0 | 0 | 0 | 0 | 0 | 0.14427 | 0.11818
1996 | 232.5937 | 0 | 0 | 0 | 0 | 0 | 0 | 0.098349 | 0.12258
1996 | 232.6042 | 0 | 0 | 0 | 0 | 0 | 0 | 0.16134 | 0.11617
1996 | 232.6146 | 0 | 0 | 0 | 0 | 0 | 0 | 0.16581 | 0.14341
1996 | 232.625 | 0 | 0 | 0 | 0 | 0 | 0 | 0.11582 | 0.11657
1996 | 232.6354 | 0 | 0 | 0 | 0 | 0 | 0 | 0.20401 | 0.17426
1996 | 232.6458 | 0 | 0 | 0 | 0 | 0 | 0 | 0.095504 | 0.069304
1996 | 232.6562 | 0 | 0 | 0 | 0 | 0 | 0 | -0.0008128 | 0.028843
1996 | 232.6667 | 0 | 0 | 0 | 0 | 0 | 0 | 0.045923 | 0.043265
1996 | 232.6771 | 0 | 0 | 0 | 0 | 0 | 0 | 0.050394 | 0.04647
1996 | 232.6875 | 0 | 0 | 0 | 0 | 0 | 0 | 0.047955 | 0.03365
1996 | 232.6979 | 0 | 0 | 0 | 0 | 0 | 0 | 0.031699 | 0.042464
1996 | 232.7083 | 0 | 0 | 0 | 0 | 0 | 0 | 0.044298 | 0.043665
1996 | 232.7187 | 0 | 0 | 0 | 0 | 0 | 0 | 0.01463 | 0.0096144
1996 | 232.7292 | 0 | 0 | 0 | 0 | 0 | 0 | 0.062586 | 0.049674
1996 | 232.7396 | 0 | 0 | 0 | 0 | 0 | 0 | 0.026416 | 0.025638
1996 | 232.75 | 0 | 0 | 0 | 0 | 0 | 0 | 0.051206 | 0.052879
1996 | 232.7604 | 0 | 0 | 0 | 0 | 0 | 0 | 0.03495 | 0.027641
1996 | 232.7708 | 0 | 0 | 0 | 0 | 0 | 0 | 0.043078 | 0.032849
1996 | 232.7812 | 0 | 0 | 0 | 0 | 0 | 0 | 0.030886 | 0.044867
1996 | 232.7917 | 0 | 0 | 0 | 0 | 0 | 0 | 0.019507 | 0.022033
1996 | 232.8021 | 0 | 0 | 0 | 0 | 0 | 0 | 0.024384 | 0.014021
1996 | 232.8125 | 0 | 0 | 0 | 0 | 0 | 0 | 0.017882 | 0.028443
1996 | 232.8229 | 0 | 0 | 0 | 0 | 0 | 0 | 0.018694 | 0.018828
1996 | 232.8333 | 0 | 0 | 0 | 0 | 0 | 0 | 0.011379 | 0.0096144
1996 | 232.8437 | 0 | 0 | 0 | 0 | 0 | 0 | 0.0016256 | 0.011217
1996 | 232.8542 | 0 | 0 | 0 | 0 | 0 | 0 | 0.016662 | 0.015223
1996 | 232.8646 | 0 | 0 | 0 | 0 | 0 | 0 | 0.0008128 | 0.0096144
1996 | 232.875 | 0 | 0 | 0 | 0 | 0 | 0 | 0.012192 | -0.0032048
1996 | 232.8854 | 0 | 0 | 0 | 0 | 0 | 0 | 0.006096 | 0.011617
1996 | 232.8958 | 0 | 0 | 0 | 0 | 0 | 0 | 0.006096 | 0.011217
1996 | 232.9062 | 0 | 0 | 0 | 0 | 0 | 0 | 0.0004064 | 0.0088132
1996 | 232.9167 | 0 | 0 | 0 | 0 | 0 | 0 | -0.016256 | -0.010816
1996 | 232.9271 | 0 | 0 | 0 | 0 | 0 | 0 | 0.0077216 | 0.012018
1996 | 232.9375 | 0 | 0 | 0 | 0 | 0 | 0 | 0.023571 | 0.03325
1996 | 232.9479 | 0 | 0 | 0 | 0 | 0 | 0 | 0.025197 | 0.023235
1996 | 232.9583 | 0 | 0 | 0 | 0 | 0 | 0 | 0.0089408 | -0.0048072
1996 | 232.9687 | 0 | 0 | 0 | 0 | 0 | 0 | 0.013818 | 0.004006
1996 | 232.9792 | 0 | 0 | 0 | 0 | 0 | 0 | 0.015037 | 0.012819
1996 | 232.9896 | 0 | 0 | 0 | 0 | 0 | 0 | 0.013818 | 0.0036054
1996 | 233 | 0 | 0 | 0 | 0 | 0 | 0 | -0.0024384 | 0.010015
1996 | 233.0104 | 0 | 0 | 0 | 0 | 0 | 0 | 0.0069088 | 0.006009
1996 | 233.0208 | 0 | 0 | 0 | 0 | 0 | 0 | 0.0056896 | 0.0068102
1996 | 233.0312 | 0 | 0 | 0 | 0 | 0 | 0 | 0.0004064 | 0.002003
1996 | 233.0417 | 0 | 0 | 0 | 0 | 0 | 0 | 0.0097536 | 0.006009
1996 | 233.0521 | 0 | 0 | 0 | 0 | 0 | 0 | 0 | 0.0024036
1996 | 233.0625 | 0 | 0 | 0 | 0 | 0 | 0 | 0.0044704 | -0.006009
1996 | 233.0729 | 0 | 0 | 0 | 0 | 0 | 0 | 0.0016256 | 0.012419
1996 | 233.0833 | 0 | 0 | 0 | 0 | 0 | 0 | 0.0016256 | 0.002003
1996 | 233.0937 | 0 | 0 | 0 | 0 | 0 | 0 | 0 | 0.0012018
1996 | 233.1042 | 0 | 0 | 0 | 0 | 0 | 0 | 0.002032 | -0.0052078
1996 | 233.1146 | 0 | 0 | 0 | 0 | 0 | 0 | 0.0048768 | 0.010015
1996 | 233.125 | 0 | 0 | 0 | 0 | 0 | 0 | -0.0012192 | 0.0032048
1996 | 233.1354 | 0 | 0 | 0 | 0 | 0 | 0 | 0.016662 | 0.016024
1996 | 233.1458 | 0 | 0 | 0 | 0 | 0 | 0 | 0.0097536 | 0.0084126
1996 | 233.1562 | 0 | 0 | 0 | 0 | 0 | 0 | 0 | 0.0084126
1996 | 233.1667 | 0 | 0 | 0 | 0 | 0 | 0 | 0.0048768 | 0.0048072
1996 | 233.1771 | 0 | 0 | 0 | 0 | 0 | 0 | 0.012192 | 0.012819
1996 | 233.1875 | 0 | 0 | 0 | 0 | 0 | 0 | 0.0089408 | 0.006009
1996 | 233.1979 | 0 | 0 | 0 | 0 | 0 | 0 | 0.0004064 | 0.0092138
1996 | 233.2083 | 0 | 0 | 0 | 0 | 0 | 0 | 0.01463 | 0.0064096
1996 | 233.2187 | 0 | 0 | 0 | 0 | 0 | 0 | -0.0012192 | 0.0044066
1996 | 233.2292 | 0 | 0 | 0 | 0 | 0 | 0 | 0.0077216 | 0.0064096
1996 | 233.2396 | 0 | 0 | 0.19345 | 0.28923 | 0 | 0 | 0 | 0
1996 | 233.25 | 0 | 0 | 0.48849 | 0.36054 | 0 | 0 | 0 | 0
1996 | 233.2604 | 0 | 0 | 1.2135 | 1.451 | 0 | 0 | -2.2737e-13 | 0
1996 | 233.2708 | 0 | 0 | 0.095098 | 0.09374 | 0 | 0 | 0 | 2.2737e-13
1996 | 233.2812 | 0 | 0 | 0.013818 | 0.018428 | 0 | 0 | -0.0069088 | 0.011217
1996 | 233.2917 | 0 | 0 | 0 | 0 | 0 | 0 | 0.026822 | 0.02684
1996 | 233.3021 | 0 | 0 | 0 | 0 | 0 | 0 | -0.0008128 | -0.0012018
1996 | 233.3125 | 0 | 0 | 0 | 0 | 0 | 0 | 0.023978 | 0.027641
1996 | 233.3229 | 0 | 0 | 0 | 0 | 0 | 0 | 0.030886 | 0.022033
1996 | 233.3333 | 0 | 0 | 0 | 0 | 0 | 0 | 0.017069 | 0.011217
1996 | 233.3437 | 0 | 0 | 0.044704 | 0.030446 | 0 | 0 | 0.004064 | -0.0056084
1996 | 233.3542 | 0 | 0 | 0.4381 | 0.4022 | 0 | 0 | 0 | 0
1996 | 233.3646 | 0 | 0 | 0.50556 | 0.45428 | 0 | 0 | 0 | -2.2737e-13
1996 | 233.375 | 0 | 0 | 0.70714 | 0.70586 | 0 | 0 | 2.2737e-13 | -2.2737e-13
1996 | 233.3854 | 0 | 0 | 0.12842 | 0.10175 | 0 | 0 | -2.2737e-13 | 0
1996 | 233.3958 | 0 | 0 | 0.013818 | 0.02003 | 0 | 0 | -0.0069088 | 0
1996 | 233.4062 | 0 | 0 | 0 | 0 | 0 | 0 | 0.023571 | 0.018027
1996 | 233.4167 | 0 | 0 | 0 | 0 | 0 | 0 | 0.0073152 | 0.012018
1996 | 233.4271 | 0 | 0 | 0 | 0 | 0 | 0 | 0.010973 | 0.010015
1996 | 233.4375 | 0 | 0 | 0 | 0 | 0 | 0 | 0.036982 | 0.038458
1996 | 233.4479 | 0 | 0 | 0 | 0 | 0 | 0 | 0.04511 | 0.064897
1996 | 233.4583 | 0 | 0 | 0 | 0 | 0 | 0 | 0.077216 | 0.069704
1996 | 233.4687 | 0 | 0 | 0 | 0 | 0 | 0 | 0.082093 | 0.061692
1996 | 233.4792 | 0 | 0 | 0 | 0 | 0 | 0 | 0.10566 | 0.075713
1996 | 233.4896 | 0 | 0 | 0 | 0 | 0 | 0 | 0.090221 | 0.065698
1996 | 233.5 | 0 | 0 | 0 | 0 | 0 | 0 | 0.1077 | 0.098948
1996 | 233.5104 | 0 | 0 | 0 | 0 | 0 | 0 | 0.10444 | 0.10095
1996 | 233.5208 | 0 | 0 | 0 | 0 | 0 | 0 | 0.10038 | 0.09374
1996 | 233.5312 | 0 | 0 | 0 | 0 | 0 | 0 | 0.10892 | 0.10175
1996 | 233.5417 | 0 | 0 | 0 | 0 | 0 | 0 | 0.093472 | 0.087731
1996 | 233.5521 | 0 | 0 | 0 | 0 | 0 | 0 | 0.14183 | 0.11377
1996 | 233.5625 | 0 | 0 | 0 | 0 | 0 | 0 | 0.075184 | 0.076915
1996 | 233.5729 | 0 | 0 | 0 | 0 | 0 | 0 | 0.19141 | 0.19109
1996 | 233.5833 | 0 | 0 | 0 | 0 | 0 | 0 | 0.178 | 0.14822
1996 | 233.5937 | 0 | 0 | 0 | 0 | 0 | 0 | 0.13127 | 0.12539
1996 | 233.6042 | 0 | 0 | 0 | 0 | 0 | 0 | 0.14793 | 0.13701
1996 | 233.6146 | 0 | 0 | 0 | 0 | 0 | 0 | 0.1589 | 0.1362
1996 | 233.625 | 0 | 0 | 0 | 0 | 0 | 0 | 0.14752 | 0.13941
1996 | 233.6354 | 0 | 0 | 0 | 0 | 0 | 0 | 0.13818 | 0.10776
1996 | 233.6458 | 0 | 0 | 0 | 0 | 0 | 0 | 0.14102 | 0.15824
1996 | 233.6562 | 0 | 0 | 0 | 0 | 0 | 0 | 0.16297 | 0.1322
1996 | 233.6667 | 0 | 0 | 0 | 0 | 0 | 0 | 0.14102 | 0.12499
1996 | 233.6771 | 0 | 0 | 0 | 0 | 0 | 0 | 0.09591 | 0.084126
1996 | 233.6875 | 0 | 0 | 0 | 0 | 0 | 0 | 0.14387 | 0.14341
1996 | 233.6979 | 0 | 0 | 0 | 0 | 0 | 0 | 0.12314 | 0.10416
1996 | 233.7083 | 0 | 0 | 0 | 0 | 0 | 0 | 0.1016 | 0.07331
1996 | 233.7187 | 0 | 0 | 0 | 0 | 0 | 0 | 0.10241 | 0.10616
1996 | 233.7292 | 0 | 0 | 0 | 0 | 0 | 0 | 0.098349 | 0.083725
1996 | 233.7396 | 0 | 0 | 0 | 0 | 0 | 0 | 0.086563 | 0.08693
1996 | 233.75 | 0 | 0 | 0 | 0 | 0 | 0 | 0.093066 | 0.044066
1996 | 233.7604 | 0 | 0 | 0 | 0 | 0 | 0 | 0.062586 | 0.084126
1996 | 233.7708 | 0 | 0 | 0 | 0 | 0 | 0 | 0.071933 | 0.042063
1996 | 233.7812 | 0 | 0 | 0 | 0 | 0 | 0 | 0.063398 | 0.061292
1996 | 233.7917 | 0 | 0 | 0 | 0 | 0 | 0 | 0.054864 | 0.062093
1996 | 233.8021 | 0 | 0 | 0 | 0 | 0 | 0 | 0.05527 | 0.041262
1996 | 233.8125 | 0 | 0 | 0 | 0 | 0 | 0 | 0.030074 | 0.029644
1996 | 233.8229 | 0 | 0 | 0 | 0 | 0 | 0 | 0.024384 | 0.0096144
1996 | 233.8333 | 0 | 0 | 0 | 0 | 0 | 0 | 0.013005 | 0.024437
1996 | 233.8437 | 0 | 0 | 0 | 0 | 0 | 0 | 0.018288 | 0.018828
1996 | 233.8542 | 0 | 0 | 0 | 0 | 0 | 0 | -0.0024384 | 0.004006
1996 | 233.8646 | 0 | 0 | 0 | 0 | 0 | 0 | 0.019101 | 0.018428
1996 | 233.875 | 0 | 0 | 0 | 0 | 0 | 0 | 0.028448 | 0.021632
1996 | 233.8854 | 0 | 0 | 0 | 0 | 0 | 0 | 0.0012192 | 0.010015
1996 | 233.8958 | 0 | 0 | 0 | 0 | 0 | 0 | 0.03048 | 0.014422
1996 | 233.9062 | 0 | 0 | 0 | 0 | 0 | 0 | 0.0073152 | 0.023635
1996 | 233.9167 | 0 | 0 | 0 | 0 | 0 | 0 | 0.024384 | 0.018027
1996 | 233.9271 | 0 | 0 | 0 | 0 | 0 | 0 | 0.01463 | 0.017226
1996 | 233.9375 | 0 | 0 | 0 | 0 | 0 | 0 | 0.011786 | 0.0056084
1996 | 233.9479 | 0 | 0 | 0 | 0 | 0 | 0 | 0.0052832 | 0.015223
1996 | 233.9583 | 0 | 0 | 0 | 0 | 0 | 0 | 0.018288 | 0.016024
1996 | 233.9687 | 0 | 0 | 0 | 0 | 0 | 0 | 0.0073152 | 0.01322
1996 | 233.9792 | 0 | 0 | 0 | 0 | 0 | 0 | -0.0004064 | 0.0016024
1996 | 233.9896 | 0 | 0 | 0 | 0 | 0 | 0 | 0.0036576 | 0.018428
1996 | 234 | 0 | 0 | 0 | 0 | 0 | 0 | 0.025603 | 0.02003
1996 | 234.0104 | 0 | 0 | 0 | 0 | 0 | 0 | 0.03048 | 0.014822
1996 | 234.0208 | 0 | 0 | 0 | 0 | 0 | 0 | 0.014224 | 0.02003
1996 | 234.0312 | 0 | 0 | 0 | 0 | 0 | 0 | 0.0089408 | 0.010816
1996 | 234.0417 | 0 | 0 | 0 | 0 | 0 | 0 | 0.0093472 | 0.0072108
1996 | 234.0521 | 0 | 0 | 0 | 0 | 0 | 0 | 0.011786 | 0.0092138
1996 | 234.0625 | 0 | 0 | 0 | 0 | 0 | 0 | 0.0069088 | 0.0004006
1996 | 234.0729 | 0 | 0 | 0 | 0 | 0 | 0 | 0.0016256 | 0.012018
1996 | 234.0833 | 0 | 0 | 0 | 0 | 0 | 0 | 0.0085344 | 0.02003
1996 | 234.0937 | 0 | 0 | 0 | 0 | 0 | 0 | 0.0036576 | 0.010816
1996 | 234.1042 | 0 | 0 | 0 | 0 | 0 | 0 | 0.01463 | 0.0044066
1996 | 234.1146 | 0 | 0 | 0 | 0 | 0 | 0 | 0.039421 | 0.028443
1996 | 234.125 | 0 | 0 | 0 | 0 | 0 | 0 | 0.0028448 | 0.014021
1996 | 234.1354 | 0 | 0 | 0 | 0 | 0 | 0 | 0.0048768 | 0.002003
1996 | 234.1458 | 0 | 0 | 0 | 0 | 0 | 0 | 0.011786 | 0.008012
1996 | 234.1562 | 0 | 0 | 0 | 0 | 0 | 0 | -0.0048768 | 0.0064096
1996 | 234.1667 | 0 | 0 | 0 | 0 | 0 | 0 | -0.0008128 | 0.002003
1996 | 234.1771 | 0 | 0 | 0 | 0 | 0 | 0 | 0.0012192 | 0.0084126
1996 | 234.1875 | 0 | 0 | 0 | 0 | 0 | 0 | 0.0048768 | 0.0012018
1996 | 234.1979 | 0 | 0 | 0 | 0 | 0 | 0 | 0.028854 | 0.024036
1996 | 234.2083 | 0 | 0 | 0 | 0 | 0 | 0 | 0.017882 | 0.011617
1996 | 234.2187 | 0 | 0 | 0 | 0 | 0 | 0 | 0.01463 | 0.010696
1996 | 234.2292 | 0 | 0 | 0 | 0 | 0 | 0 | 0.0073152 | 0.014462
1996 | 234.2396 | 0 | 0 | 0 | 0 | 0 | 0 | 0.002032 | 0.0068102
1996 | 234.25 | 0 | 0 | 0 | 0 | 0 | 0 | -0.0012192 | 0.0024036
1996 | 234.2604 | 0 | 0 | 0 | 0 | 0 | 0 | 0.0044704 | 0.0048072
1996 | 234.2708 | 0 | 0 | 0 | 0 | 0 | 0 | 0.0048768 | 0.0072108
1996 | 234.2812 | 0 | 0 | 0 | 0 | 0 | 0 | 0.0077216 | 0.0048072
1996 | 234.2917 | 0 | 0 | 0 | 0 | 0 | 0 | 0.0028448 | 0.002003
1996 | 234.3021 | 0 | 0 | 0 | 0 | 0 | 0 | -0.012598 | -0.0068102
1996 | 234.3125 | 0 | 0 | 0 | 0 | 0 | 0 | 0 | 0.01362
1996 | 234.3229 | 0 | 0 | 0 | 0 | 0 | 0 | 0.022352 | 0.020431
1996 | 234.3333 | 0 | 0 | 0 | 0 | 0 | 0 | 0.016256 | 0.031247
1996 | 234.3437 | 0 | 0 | 0 | 0 | 0 | 0 | 0.021539 | 0.034051
1996 | 234.3542 | 0 | 0 | 0 | 0 | 0 | 0 | 0.0097536 | 0.024437
1996 | 234.3646 | 0 | 0 | 0 | 0 | 0 | 0 | 0.056896 | 0.054482
1996 | 234.375 | 0 | 0 | 0 | 0 | 0 | 0 | 0.073152 | 0.062093
1996 | 234.3854 | 0 | 0 | 0 | 0 | 0 | 0 | 0.090221 | 0.072909
1996 | 234.3958 | 0 | 0 | 0 | 0 | 0 | 0 | 0.052426 | 0.076114
1996 | 234.4062 | 0 | 0 | 0 | 0 | 0 | 0 | 0.090221 | 0.082524
1996 | 234.4167 | 0 | 0 | 0 | 0 | 0 | 0 | 0.068275 | 0.080921
1996 | 234.4271 | 0 | 0 | 0 | 0 | 0 | 0 | 0.12639 | 0.11097
1996 | 234.4375 | 0 | 0 | 0 | 0 | 0 | 0 | 0.12842 | 0.094141
1996 | 234.4479 | 0 | 0 | 0 | 0 | 0 | 0 | 0.13005 | 0.12739
1996 | 234.4583 | 0 | 0 | 0 | 0 | 0 | 0 | 0.13045 | 0.11337
1996 | 234.4687 | 0 | 0 | 0 | 0 | 0 | 0 | 0.14712 | 0.12779
1996 | 234.4792 | 0 | 0 | 0 | 0 | 0 | 0 | 0.14752 | 0.13981
1996 | 234.4896 | 0 | 0 | 0 | 0 | 0 | 0 | 0.15118 | 0.12018
1996 | 234.5 | 0 | 0 | 0 | 0 | 0 | 0 | 0.1463 | 0.14101
1996 | 234.5104 | 0 | 0 | 0 | 0 | 0 | 0 | 0.13086 | 0.14021
1996 | 234.5208 | 0 | 0 | 0 | 0 | 0 | 0 | 0.20808 | 0.16144
1996 | 234.5312 | 0 | 0 | 0 | 0 | 0 | 0 | 0.1524 | 0.14261
1996 | 234.5417 | 0 | 0 | 0 | 0 | 0 | 0 | 0.15443 | 0.16825
1996 | 234.5521 | 0 | 0 | 0 | 0 | 0 | 0 | 0.20726 | 0.16465
1996 | 234.5625 | 0 | 0 | 0 | 0 | 0 | 0 | 0.17597 | 0.17506
1996 | 234.5729 | 0 | 0 | 0 | 0 | 0 | 0 | 0.20767 | 0.17226
1996 | 234.5833 | 0 | 0 | 0 | 0 | 0 | 0 | 0.17516 | 0.16264
1996 | 234.5937 | 0 | 0 | 0 | 0 | 0 | 0 | 0.16378 | 0.15103
1996 | 234.6042 | 0 | 0 | 0 | 0 | 0 | 0 | 0.17475 | 0.14341
1996 | 234.6146 | 0 | 0 | 0 | 0 | 0 | 0 | 0.19345 | 0.16425
1996 | 234.625 | 0 | 0 | 0 | 0 | 0 | 0 | 0.13655 | 0.133
1996 | 234.6354 | 0 | 0 | 0 | 0 | 0 | 0 | 0.17435 | 0.17106
1996 | 234.6458 | 0 | 0 | 0 | 0 | 0 | 0 | 0.14183 | 0.11978
1996 | 234.6562 | 0 | 0 | 0 | 0 | 0 | 0 | 0.17882 | 0.15343
1996 | 234.6667 | 0 | 0 | 0 | 0 | 0 | 0 | 0.14671 | 0.1366
1996 | 234.6771 | 0 | 0 | 0 | 0 | 0 | 0 | 0.12924 | 0.12619
1996 | 234.6875 | 0 | 0 | 0 | 0 | 0 | 0 | 0.13655 | 0.12018
1996 | 234.6979 | 0 | 0 | 0 | 0 | 0 | 0 | 0.16215 | 0.16264
1996 | 234.7083 | 0 | 0 | 0 | 0 | 0 | 0 | 0.16825 | 0.1334
1996 | 234.7187 | 0 | 0 | 0 | 0 | 0 | 0 | 0.1268 | 0.11698
1996 | 234.7292 | 0 | 0 | 0 | 0 | 0 | 0 | 0.1016 | 0.097746
1996 | 234.7396 | 0 | 0 | 0 | 0 | 0 | 0 | 0.11623 | 0.11057
1996 | 234.75 | 0 | 0 | 0 | 0 | 0 | 0 | 0.097942 | 0.092539
1996 | 234.7604 | 0 | 0 | 0 | 0 | 0 | 0 | 0.080061 | 0.056485
1996 | 234.7708 | 0 | 0 | 0 | 0 | 0 | 0 | 0.10282 | 0.10255
1996 | 234.7812 | 0 | 0 | 0 | 0 | 0 | 0 | 0.088595 | 0.068102
1996 | 234.7917 | 0 | 0 | 0 | 0 | 0 | 0 | 0.052019 | 0.056485
1996 | 234.8021 | 0 | 0 | 0 | 0 | 0 | 0 | 0.047142 | 0.055683
1996 | 234.8125 | 0 | 0 | 0 | 0 | 0 | 0 | 0.06543 | 0.038057
1996 | 234.8229 | 0 | 0 | 0 | 0 | 0 | 0 | 0.043485 | 0.036455
1996 | 234.8333 | 0 | 0 | 0 | 0 | 0 | 0 | 0.032512 | 0.02644
1996 | 234.8437 | 0 | 0 | 0 | 0 | 0 | 0 | 0.013818 | 0.011217
1996 | 234.8542 | 0 | 0 | 0 | 0 | 0 | 0 | 0.019507 | 0.018027
1996 | 234.8646 | 0 | 0 | 0 | 0 | 0 | 0 | 0.013411 | 0.017626
1996 | 234.875 | 0 | 0 | 0 | 0 | 0 | 0 | 0.022352 | 0.017626
1996 | 234.8854 | 0 | 0 | 0 | 0 | 0 | 0 | 0.010973 | 0.0048072
1996 | 234.8958 | 0 | 0 | 0 | 0 | 0 | 0 | 0.015037 | 0.026039
1996 | 234.9062 | 0 | 0 | 0 | 0 | 0 | 0 | 0.016256 | 0.014422
1996 | 234.9167 | 0 | 0 | 0 | 0 | 0 | 0 | 0.011786 | 0.018428
1996 | 234.9271 | 0 | 0 | 0 | 0 | 0 | 0 | 0.012598 | 0.0048072
1996 | 234.9375 | 0 | 0 | 0 | 0 | 0 | 0 | 0.0069088 | 0.02003
1996 | 234.9479 | 0 | 0 | 0 | 0 | 0 | 0 | 0.018288 | 0.014822
1996 | 234.9583 | 0 | 0 | 0 | 0 | 0 | 0 | 0.01585 | 0.014422
1996 | 234.9687 | 0 | 0 | 0 | 0 | 0 | 0 | 0.0069088 | 0.010816
1996 | 234.9792 | 0 | 0 | 0 | 0 | 0 | 0 | 0.017069 | 0.015223
1996 | 234.9896 | 0 | 0 | 0 | 0 | 0 | 0 | 0.0085344 | 0.0088132
1996 | 235 | 0 | 0 | 0 | 0 | 0 | 0 | 0.0073152 | 0.002003
1996 | 235.0104 | 0 | 0 | 0 | 0 | 0 | 0 | 0.014224 | 0.020431
1996 | 235.0208 | 0 | 0 | 0 | 0 | 0 | 0 | -0.004064 | 0.006009
1996 | 235.0312 | 0 | 0 | 0 | 0 | 0 | 0 | 0.004064 | 0.011217
1996 | 235.0417 | 0 | 0 | 0 | 0 | 0 | 0 | 0.019101 | 0.0064096
1996 | 235.0521 | 0 | 0 | 0 | 0 | 0 | 0 | 0.017069 | 0.017626
1996 | 235.0625 | 0 | 0 | 0 | 0 | 0 | 0 | 0.0036576 | 0.011217
1996 | 235.0729 | 0 | 0 | 0 | 0 | 0 | 0 | 0.0044704 | 0.010816
1996 | 235.0833 | 0 | 0 | 0 | 0 | 0 | 0 | 0.015037 | 0.0032048
1996 | 235.0937 | 0 | 0 | 0 | 0 | 0 | 0 | 0.01016 | 0.014422
1996 | 235.1042 | 0 | 0 | 0 | 0 | 0 | 0 | -0.0073152 | 0.0068102
1996 | 235.1146 | 0 | 0 | 0 | 0 | 0 | 0 | 0.0065024 | 0.014021
1996 | 235.125 | 0 | 0 | 0 | 0 | 0 | 0 | 0.023165 | 0.008012
1996 | 235.1354 | 0 | 0 | 0 | 0 | 0 | 0 | 0.0073152 | 0.0092138
1996 | 235.1458 | 0 | 0 | 0 | 0 | 0 | 0 | 0.0052832 | 0.0052078
1996 | 235.1562 | 0 | 0 | 0 | 0 | 0 | 0 | 0.004064 | 0.0076114
1996 | 235.1667 | 0 | 0 | 0 | 0 | 0 | 0 | 0.0056896 | 0.0072108
1996 | 235.1771 | 0 | 0 | 0 | 0 | 0 | 0 | 0.0048768 | 0.010015
1996 | 235.1875 | 0 | 0 | 0 | 0 | 0 | 0 | 0.010973 | 0.010416
1996 | 235.1979 | 0 | 0 | 0 | 0 | 0 | 0 | 0.002032 | 0.0088132
1996 | 235.2083 | 0 | 0 | 0 | 0 | 0 | 0 | 0.0085344 | 0.0096144
1996 | 235.2187 | 0 | 0 | 0 | 0 | 0 | 0 | -0.015443 | 0.0036054
1996 | 235.2292 | 0 | 0 | 0 | 0 | 0 | 0 | 0.027229 | 0.019229
1996 | 235.2396 | 0 | 0 | 0 | 0 | 0 | 0 | 0.013005 | 0.011217
1996 | 235.25 | 0 | 0 | 0 | 0 | 0 | 0 | 0.011379 | 0.010816
1996 | 235.2604 | 0 | 0 | 0 | 0 | 0 | 0 | 0.0048768 | 0.0056084
1996 | 235.2708 | 0 | 0 | 0 | 0 | 0 | 0 | 0.010973 | 0.0096144
1996 | 235.2812 | 0 | 0 | 0 | 0 | 0 | 0 | 0.013005 | 0.008012
1996 | 235.2917 | 0 | 0 | 0 | 0 | 0 | 0 | 0.0044704 | 0.01362
1996 | 235.3021 | 0 | 0 | 0 | 0 | 0 | 0 | -0.0069088 | 0.017626
1996 | 235.3125 | 0 | 0 | 0 | 0 | 0 | 0 | 0.039421 | 0.02684
1996 | 235.3229 | 0 | 0 | 0 | 0 | 0 | 0 | 0.033731 | 0.01322
1996 | 235.3333 | 0 | 0 | 0 | 0 | 0 | 0 | 0.048768 | 0.050476
1996 | 235.3437 | 0 | 0 | 0 | 0 | 0 | 0 | 0.041046 | 0.043265
1996 | 235.3542 | 0 | 0 | 0 | 0 | 0 | 0 | 0.028448 | 0.045668
1996 | 235.3646 | 0 | 0 | 0 | 0 | 0 | 0 | 0.04064 | 0.038858
1996 | 235.375 | 0 | 0 | 0 | 0 | 0 | 0 | 0.080061 | 0.082924
1996 | 235.3854 | 0 | 0 | 0 | 0 | 0 | 0 | 0.097638 | -0.016825
1996 | 235.3958 | 0 | 0 | 0 | 0 | 0 | 0 | 0.09083 | 0.023175
1996 | 235.4062 | 0 | 0 | 0 | 0 | 0 | 0 | 0.10089 | 0.077696
1996 | 235.4167 | 0 | 0 | 0 | 0 | 0 | 0 | 0.099568 | 0.082924
1996 | 235.4271 | 0 | 0 | 0 | 0 | 0 | 0 | 0.088595 | 0.07331
1996 | 235.4375 | 0 | 0 | 0 | 0 | 0 | 0 | 0.048362 | 0.041662
1996 | 235.4479 | 0 | 0 | 0 | 0 | 0.32268 | 1.3516 | 0.012598 | -0.0012018
1996 | 235.4583 | 0 | 0 | 0 | 0 | 11.0086 | 11.2561 | 0 | 0
1996 | 235.4687 | 0 | 0 | 0 | 0 | 8.0467 | 5.445 | 0.010973 | 0.030045
1996 | 235.4792 | 0 | 0 | 0 | 0 | 0 | 0 | 0.15646 | 0.17106
1996 | 235.4896 | 0 | 0 | 0 | 0 | 0 | 0 | 0.16825 | 0.15063
1996 | 235.5 | 0 | 0 | 0 | 0 | 0 | 0 | 0.18329 | 0.17146
1996 | 235.5104 | 0 | 0 | 0 | 0 | 0 | 0 | 0.17313 | 0.15503
1996 | 235.5208 | 0 | 0 | 0 | 0 | 0 | 0 | 0.17922 | 0.16905
1996 | 235.5312 | 0 | 0 | 0 | 0 | 0 | 0 | 0.1081 | 0.11177
1996 | 235.5417 | 0 | 0 | 0 | 0 | 0 | 0 | 0.12436 | 0.12739
1996 | 235.5521 | 0 | 0 | 0 | 0 | 0 | 0 | 0.17719 | 0.16104
1996 | 235.5625 | 0 | 0 | 0 | 0 | 0 | 0 | 0.12111 | 0.096144
1996 | 235.5729 | 0 | 0 | 0 | 0 | 0 | 0 | 0.11745 | 0.12739
1996 | 235.5833 | 0 | 0 | 0 | 0 | 0 | 0 | 0.17638 | 0.17226
1996 | 235.5937 | 0 | 0 | 0 | 0 | 0 | 0 | 0.17516 | 0.12739
1996 | 235.6042 | 0 | 0 | 0 | 0 | 0 | 0 | 0.11582 | 0.10416
1996 | 235.6146 | 0 | 0 | 0 | 0 | 0 | 0 | 0.12761 | 0.10776
1996 | 235.625 | 0 | 0 | 0 | 0 | 0 | 0 | 0.15199 | 0.14261
1996 | 235.6354 | 0 | 0 | 0 | 0 | 0 | 0 | 0.14265 | 0.15543
1996 | 235.6458 | 0 | 0 | 0 | 0 | 0 | 0 | 0.075997 | 0.090135
1996 | 235.6562 | 0 | 0 | 0 | 0 | 0 | 0 | 0.11095 | 0.11497
1996 | 235.6667 | 0 | 0 | 0 | 0 | 0 | 0 | 0.12233 | 0.11698
1996 | 235.6771 | 0 | 0 | 0 | 0 | 0 | 0 | 0.13614 | 0.11377
1996 | 235.6875 | 0 | 0 | 0 | 0 | 0 | 0 | 0.12029 | 0.096144
1996 | 235.6979 | 0 | 0 | 0 | 0 | 0 | 0 | 0.10079 | 0.11457
1996 | 235.7083 | 0 | 0 | 0 | 0 | 0 | 0 | 0.071933 | 0.099349
1996 | 235.7187 | 0 | 0 | 0 | 0 | 0 | 0 | 0.08697 | 0.074512
1996 | 235.7292 | 0 | 0 | 0 | 0 | 0 | 0 | 0.090221 | 0.083325
1996 | 235.7396 | 0 | 0 | 0 | 0 | 0 | 0 | 0.081686 | 0.072108
1996 | 235.75 | 0 | 0 | 0 | 0 | 0 | 0 | 0.052426 | 0.06009
1996 | 235.7604 | 0 | 0 | 0 | 0 | 0 | 0 | 0.052019 | 0.038057
1996 | 235.7708 | 0 | 0 | 0 | 0 | 0 | 0 | 0.047549 | 0.052879
1996 | 235.7812 | 0 | 0 | 0 | 0 | 0 | 0 | 0.059741 | 0.038458
1996 | 235.7917 | 0 | 0 | 0 | 0 | 0 | 0 | 0.039827 | 0.038057
1996 | 235.8021 | 0 | 0 | 0 | 0 | 0 | 0 | 0.025603 | 0.03365
1996 | 235.8125 | 0 | 0 | 0 | 0 | 0 | 0 | 0.0024384 | 0.016825
1996 | 235.8229 | 0 | 0 | 0 | 0 | 0 | 0 | 0.036982 | 0.041662
1996 | 235.8333 | 0 | 0 | 0 | 0 | 0 | 0 | 0.020726 | 0.024437
1996 | 235.8437 | 0 | 0 | 0 | 0 | 0 | 0 | 0.011379 | 0.0056084
1996 | 235.8542 | 0 | 0 | 0 | 0 | 0 | 0 | 0.008128 | 0.019229
1996 | 235.8646 | 0 | 0 | 0 | 0 | 0 | 0 | 0.004064 | 0.0052078
1996 | 235.875 | 0 | 0 | 0 | 0 | 0 | 0 | 0.0056896 | 0.011217
1996 | 235.8854 | 0 | 0 | 0 | 0 | 0 | 0 | 0.0077216 | 0.0072108
1996 | 235.8958 | 0 | 0 | 0 | 0 | 0 | 0 | 0.019507 | 0.023235
1996 | 235.9062 | 0 | 0 | 0 | 0 | 0 | 0 | 0.02479 | 0.020431
1996 | 235.9167 | 0 | 0 | 0 | 0 | 0 | 0 | 0.011379 | 0.0076114
1996 | 235.9271 | 0 | 0 | 0 | 0 | 0 | 0 | 0.004064 | -0.002003
1996 | 235.9375 | 0 | 0 | 0 | 0 | 0 | 0 | 0.0048768 | 0.01362
1996 | 235.9479 | 0 | 0 | 0 | 0 | 0 | 0 | 0.0008128 | 0.0064096
1996 | 235.9583 | 0 | 0 | 0 | 0 | 0 | 0 | 0.016256 | 0.010015
1996 | 235.9687 | 0 | 0 | 0 | 0 | 0 | 0 | 0 | 0.0048072
1996 | 235.9792 | 0 | 0 | 0 | 0 | 0 | 0 | 0.011379 | 0.008012
1996 | 235.9896 | 0 | 0 | 0 | 0 | 0 | 0 | 0.0097536 | 0.01322
1996 | 236 | 0 | 0 | 0 | 0 | 0 | 0 | 0.012192 | 0.016425
1996 | 236.0104 | 0 | 0 | 0 | 0 | 0 | 0 | 0.013818 | 0.010015
1996 | 236.0208 | 0 | 0 | 0 | 0 | 0 | 0 | 0.013005 | 0.017226
1996 | 236.0312 | 0 | 0 | 0 | 0 | 0 | 0 | 0.0085344 | 0.008012
1996 | 236.0417 | 0 | 0 | 0 | 0 | 0 | 0 | 0.008128 | 0.010416
1996 | 236.0521 | 0 | 0 | 0 | 0 | 0 | 0 | 0.0052832 | 0.006009
1996 | 236.0625 | 0 | 0 | 0 | 0 | 0 | 0 | 0.0073152 | 0.0064096
1996 | 236.0729 | 0 | 0 | 0 | 0 | 0 | 0 | 0.0024384 | 0.0056084
1996 | 236.0833 | 0 | 0 | 0 | 0 | 0 | 0 | 0.0056896 | 0
1996 | 236.0937 | 0 | 0 | 0 | 0 | 0 | 0 | 0.0069088 | 0.011217
1996 | 236.1042 | 0 | 0 | 0 | 0 | 0 | 0 | 0.0008128 | -0.0012018
1996 | 236.1146 | 0 | 0 | 0 | 0 | 0 | 0 | 0.0008128 | 0.0036054
1996 | 236.125 | 0 | 0 | 0 | 0 | 0 | 0 | -0.002032 | -0.0064096
1996 | 236.1354 | 0 | 0 | 0 | 0 | 0 | 0 | 0.006096 | 0.010816
1996 | 236.1458 | 0 | 0 | 0 | 0 | 0 | 0 | 0.0048768 | 0.0076114
1996 | 236.1562 | 0 | 0 | 0 | 0 | 0 | 0 | 0.018288 | 0.0064096
1996 | 236.1667 | 0 | 0 | 0 | 0 | 0 | 0 | -0.0044704 | -0.0016024
1996 | 236.1771 | 0 | 0 | 0 | 0 | 0 | 0 | 0.0016256 | 0.0072108
1996 | 236.1875 | 0 | 0 | 0 | 0 | 0 | 0 | 0.0004064 | -0.0032048
1996 | 236.1979 | 0 | 0 | 0 | 0 | 0 | 0 | -0.0008128 | 0
1996 | 236.2083 | 0 | 0 | 0 | 0 | 0 | 0 | -0.0008128 | -0.0008012
1996 | 236.2187 | 0 | 0 | 0 | 0 | 0 | 0 | 0 | 0.0016024
1996 | 236.2292 | 0 | 0 | 0 | 0 | 0 | 0 | 0.0056896 | -0.0008012
1996 | 236.2396 | 0 | 0 | 0 | 0 | 0 | 0 | -0.0093472 | -0.0048072
1996 | 236.25 | 0 | 0 | 0 | 0 | 0 | 0 | 0.0032512 | 0.0024036
1996 | 236.2604 | 0 | 0 | 0 | 0 | 0 | 0 | -0.0048768 | -0.0016024
1996 | 236.2708 | 0 | 0 | 0 | 0 | 0 | 0 | -0.0012192 | -0.0008012
1996 | 236.2812 | 0 | 0 | 0 | 0 | 0 | 0 | 0.0004064 | -0.0088132
1996 | 236.2917 | 0 | 0 | 0 | 0 | 0 | 0 | 0 | 0.0096144
1996 | 236.3021 | 0 | 0 | 0 | 0 | 0 | 0 | 0.0089408 | 0.0036054
1996 | 236.3125 | 0 | 0 | 0 | 0 | 0 | 0 | 0.008128 | 0.0064096
1996 | 236.3229 | 0 | 0 | 0 | 0 | 0 | 0 | 0.013818 | 0.0068102
1996 | 236.3333 | 0 | 0 | 0 | 0 | 0 | 0 | 0.002032 | 0.010816
1996 | 236.3437 | 0 | 0 | 0 | 0 | 0 | 0 | 0.02479 | 0.019629
1996 | 236.3542 | 0 | 0 | 0 | 0 | 0 | 0 | 0.042266 | 0.036054
1996 | 236.3646 | 0 | 0 | 0 | 0 | 0 | 0 | 0.047142 | 0.038858
1996 | 236.375 | 0 | 0 | 0 | 0 | 0 | 0 | 0.05649 | 0.070506
1996 | 236.3854 | 0 | 0 | 0 | 0 | 0 | 0 | 0.060147 | 0.062494
1996 | 236.3958 | 0 | 0 | 0 | 0 | 0 | 0 | 0.071933 | 0.074512
1996 | 236.4062 | 0 | 0 | 0 | 0 | 0 | 0 | 0.073965 | 0.060491
1996 | 236.4167 | 0 | 0 | 0 | 0 | 0 | 0 | 0.066243 | 0.07371
1996 | 236.4271 | 0 | 0 | 0 | 0 | 0 | 0 | 0.064211 | 0.0665
1996 | 236.4375 | 0 | 0 | 0 | 0 | 0 | 0 | 0.068275 | 0.064497
1996 | 236.4479 | 0 | 0 | 0 | 0 | 0.77541 | 0.31968 | 0.038202 | 0.022834
1996 | 236.4583 | 0 | 0 | 0 | 0 | 10.6899 | 10.289 | 0 | 0
1996 | 236.4687 | 0 | 0 | 0 | 0 | 8.6295 | 5.9281 | 0.012192 | 0.029244
1996 | 236.4792 | 0 | 0 | 0 | 0 | 0 | 0 | 0.13818 | 0.10696
1996 | 236.4896 | 0 | 0 | 0 | 0 | 0 | 0 | 0.14224 | 0.1358
1996 | 236.5 | 0 | 0 | 0 | 0 | 0 | 0 | 0.1585 | 0.19189
1996 | 236.5104 | 0 | 0 | 0 | 0 | 0 | 0 | 0.16947 | 0.11337
1996 | 236.5208 | 0 | 0 | 0 | 0 | 0 | 0 | 0.10201 | 0.10816
1996 | 236.5312 | 0 | 0 | 0 | 0 | 0 | 0 | 0.1333 | 0.12499
1996 | 236.5417 | 0 | 0 | 0 | 0 | 0 | 0 | 0.12883 | 0.099349
1996 | 236.5521 | 0 | 0 | 0 | 0 | 0 | 0 | 0.10119 | -0.017226
1996 | 236.5625 | 0 | 0 | 0 | 0 | 0 | 0 | 0.12355 | 0.006009
1996 | 236.5729 | 0 | 0 | 0 | 0 | 0 | 0 | 0.11582 | 0.027641
1996 | 236.5833 | 0 | 0 | 0 | 0 | 0 | 0 | 0.11013 | 0.026039
1996 | 236.5937 | 0 | 0 | 0 | 0 | 0 | 0 | 0.1394 | -0.024036
1996 | 236.6042 | 0 | 0 | 0 | 0 | 0 | 0 | 0.13736 | 0.011217
1996 | 236.6146 | 0 | 0 | 0 | 0 | 0 | 0 | 0.14305 | 0.010015
1996 | 236.625 | 0 | 0.044066 | 0 | 0 | 0 | 0 | 0.14387 | 0.03325
1996 | 236.6354 | 0 | 0 | 0 | 0 | 0 | 0 | 0.15321 | 0.16625
1996 | 236.6458 | 0 | 0 | 0 | 0 | 0 | 0 | 0.16378 | 0.18027
1996 | 236.6562 | 0 | 0 | 0 | 0 | 0 | 0 | 0.14143 | 0.10976
1996 | 236.6667 | 0 | 0 | 0 | 0 | 0 | 0 | 0.11298 | 0.12739
1996 | 236.6771 | 0 | 0 | 0 | 0 | 0 | 0 | 0.10932 | 0.11577
1996 | 236.6875 | 0 | 0 | 0 | 0 | 0 | 0 | 0.1142 | 0.09374
1996 | 236.6979 | 0 | 0 | 0 | 0 | 0 | 0 | 0.1016 | 0.11177
1996 | 236.7083 | 0 | 0 | 0 | 0 | 0 | 0 | 0.10566 | 0.095743
1996 | 236.7187 | 0 | 0 | 0 | 0 | 0 | 0 | 0.076403 | 0.091737
1996 | 236.7292 | 0 | 0 | 0 | 0 | 0 | 0 | 0.086563 | 0.085728
1996 | 236.7396 | 0 | 0 | 0 | 0 | 0 | 0 | 0.074371 | 0.050476
1996 | 236.75 | 0 | 0 | 0 | 0 | 0 | 0 | 0.062179 | 0.049674
1996 | 236.7604 | 0 | 0 | 0 | 0 | 0 | 0 | 0.041453 | 0.064897
1996 | 236.7708 | 0 | 0 | 0 | 0 | 0 | 0 | 0.068275 | 0.054081
1996 | 236.7812 | 0 | 0 | 0 | 0 | 0 | 0 | 0.017069 | 0.038458
1996 | 236.7917 | 0 | 0 | 0 | 0 | 0 | 0 | 0.051206 | 0.019629
1996 | 236.8021 | 0 | 0 | 0 | 0 | 0 | 0 | 0.032512 | 0.04647
1996 | 236.8125 | 0 | 0 | 0 | 0 | 0 | 0 | 0.033325 | 0.035653
1996 | 236.8229 | 0 | 0 | 0 | 0 | 0 | 0 | 0.0093472 | 0.0084126
1996 | 236.8333 | 0 | 0 | 0 | 0 | 0 | 0 | 0.0065024 | 0.020831
1996 | 236.8437 | 0 | 0 | 0 | 0 | 0 | 0 | 0.026822 | 0.023235
1996 | 236.8542 | 0 | 0 | 0 | 0 | 0 | 0 | 0.014224 | 0.02003
1996 | 236.8646 | 0 | 0 | 0 | 0 | 0 | 0 | 0.0065024 | -0.019229
1996 | 236.875 | 0 | 0 | 0 | 0 | 0 | 0 | 0.0097536 | 0.032449
1996 | 236.8854 | 0 | 0 | 0 | 0 | 0 | 0 | 0.014224 | -0.0016024
1996 | 236.8958 | 0 | 0 | 0 | 0 | 0 | 0 | 0.004064 | 0.016024
1996 | 236.9062 | 0 | 0 | 0 | 0 | 0 | 0 | 0 | 0.006009
1996 | 236.9167 | 0 | 0 | 0 | 0 | 0 | 0 | 0.010973 | 0.0068102
1996 | 236.9271 | 0 | 0 | 0 | 0 | 0 | 0 | 0.0016256 | 0.0012018
1996 | 236.9375 | 0 | 0 | 0 | 0 | 0 | 0 | 0.01016 | 0.010816
1996 | 236.9479 | 0 | 0 | 0 | 0 | 0 | 0 | 0.01016 | 0.0072108
1996 | 236.9583 | 0 | 0 | 0 | 0 | 0 | 0 | 0.011379 | 0.017626
1996 | 236.9687 | 0 | 0 | 0 | 0 | 0 | 0 | 0.0044704 | 0.0044066
1996 | 236.9792 | 0 | 0 | 0 | 0 | 0 | 0 | 0.0069088 | -0.0068102
1996 | 236.9896 | 0 | 0 | 0 | 0 | 0 | 0 | 0.0073152 | 0.02003
1996 | 237 | 0 | 0 | 0 | 0 | 0 | 0 | 0.0008128 | -0.0072108
1996 | 237.0104 | 0 | 0 | 0 | 0 | 0 | 0 | 0.0028448 | 0.0044066
1996 | 237.0208 | 0 | 0 | 0 | 0 | 0 | 0 | 0.0089408 | 0.014422
1996 | 237.0312 | 0 | 0 | 0 | 0 | 0 | 0 | 0.0032512 | 0.0092138
1996 | 237.0417 | 0 | 0 | 0 | 0 | 0 | 0 | 0.0004064 | -0.0096144
1996 | 237.0521 | 0 | 0 | 0 | 0 | 0 | 0 | 0.0032512 | 0.012419
1996 | 237.0625 | 0 | 0 | 0 | 0 | 0 | 0 | -0.0016256 | -0.0048072
1996 | 237.0729 | 0 | 0 | 0 | 0 | 0 | 0 | -0.012598 | -0.011217
1996 | 237.0833 | 0 | 0 | 0 | 0 | 0 | 0 | -0.0004064 | 0.0076114
1996 | 237.0937 | 0 | 0 | 0 | 0 | 0 | 0 | -0.0052832 | -0.010015
1996 | 237.1042 | 0 | 0 | 0 | 0 | 0 | 0 | 0.002032 | 0.0032048
1996 | 237.1146 | 0 | 0 | 0 | 0.020831 | 0 | 0 | -0.008128 | 0.0048072
1996 | 237.125 | 0 | 0 | 0.054458 | 0.04006 | 0 | 0 | 0 | 0
1996 | 237.1354 | 0 | 0 | 0.02601 | 0.023235 | 0 | 0 | -2.2737e-13 | -0.004006
1996 | 237.1458 | 0 | 0 | 0.012192 | 0 | 0 | 0 | -2.2737e-13 | -0.014822
1996 | 237.1562 | 0 | 0 | 0.0016256 | 0 | 0 | 0 | 0.0028448 | -0.0028042
1996 | 237.1667 | 0 | 0 | 0.099162 | 0.10175 | 0 | 0 | 0.0012192 | 0
1996 | 237.1771 | 0 | 0 | 0.63073 | 0.62253 | 0 | 0 | -2.2737e-13 | 0
1996 | 237.1875 | 0 | 0 | 1.1818 | 1.1457 | 0 | 0 | 2.2737e-13 | 2.2737e-13
1996 | 237.1979 | 0 | 0 | 0.30886 | 0.29885 | 0 | 0 | 0 | 0
1996 | 237.2083 | 0 | 0 | 0.11623 | 0.11057 | 0 | 0 | 0 | -2.2737e-13
1996 | 237.2187 | 0 | 0 | 0.18125 | 0.18428 | 0 | 0 | -2.2737e-13 | 0
1996 | 237.2292 | 0 | 0 | 0.08697 | 0.081722 | 0 | 0 | 0 | 0
1996 | 237.2396 | 0 | 0 | 0.22352 | 0.23635 | 0 | 0 | 0 | 0
1996 | 237.25 | 0 | 0 | 0.11135 | 0.11858 | 0 | 0 | 0 | 0
1996 | 237.2604 | 0 | 0 | 0.11135 | 0.10175 | 0 | 0 | 2.2737e-13 | 0
1996 | 237.2708 | 0 | 0 | 0.079654 | 0.062494 | 0 | 0 | -2.2737e-13 | 2.2737e-13
1996 | 237.2812 | 0 | 0 | 0.016256 | 0.047271 | 0 | 0 | 0 | 0
1996 | 237.2917 | 0 | 0 | 0.30074 | 0.32128 | 0 | 0 | 2.2737e-13 | 2.2737e-13
1996 | 237.3021 | 0 | 0 | 0.37389 | 0.35493 | 0 | 0 | 0 | -2.2737e-13
1996 | 237.3125 | 0 | 0 | 0.04064 | 0.048873 | 0 | 0 | 0.004064 | -2.2737e-13
1996 | 237.3229 | 0 | 0 | 0 | 0.0024036 | 0 | 0 | 0.016256 | 0.025238
1996 | 237.3333 | 0 | 0 | 0 | 0 | 0 | 0 | 0.02032 | 0.025238
1996 | 237.3437 | 0 | 0 | 0 | 0 | 0 | 0 | 0.008128 | -0.0012018
1996 | 237.3542 | 0 | 0 | 0 | 0 | 0 | 0 | 0.028448 | 0.022434
1996 | 237.3646 | 0 | 0 | 0 | 0 | 0 | 0 | 0.024384 | 0.028443
1996 | 237.375 | 0 | 0 | 0 | 0 | 0 | 0 | 0.028448 | 0.018027
1996 | 237.3854 | 0 | 0 | 0 | 0 | 0 | 0 | 0.02032 | 0.024036
1996 | 237.3958 | 0 | 0 | 0 | 0 | 0 | 0 | 0.028448 | 0.08012
1996 | 237.4062 | 0 | 0 | 0 | 0 | 0 | 0 | 0.028448 | -0.0036054
1996 | 237.4167 | 0 | 0 | 0 | 0 | 0 | 0 | 0.036576 | 0.037656
1996 | 237.4271 | 0 | 0 | 0 | 0 | 0 | 0 | 0.024384 | 0.018428
1996 | 237.4375 | 0 | 0 | 0 | 0 | 0 | 0 | 0.04064 | 0.034852
1996 | 237.4479 | 0 | 0 | 0 | 0 | 0 | 0 | -0.008128 | 0.0036054
1996 | 237.4583 | 0 | 0 | 0 | 0 | 0 | 0 | 0.02032 | 0.035253
1996 | 237.4687 | 0 | 0 | 0 | 0 | 0 | 0 | 0.044704 | 0.023635
1996 | 237.4792 | 0 | 0 | 0 | 0 | 0 | 0 | 0.048768 | 0.051677
1996 | 237.4896 | 0 | 0 | 0 | 0 | 0 | 0 | 0.056896 | 0.04006
1996 | 237.5 | 0 | 0 | 0 | 0 | 0 | 0 | 0.052832 | 0.072909
1996 | 237.5104 | 0 | 0 | 0.056896 | 0.072909 | 0 | 0 | 0.004064 | 0.018828
1996 | 237.5208 | 0 | 0 | 0 | 0 | 0 | 0 | 0.036576 | 0.032849
1996 | 237.5312 | 0 | 0 | 0 | 0 | 0 | 0 | 0.016256 | 0.036455
1996 | 237.5417 | 0 | 0 | 0 | 0 | 0 | 0 | 0.012192 | 0.018428
1996 | 237.5521 | 0 | 0 | 0.12192 | 0.10416 | 0 | 0 | 0.02032 | 0.0008012
1996 | 237.5625 | 0 | 0 | 0 | 0 | 0 | 0 | 0.056896 | 0.040861
1996 | 237.5729 | 0 | 0 | 0 | 0 | 0 | 0 | 0.036576 | 0.048072
1996 | 237.5833 | 0 | 0 | 0 | 0 | 0 | 0 | 0.077216 | 0.088533
1996 | 237.5937 | 0 | 0 | 0 | 0 | 0 | 0 | 0.10973 | 0.10816
1996 | 237.6042 | 0 | 0 | 0 | 0 | 0 | 0 | 0.065024 | 0.08653
1996 | 237.6146 | 0 | 0 | 0 | 0 | 0 | 0 | 0.069494 | 0.082924
1996 | 237.625 | 0 | 0 | 0 | 0 | 0 | 0 | 0.089814 | 0.067301
1996 | 237.6354 | 0 | 0 | 0 | 0 | 0 | 0 | 0.059334 | 0.086129
1996 | 237.6458 | 0 | 0 | 0 | 0 | 0 | 0 | 0.13858 | 0.135
1996 | 237.6562 | 0 | 0 | 0 | 0 | 0 | 0 | 0.086563 | 0.072108
1996 | 237.6667 | 0 | 0 | 0 | 0 | 0 | 0 | 0.098349 | 0.17226
1996 | 237.6771 | 0 | 0 | 0 | 0 | 0 | 0 | 0.12476 | 0.082123
1996 | 237.6875 | 0 | 0 | 0 | 0 | 0 | 0 | 0.066243 | 0.05328
1996 | 237.6979 | 0 | 0 | 0 | 0 | 0 | 0 | 0.079248 | 0.088132
1996 | 237.7083 | 0 | 0 | 0 | 0 | 0 | 0 | 0.069494 | 0.038057
1996 | 237.7187 | 0 | 0 | 0 | 0 | 0 | 0 | 0.049581 | 0.05328
1996 | 237.7292 | 0 | 0 | 0 | 0 | 0 | 0 | 0.025197 | 0.054081
1996 | 237.7396 | 0 | 0 | 0 | 0 | 0 | 0 | 0.056896 | 0.024437
1996 | 237.75 | 0 | 0 | 0 | 0 | 0 | 0 | 0.02032 | 0.040461
1996 | 237.7604 | 0 | 0 | 0 | 0 | 0 | 0 | 0.0056896 | 0.016425
1996 | 237.7708 | 0 | 0 | 0 | 0 | 0 | 0 | -0.012598 | 0.0044066
1996 | 237.7812 | 0 | 0 | 0 | 0 | 0 | 0 | 0.019914 | 0.0004006
1996 | 237.7917 | 0 | 0 | 0 | 0 | 0 | 0 | 0.014224 | -0.0052078
1996 | 237.8021 | 0 | 0 | 0 | 0 | 0 | 0 | 2.2737e-13 | 0.026039
1996 | 237.8125 | 0 | 0 | 0 | 0 | 0 | 0 | 0.010566 | -0.0064096
1996 | 237.8229 | 0 | 0 | 0 | 0 | 0 | 0 | 0.016662 | 0.048473
1996 | 237.8333 | 0 | 0 | 0 | 0 | 0 | 0 | 0.01016 | -0.018027
1996 | 237.8437 | 0 | 0 | 0.061773 | 0.068102 | 0 | 0 | 0.0012192 | 0.0088132
1996 | 237.8542 | 0 | 0 | 0.099162 | 0.10416 | 0 | 0 | 2.2737e-13 | 0
1996 | 237.8646 | 0 | 0 | 0.028448 | 0.040861 | 0 | 0 | 0.002032 | 0.0016024
1996 | 237.875 | 0 | 0 | 0 | 0 | 0 | 0 | 0.0077216 | 0.020431
1996 | 237.8854 | 0 | 0 | 0 | 0 | 0 | 0 | 0.0097536 | 0.017626
1996 | 237.8958 | 0 | 0 | 0 | 0 | 0 | 0 | 0.0052832 | 0.0024036
1996 | 237.9062 | 0 | 0 | 0 | 0 | 0 | 0 | 0.0097536 | -0.011617
1996 | 237.9167 | 0 | 0 | 0 | 0 | 0 | 0 | 0.013005 | 0.0044066
1996 | 237.9271 | 0 | 0 | 0 | 0 | 0 | 0 | 0.0093472 | 0.029644
1996 | 237.9375 | 0 | 0 | 0 | 0 | 0 | 0 | 0.0036576 | -0.017226
1996 | 237.9479 | 0 | 0 | 0 | 0 | 0 | 0 | 0.006096 | -0.002003
1996 | 237.9583 | 0 | 0 | 0 | 0 | 0 | 0 | 0.0028448 | 0.02644
1996 | 237.9687 | 0 | 0 | 0 | 0 | 0 | 0 | 0.0093472 | 0.002003
1996 | 237.9792 | 0 | 0 | 0 | 0 | 0 | 0 | 0.0012192 | 0.012018
1996 | 237.9896 | 0 | 0 | 0 | 0.004006 | 0 | 0 | 0.0052832 | 0.004006
1996 | 238 | 0 | 0 | 0 | 0 | 0 | 0 | 0.002032 | 0.024437
1996 | 238.0104 | 0 | 0 | 0 | 0.012018 | 0 | 0 | 0.0048768 | -0.0068102
1996 | 238.0208 | 0 | 0 | 0 | 0 | 0 | 0 | -0.0016256 | 0.016825
1996 | 238.0312 | 0 | 0 | 0 | 0 | 0 | 0 | 0.01016 | 0.0028042
1996 | 238.0417 | 0 | 0 | 0 | 0 | 0 | 0 | 0.0004064 | 0.016024
1996 | 238.0521 | 0 | 0 | 0 | 0 | 0 | 0 | -0.0065024 | -0.023635
1996 | 238.0625 | 0 | 0 | 0 | 0 | 0 | 0 | -0.02032 | -0.0024036
1996 | 238.0729 | 0 | 0.032849 | 0 | 0 | 0 | 0 | -0.0073152 | -0.0004006
1996 | 238.0833 | 0 | 0 | 0 | 0 | 0 | 0 | 0.006096 | 0.01322
1996 | 238.0937 | 0 | 0 | 0 | 0 | 0 | 0 | 0.0048768 | -0.0012018
1996 | 238.1042 | 0 | 0 | 0 | 0 | 0 | 0 | 0.0085344 | 0.025238
1996 | 238.1146 | 0 | 0 | 0 | 0 | 0 | 0 | 0.0012192 | -0.028042
1996 | 238.125 | 0 | 0 | 0 | 0 | 0 | 0 | -0.002032 | 0.030045
1996 | 238.1354 | 0 | 0 | 0 | 0 | 0 | 0 | 0.0032512 | -0.014422
1996 | 238.1458 | 0 | 0 | 0 | 0 | 0 | 0 | 0.0036576 | -0.0084126
1996 | 238.1562 | 0 | 0 | 0 | 0 | 0 | 0 | 0.0016256 | 0.025238
1996 | 238.1667 | 0 | 0 | 0 | 0 | 0 | 0 | 0.0048768 | -0.0012018
1996 | 238.1771 | 0 | 0 | 0 | 0 | 0 | 0 | 0.0056896 | 0.002003
1996 | 238.1875 | 0 | 0 | 0 | 0 | 0 | 0 | -0.0032512 | 0.015623
1996 | 238.1979 | 0 | 0.02644 | 0 | 0 | 0 | 0 | 0.002032 | 0.011217
1996 | 238.2083 | 0 | 0 | 0 | 0 | 0 | 0 | 0.0069088 | 0.0032048
1996 | 238.2187 | 0 | 0 | 0 | 0 | 0 | 0 | 0.004064 | 0.008012
1996 | 238.2292 | 0 | 0 | 0 | 0 | 0 | 0 | -0.0008128 | 0.0048072
1996 | 238.2396 | 0 | 0 | 0 | 0 | 0 | 0 | -0.004064 | 0.0032048
1996 | 238.25 | 0 | 0 | 0 | 0 | 0 | 0 | 0.0036576 | -0.012018
1996 | 238.2604 | 0 | 0 | 0 | 0 | 0 | 0 | 0.0012192 | 0.028843
1996 | 238.2708 | 0 | 0.025638 | 0 | 0 | 0 | 0 | -0.0028448 | 0.0092138
1996 | 238.2812 | 0 | 0 | 0 | 0 | 0 | 0 | -0.004064 | -0.028042
1996 | 238.2917 | 0 | 0 | 0 | 0 | 0 | 0 | -0.0048768 | 0.028843
1996 | 238.3021 | 0 | 0 | 0 | 0 | 0 | 0 | 0.0044704 | 0.019629
1996 | 238.3125 | 0 | 0 | 0 | 0 | 0 | 0 | 0.012192 | -0.0056084
1996 | 238.3229 | 0 | 0 | 0 | 0 | 0 | 0 | 0.0065024 | -0.008012
1996 | 238.3333 | 0 | 0 | 0 | 0 | 0 | 0 | 0.006096 | 0.030045
1996 | 238.3437 | 0 | 0 | 0 | 0 | 0 | 0 | 0.015443 | -0.0008012
1996 | 238.3542 | 0 | 0 | 0 | 0 | 0 | 0 | 0.029261 | 0.03325
1996 | 238.3646 | 0 | 0 | 0 | 0 | 0 | 0 | 0.058928 | 0.062894
1996 | 238.375 | 0 | 0 | 0 | 0 | 0 | 0 | 0.054458 | 0.064497
1996 | 238.3854 | 0 | 0 | 0 | 0 | 0 | 0 | 0.067869 | 0.06009
1996 | 238.3958 | 0 | 0 | 0 | 0 | 0 | 0 | 0.058115 | 0.048473
1996 | 238.4062 | 0 | 0 | 0 | 0 | 0 | 0 | 0.060147 | 0.070105
1996 | 238.4167 | 0 | 0 | 0 | 0 | 0 | 0 | 0.075184 | 0.080921
1996 | 238.4271 | 0 | 0 | 0 | 0 | 0 | 0 | 0.055677 | 0.081722
1996 | 238.4375 | 0 | 0 | 0 | 0 | 0 | 0 | 0.089408 | 0.088533
1996 | 238.4479 | 0 | 0 | 0 | 0 | 0 | 0 | 0.11623 | 0.088132
1996 | 238.4583 | 0 | 0 | 0 | 0 | 0 | 0 | 0.10729 | 0.14902
1996 | 238.4687 | 0 | 0 | 0 | 0 | 0 | 0 | 0.14143 | 0.11377
1996 | 238.4792 | 0 | 0 | 0 | 0 | 0 | 0 | 0.13452 | 0.1358
1996 | 238.4896 | 0 | 0 | 0 | 0 | 0 | 0 | 0.15972 | 0.13821
1996 | 238.5 | 0 | 0 | 0 | 0 | 0 | 0 | 0.12761 | 0.12499
1996 | 238.5104 | 0 | 0 | 0 | 0 | 0 | 0 | 0.18451 | 0.16224
1996 | 238.5208 | 0 | 0 | 0 | 0 | 0 | 0 | 0.18816 | 0.19109
1996 | 238.5312 | 0 | 0 | 0 | 0 | 0 | 0 | 0.16784 | 0.17146
1996 | 238.5417 | 0 | 0 | 0 | 0 | 0 | 0 | 0.19751 | 0.1995
1996 | 238.5521 | 0 | 0 | 0 | 0 | 0 | 0 | 0.17678 | 0.17186
1996 | 238.5625 | 0 | 0 | 0 | 0 | 0 | 0 | 0.15362 | 0.13981
1996 | 238.5729 | 0 | 0 | 0 | 0 | 0 | 0 | 0.14183 | 0.15383
1996 | 238.5833 | 0 | 0 | 0 | 0 | 0 | 0 | 0.18572 | 0.18067
1996 | 238.5937 | 0 | 0 | 0 | 0 | 0 | 0 | 0.17638 | 0.21112
1996 | 238.6042 | 0 | 0 | 0 | 0 | 0 | 0 | 0.15362 | 0.1346
1996 | 238.6146 | 0 | 0 | 0 | 0 | 0 | 0 | 0.18613 | 0.17827
1996 | 238.625 | 0 | 0 | 0 | 0 | 0 | 0 | 0.16622 | 0.17466
1996 | 238.6354 | 0 | 0 | 0 | 0 | 0 | 0 | 0.17556 | 0.18267
1996 | 238.6458 | 0 | 0 | 0 | 0 | 0 | 0 | 0.16947 | 0.16465
1996 | 238.6562 | 0 | 0 | 0 | 0 | 0 | 0 | 0.12192 | 0.12619
1996 | 238.6667 | 0 | 0 | 0 | 0 | 0 | 0 | 0.099568 | 0.11057
1996 | 238.6771 | 0 | 0 | 0 | 0 | 0 | 0 | 0.087782 | 0.081322
1996 | 238.6875 | 0 | 0 | 0 | 0 | 0 | 0 | 0.086157 | 0.10335
1996 | 238.6979 | 0 | 0 | 0 | 0 | 0 | 0 | 0.064618 | 0.087331
1996 | 238.7083 | 0 | 0 | 0 | 0 | 0 | 0 | 0.15321 | 0.070906
1996 | 238.7187 | 0 | 0 | 0 | 0 | 0 | 0 | 0.051206 | 0.064497
1996 | 238.7292 | 0 | 0 | 0.23327 | 0.15784 | 0 | 0 | 0.010566 | -0.011617
1996 | 238.7396 | 0 | 0 | 1.6085 | 1.5671 | 0 | 0 | 0 | 0
1996 | 238.75 | 0 | 0 | 13.6721 | 12.3473 | 0 | 0 | 0 | 0
1996 | 238.7604 | 0 | 0 | 14.8092 | 13.1797 | 0 | 0 | -2.2737e-13 | 0
1996 | 238.7708 | 0 | 0 | 16.3535 | 16.1121 | 0 | 0 | 0 | 0
1996 | 238.7812 | 0 | 0 | 8.4044 | 8.4206 | 0 | 0 | 0 | 0
1996 | 238.7917 | 0 | 0 | 3.7551 | 3.7817 | 0 | 0 | 0 | -2.2737e-13
1996 | 238.8021 | 0 | 0 | 1.8125 | 1.987 | 0 | 0 | 0 | 2.2737e-13
1996 | 238.8125 | 0 | 0 | 2.0808 | 2.0431 | 0 | 0 | -2.2737e-13 | 0
1996 | 238.8229 | 0 | 0 | 2.1458 | 2.1152 | 0 | 0 | -2.2737e-13 | -4.5475e-13
1996 | 238.8333 | 0 | 0 | 0.39014 | 0.39259 | 0 | 0 | -2.2737e-13 | 0
1996 | 238.8437 | 0 | 0 | 0.30886 | 0.28843 | 0 | 0 | -2.2737e-13 | 2.2737e-13
1996 | 238.8542 | 0 | 0 | 0.04064 | 0.10416 | 0 | 0 | 0 | 0
1996 | 238.8646 | 0 | 0 | 0.048768 | 0.032048 | 0 | 0 | 0 | 0
1996 | 238.875 | 0 | 0 | 0.008128 | 0.024036 | 0 | 0 | 0 | 0
1996 | 238.8854 | 0 | 0 | 0.016256 | 0 | 0 | 0 | 0.012192 | 0.008012
1996 | 238.8958 | 0 | 0 | 0 | 0.016024 | 0 | 0 | -0.004064 | 0
1996 | 238.9062 | 0 | 0 | 0.016256 | 0.008012 | 0 | 0 | 0 | 0.004006
1996 | 238.9167 | 0 | 0 | 0 | 0 | 0 | 0 | 0.012192 | -0.004006
1996 | 238.9271 | 0 | 0 | 0.008128 | 0 | 0 | 0 | -0.004064 | -0.016024
1996 | 238.9375 | 0 | 0 | 0.008128 | 0 | 0 | 0 | -0.004064 | 0.016024
1996 | 238.9479 | 0 | 0 | 0 | 0.008012 | 0 | 0 | 0.016256 | 0
1996 | 238.9583 | 0 | 0 | 0.016256 | 0.008012 | 0 | 0 | 0.008128 | 0
1996 | 238.9687 | 0 | 0 | 0 | 0 | 0 | 0 | 0 | 0.008012
1996 | 238.9792 | 0 | 0 | 0 | 0.008012 | 0 | 0 | -0.004064 | -0.004006
1996 | 238.9896 | 0 | 0 | 0 | 0 | 0 | 0 | 0.004064 | 0.004006
1996 | 239 | 0 | 0 | 0 | 0 | 0 | 0 | 0.004064 | 0
1996 | 239.0104 | 0 | 0 | 0 | 0 | 0 | 0 | 0.004064 | 0.012018
1996 | 239.0208 | 0 | 0 | 0 | 0 | 0 | 0 | 0.008128 | 0.004006
1996 | 239.0312 | 0 | 0 | 0 | 0 | 0 | 0 | 0.004064 | 0
1996 | 239.0417 | 0 | 0 | 0 | 0 | 0 | 0 | 0 | 0.008012
1996 | 239.0521 | 0 | 0 | 0 | 0 | 0 | 0 | 0.016256 | -0.008012
1996 | 239.0625 | 0 | 0 | 0 | 0 | 0 | 0 | -0.008128 | 0.012018
1996 | 239.0729 | 0 | 0 | 0 | 0 | 0 | 0 | -0.004064 | -0.004006
1996 | 239.0833 | 0 | 0 | 0 | 0 | 0 | 0 | -0.004064 | 0.008012
1996 | 239.0937 | 0 | 0 | 0 | 0 | 0 | 0 | -0.008128 | 0.004006
1996 | 239.1042 | 0 | 0 | 0 | 0 | 0 | 0 | 0.024384 | 0.008012
1996 | 239.1146 | 0 | 0 | 0 | 0 | 0 | 0 | 0.012192 | 0.008012
1996 | 239.125 | 0 | 0 | 0 | 0 | 0 | 0 | -0.004064 | 0
1996 | 239.1354 | 0 | 0 | 0 | 0 | 0 | 0 | 0.004064 | 0.012018
1996 | 239.1458 | 0 | 0 | 0 | 0 | 0 | 0 | -0.012192 | -0.008012
1996 | 239.1562 | 0 | 0 | 0 | 0 | 0 | 0 | -0.008128 | 0.012018
1996 | 239.1667 | 0 | 0 | 0 | 0 | 0 | 0 | 0.02032 | 0.004006
1996 | 239.1771 | 0 | 0 | 0 | 0 | 0 | 0 | 0.02032 | 0.008012
1996 | 239.1875 | 0 | 0 | 0 | 0 | 0 | 0 | -0.012192 | 0
1996 | 239.1979 | 0 | 0 | 0 | 0 | 0 | 0 | -0.016256 | -0.004006
1996 | 239.2083 | 0 | 0 | 0 | 0 | 0 | 0 | 0.02032 | 0.012018
1996 | 239.2187 | 0 | 0 | 0 | 0 | 0 | 0 | 0.024384 | 0.004006
1996 | 239.2292 | 0 | 0 | 0 | 0 | 0 | 0 | 0.008128 | 0.016024
1996 | 239.2396 | 0 | 0 | 0 | 0 | 0 | 0 | 0.008128 | 0.004006
1996 | 239.25 | 0 | 0 | 0 | 0 | 0 | 0 | 0.024384 | 0.02003
1996 | 239.2604 | 0 | 0 | 0 | 0 | 0 | 0 | 0.008128 | 0.004006
1996 | 239.2708 | 0 | 0 | 0 | 0 | 0 | 0 | 0.004064 | 0.012018
1996 | 239.2812 | 0 | 0 | 0 | 0 | 0 | 0 | 0.004064 | -0.004006
1996 | 239.2917 | 0 | 0 | 0 | 0 | 0 | 0 | 0.02032 | 0
1996 | 239.3021 | 0 | 0 | 0 | 0 | 0 | 0 | 0.008128 | 0.008012
1996 | 239.3125 | 0 | 0 | 0 | 0 | 0 | 0 | 0.004064 | 0.004006
1996 | 239.3229 | 0 | 0 | 0 | 0 | 0 | 0 | 0.008128 | 0.012018
1996 | 239.3333 | 0 | 0 | 0 | 0 | 0 | 0 | 0 | 0.016024
1996 | 239.3437 | 0 | 0 | 0 | 0 | 0 | 0 | 0.02032 | 0.012018
1996 | 239.3542 | 0 | 0 | 0 | 0 | 0 | 0 | 0.024384 | 0.024036
1996 | 239.3646 | 0 | 0 | 0 | 0 | 0 | 0 | 0.028448 | 0.032048
1996 | 239.375 | 0 | 0 | 0 | 0 | 0 | 0 | 0.024384 | 0.032048
1996 | 239.3854 | 0 | 0 | 0 | 0 | 0 | 0 | 0.004064 | 0.016024
1996 | 239.3958 | 0 | 0 | 0 | 0 | 0 | 0 | 0.036576 | 0.028042
1996 | 239.4062 | 0 | 0 | 0 | 0 | 0 | 0 | 0.048768 | 0.06009
1996 | 239.4167 | 0 | 0 | 0 | 0 | 0 | 0 | 0.1016 | 0.08012
1996 | 239.4271 | 0 | 0 | 0 | 0 | 0 | 0 | 0.10566 | 0.12018
1996 | 239.4375 | 0 | 0 | 0 | 0 | 0 | 0 | 0.10973 | 0.096144
1996 | 239.4479 | 0 | 0 | 0 | 0 | 0 | 0 | 0.12598 | 0.11617
1996 | 239.4583 | 0 | 0 | 0 | 0 | 0 | 0 | 0.13818 | 0.12419
1996 | 239.4687 | 0 | 0 | 0 | 0 | 0 | 0 | 0.1463 | 0.14021
1996 | 239.4792 | 0 | 0 | 0 | 0 | 0 | 0 | 0.1463 | 0.16425
1996 | 239.4896 | 0 | 0 | 0 | 0 | 0 | 0 | 0.12598 | 0.1362
1996 | 239.5 | 0 | 0 | 0 | 0 | 0 | 0 | 0.04064 | 0.04006
1996 | 239.5104 | 0 | 0 | 0.78842 | 0.80921 | 0 | 0 | 0.008128 | 0.02003
1996 | 239.5208 | 0 | 0 | 1.268 | 1.4021 | 0 | 0 | 0 | 0
1996 | 239.5312 | 0 | 0 | 2.0645 | 2.0671 | 0 | 0 | 0 | -2.2737e-13
1996 | 239.5417 | 0 | 0 | 0.44704 | 0.78518 | 0 | 0 | 2.2737e-13 | -2.2737e-13
1996 | 239.5521 | 0 | 0 | 0.1463 | 0.17626 | 0 | 0 | 0 | 4.5475e-13
1996 | 239.5625 | 0 | 0 | 0.72339 | 0.59289 | 0 | 0 | 0 | 0
1996 | 239.5729 | 0 | 0 | 0.048768 | 0.072108 | 0 | 0 | -2.2737e-13 | 0.004006
1996 | 239.5833 | 0 | 0 | 0.008128 | 0 | 0 | 0 | 0.028448 | 0.028042
1996 | 239.5937 | 0 | 0 | 0 | 0 | 0 | 0 | 0.069088 | 0.06009
1996 | 239.6042 | 0 | 0 | 0 | 0 | 0 | 0 | 0.073152 | 0.06009
1996 | 239.6146 | 0 | 0 | 0 | 0 | 0 | 0 | 0.052832 | 0.056084
1996 | 239.625 | 0 | 0 | 0 | 0.032048 | 0 | 0 | 0.004064 | 0.024036
1996 | 239.6354 | 0 | 0 | 0.12192 | 0.064096 | 0 | 0 | 0 | 0
1996 | 239.6458 | 0 | 0 | 0.4064 | 0.3365 | 0 | 0 | 0.008128 | -0.004006
1996 | 239.6562 | 0 | 0 | 0 | 0 | 0 | 0 | 0.016256 | 0.036054
1996 | 239.6667 | 0 | 0 | 0 | 0 | 0 | 0 | 0.028448 | 0.044066
1996 | 239.6771 | 0 | 0 | 0 | 0 | 0 | 0 | 0.036576 | 0.024036
1996 | 239.6875 | 0 | 0 | 0 | 0 | 0 | 0 | 0.028448 | 0.032048
1996 | 239.6979 | 0 | 0 | 0 | 0 | 0 | 0 | 0.012192 | 0.016024
1996 | 239.7083 | 0 | 0 | 0 | 0 | 0 | 0 | 0.024384 | 0.008012
1996 | 239.7187 | 0 | 0 | 0.13818 | 0.12018 | 0 | 0 | 2.2737e-13 | 0.004006
1996 | 239.7292 | 0 | 0 | 0.56896 | 0.50476 | 0 | 0 | -2.2737e-13 | -2.2737e-13
1996 | 239.7396 | 0 | 0 | 1.0892 | 0.91337 | 0 | 0 | -2.2737e-13 | 2.2737e-13
1996 | 239.75 | 0 | 0 | 1.0648 | 1.1457 | 0 | 0 | 0 | -4.5475e-13
1996 | 239.7604 | 0 | 0 | 1.1054 | 1.0335 | 0 | 0 | 0 | 0
1996 | 239.7708 | 0 | 0 | 0.78029 | 0.71307 | 0 | 0 | 0 | 0
1996 | 239.7812 | 0 | 0 | 0.2032 | 0.19229 | 0 | 0 | -2.2737e-13 | 4.5475e-13
1996 | 239.7917 | 0 | 0 | 0.13005 | 0.12018 | 0 | 0 | 0.004064 | 0
1996 | 239.8021 | 0 | 0 | 0 | 0 | 0 | 0 | 0.008128 | 0
1996 | 239.8125 | 0 | 0 | 0 | 0 | 0 | 0 | -0.008128 | -0.004006
1996 | 239.8229 | 0 | 0 | 0 | 0 | 0 | 0 | 0 | -0.004006
1996 | 239.8333 | 0 | 0 | 0 | 0 | 0 | 0 | 0 | -0.004006
1996 | 239.8437 | 0 | 0 | 0.008128 | 0 | 0 | 0 | -0.004064 | -0.02003
1996 | 239.8542 | 0 | 0 | 0.008128 | 0 | 0 | 0 | -2.2737e-13 | -0.008012
1996 | 239.8646 | 0 | 0 | 0 | 0 | 0 | 0 | 0 | -0.004006
1996 | 239.875 | 0 | 0 | 0 | 0 | 0 | 0 | 0 | -0.004006
1996 | 239.8854 | 0 | 0 | 0.008128 | 0 | 0 | 0 | 0 | 0
1996 | 239.8958 | 0 | 0 | 0 | 0 | 0 | 0 | 0 | -0.008012
1996 | 239.9062 | 0 | 0 | 0 | 0 | 0 | 0 | 0.004064 | 0
1996 | 239.9167 | 0 | 0 | 0 | 0 | 0 | 0 | 0.012192 | 0
1996 | 239.9271 | 0 | 0 | 0 | 0 | 0 | 0 | 0 | 0.004006
1996 | 239.9375 | 0 | 0 | 0 | 0 | 0 | 0 | -0.008128 | 0
1996 | 239.9479 | 0 | 0 | 0 | 0 | 0 | 0 | 0 | -0.008012
1996 | 239.9583 | 0 | 0 | 0 | 0 | 0 | 0 | -0.004064 | 0.008012
1996 | 239.9687 | 0 | 0 | 0 | 0 | 0 | 0 | 0.004064 | 0
1996 | 239.9792 | 0 | 0 | 0 | 0 | 0 | 0 | 0 | -0.004006
1996 | 239.9896 | 0 | 0 | 0 | 0 | 0 | 0 | 0 | 0
1996 | 240 | 0 | 0 | 0 | 0 | 0 | 0 | -0.004064 | -0.004006
1996 | 240.0104 | 0 | 0 | 0 | 0 | 0 | 0 | 0.004064 | 0.012018
1996 | 240.0208 | 0 | 0 | 0 | 0 | 0 | 0 | 0 | 0
1996 | 240.0312 | 0 | 0 | 0 | 0 | 0 | 0 | 0 | -0.004006
1996 | 240.0417 | 0 | 0 | 0 | 0 | 0 | 0 | 0 | 0.004006
1996 | 240.0521 | 0 | 0 | 0 | 0 | 0 | 0 | 0.004064 | -0.004006
1996 | 240.0625 | 0 | 0 | 0 | 0 | 0 | 0 | -0.004064 | 0.004006
1996 | 240.0729 | 0 | 0 | 0 | 0 | 0 | 0 | 0.004064 | 0.008012
1996 | 240.0833 | 0 | 0 | 0 | 0 | 0 | 0 | 0 | -0.008012
1996 | 240.0937 | 0 | 0 | 0 | 0 | 0 | 0 | -0.004064 | 0.004006
1996 | 240.1042 | 0 | 0 | 0 | 0 | 0 | 0 | 0.008128 | -0.004006
1996 | 240.1146 | 0 | 0 | 0 | 0 | 0 | 0 | 0 | 0.008012
1996 | 240.125 | 0 | 0 | 0 | 0 | 0 | 0 | 0 | 0.004006
1996 | 240.1354 | 0 | 0 | 0 | 0 | 0 | 0 | 0.008128 | -0.008012
1996 | 240.1458 | 0 | 0 | 0 | 0 | 0 | 0 | 0 | 0.012018
1996 | 240.1562 | 0 | 0 | 0 | 0 | 0 | 0 | 0.004064 | 0
1996 | 240.1667 | 0 | 0 | 0 | 0 | 0 | 0 | 0 | 0.004006
1996 | 240.1771 | 0 | 0 | 0 | 0 | 0 | 0 | 0 | 0
1996 | 240.1875 | 0 | 0 | 0 | 0 | 0 | 0 | 0.004064 | -0.004006
1996 | 240.1979 | 0 | 0 | 0 | 0 | 0 | 0 | 0 | 0.008012
1996 | 240.2083 | 0 | 0 | 0 | 0 | 0 | 0 | 0.008128 | 0
1996 | 240.2187 | 0 | 0 | 0 | 0 | 0 | 0 | 0 | 0.004006
1996 | 240.2292 | 0 | 0 | 0 | 0 | 0 | 0 | 0 | 0.004006
1996 | 240.2396 | 0 | 0 | 0 | 0 | 0 | 0 | 0 | 0
1996 | 240.25 | 0 | 0 | 0 | 0 | 0 | 0 | 0.004064 | 0
1996 | 240.2604 | 0 | 0 | 0 | 0 | 0 | 0 | 0.012192 | -0.004006
1996 | 240.2708 | 0 | 0 | 0 | 0 | 0 | 0 | -0.004064 | 0.012018
1996 | 240.2812 | 0 | 0 | 0 | 0 | 0 | 0 | 0 | 0.004006
1996 | 240.2917 | 0 | 0 | 0 | 0 | 0 | 0 | 0.004064 | 0
1996 | 240.3021 | 0 | 0 | 0 | 0 | 0 | 0 | 0.004064 | 0.008012
1996 | 240.3125 | 0 | 0 | 0 | 0 | 0 | 0 | 0.008128 | 0
1996 | 240.3229 | 0 | 0 | 0 | 0 | 0 | 0 | 0.012192 | 0.02003
1996 | 240.3333 | 0 | 0 | 0 | 0 | 0 | 0 | 0.012192 | 0.008012
1996 | 240.3437 | 0 | 0 | 0 | 0 | 0 | 0 | 0.012192 | 0.016024
1996 | 240.3542 | 0 | 0 | 0 | 0 | 0 | 0 | 0.008128 | 0.012018
1996 | 240.3646 | 0 | 0 | 0 | 0 | 0 | 0 | 0.024384 | 0.004006
1996 | 240.375 | 0 | 0 | 0 | 0 | 0 | 0 | 0.016256 | 0.028042
1996 | 240.3854 | 0 | 0 | 0 | 0 | 0 | 0 | 0.028448 | 0.024036
1996 | 240.3958 | 0 | 0 | 0 | 0 | 0 | 0 | 0.028448 | 0.032048
1996 | 240.4062 | 0 | 0 | 0 | 0 | 0 | 0 | 0.028448 | 0.032048
1996 | 240.4167 | 0 | 0 | 0 | 0 | 0 | 0 | 0.028448 | 0.02003
1996 | 240.4271 | 0 | 0 | 0 | 0 | 0 | 0 | 0.028448 | 0.036054
1996 | 240.4375 | 0 | 0 | 0 | 0 | 0 | 0 | 0.048768 | 0.044066
1996 | 240.4479 | 0 | 0 | 0 | 0 | 0 | 0 | 0.04064 | 0.036054
1996 | 240.4583 | 0 | 0 | 0 | 0 | 0 | 0 | 0.036576 | 0.04006
1996 | 240.4687 | 0 | 0 | 0 | 0 | 0 | 0 | 0.028448 | 0.028042
1996 | 240.4792 | 0 | 0 | 0 | 0 | 0 | 0 | 0.044704 | 0.036054
1996 | 240.4896 | 0 | 0 | 0 | 0 | 0 | 0 | 0.036576 | 0.032048
1996 | 240.5 | 0 | 0 | 0 | 0 | 0 | 0 | 0.028448 | 0.02003
1996 | 240.5104 | 0 | 0 | 0 | 0 | 0 | 0 | 0.032512 | 0.044066
1996 | 240.5208 | 0 | 0 | 0 | 0 | 0 | 0 | 0.044704 | 0.044066
1996 | 240.5312 | 0 | 0 | 0 | 0 | 0 | 0 | 0.044704 | 0.048072
1996 | 240.5417 | 0 | 0 | 0 | 0 | 0 | 0 | 0.06096 | 0.06009
1996 | 240.5521 | 0 | 0 | 0 | 0 | 0 | 0 | 0.073152 | 0.088132
1996 | 240.5625 | 0 | 0 | 0 | 0 | 0 | 0 | 0.11379 | 0.10416
1996 | 240.5729 | 0 | 0 | 0 | 0 | 0 | 0 | 0.073152 | 0.092138
1996 | 240.5833 | 0 | 0 | 0 | 0 | 0 | 0 | 0.08128 | 0.072108
1996 | 240.5937 | 0 | 0 | 0 | 0 | 0 | 0 | 0.1016 | 0.092138
1996 | 240.6042 | 0 | 0 | 0 | 0 | 0 | 0 | 0.10566 | 0.10816
1996 | 240.6146 | 0 | 0 | 0 | 0 | 0 | 0 | 0.15037 | 0.14422
1996 | 240.625 | 0 | 0 | 0 | 0 | 0 | 0 | 0.15037 | 0.15223
1996 | 240.6354 | 0 | 0 | 0 | 0 | 0 | 0 | 0.10973 | 0.10015
1996 | 240.6458 | 0 | 0 | 0 | 0 | 0 | 0 | 0.11786 | 0.1362
1996 | 240.6562 | 0 | 0 | 0 | 0 | 0 | 0 | 0.11786 | 0.10416
1996 | 240.6667 | 0 | 0 | 0 | 0 | 0 | 0 | 0.12598 | 0.12819
1996 | 240.6771 | 0 | 0 | 0 | 0 | 0 | 0 | 0.13005 | 0.1362
1996 | 240.6875 | 0 | 0 | 0 | 0 | 0 | 0 | 0.11786 | 0.11617
1996 | 240.6979 | 0 | 0 | 0 | 0 | 0 | 0 | 0.06096 | 0.064096
1996 | 240.7083 | 0 | 0 | 0 | 0 | 0 | 0 | 0.085344 | 0.08012
1996 | 240.7187 | 0 | 0 | 0 | 0 | 0 | 0 | 0.097536 | 0.092138
1996 | 240.7292 | 0 | 0 | 0 | 0 | 0 | 0 | 0.077216 | 0.092138
1996 | 240.7396 | 0 | 0 | 0 | 0 | 0 | 0 | 0.085344 | 0.072108
1996 | 240.75 | 0 | 0 | 0 | 0 | 0 | 0 | 0.073152 | 0.072108
1996 | 240.7604 | 0 | 0 | 0 | 0 | 0 | 0 | 0.056896 | 0.056084
1996 | 240.7708 | 0 | 0 | 0 | 0 | 0 | 0 | 0.048768 | 0.044066
1996 | 240.7812 | 0 | 0 | 0 | 0 | 0 | 0 | 0.044704 | 0.04006
1996 | 240.7917 | 0 | 0 | 0 | 0 | 0 | 0 | 0.024384 | 0.036054
1996 | 240.8021 | 0 | 0 | 0 | 0 | 0 | 0 | 0.02032 | 0.02003
1996 | 240.8125 | 0 | 0 | 0 | 0 | 0 | 0 | 0.008128 | 0.012018
1996 | 240.8229 | 0 | 0 | 0 | 0 | 0 | 0 | 0.008128 | -0.004006
1996 | 240.8333 | 0 | 0 | 0 | 0 | 0 | 0 | -0.004064 | 0.012018
1996 | 240.8437 | 0 | 0 | 0 | 0 | 0 | 0 | 0 | -0.004006
1996 | 240.8542 | 0 | 0 | 0 | 0 | 0 | 0 | 0 | -0.004006
1996 | 240.8646 | 0 | 0 | 0 | 0 | 0 | 0 | -0.004064 | 0
1996 | 240.875 | 0 | 0 | 0 | 0 | 0 | 0 | 0 | -0.008012
1996 | 240.8854 | 0 | 0 | 0 | 0 | 0 | 0 | 0 | 0.004006
1996 | 240.8958 | 0 | 0 | 0 | 0 | 0 | 0 | -0.004064 | 0
1996 | 240.9062 | 0 | 0 | 0 | 0 | 0 | 0 | -0.008128 | -0.008012
1996 | 240.9167 | 0 | 0 | 0 | 0 | 0 | 0 | 0.004064 | 0
1996 | 240.9271 | 0 | 0 | 0 | 0 | 0 | 0 | 0 | -0.008012
1996 | 240.9375 | 0 | 0 | 0 | 0 | 0 | 0 | -0.012192 | 0.004006
1996 | 240.9479 | 0 | 0 | 0 | 0 | 0 | 0 | 0.004064 | -0.004006
1996 | 240.9583 | 0 | 0 | 0 | 0 | 0 | 0 | -0.004064 | -0.012018
1996 | 240.9687 | 0 | 0 | 0 | 0 | 0 | 0 | -0.008128 | 0.008012
1996 | 240.9792 | 0 | 0 | 0 | 0 | 0 | 0 | 0 | 0
1996 | 240.9896 | 0 | 0 | 0 | 0 | 0 | 0 | -0.004064 | -0.008012
1996 | 241 | 0 | 0 | 0 | 0 | 0 | 0 | -0.008128 | 0
1996 | 241.0104 | 0 | 0 | 0 | 0 | 0 | 0 | 0 | -0.016024
1996 | 241.0208 | 0 | 0 | 0 | 0 | 0 | 0 | -0.004064 | 0.004006
1996 | 241.0312 | 0 | 0 | 0 | 0 | 0 | 0 | -0.008128 | -0.004006
1996 | 241.0417 | 0 | 0 | 0 | 0 | 0 | 0 | 0 | -0.008012
1996 | 241.0521 | 0 | 0 | 0 | 0 | 0 | 0 | 0.004064 | 0.008012
1996 | 241.0625 | 0 | 0 | 0 | 0 | 0 | 0 | 0 | 0
1996 | 241.0729 | 0 | 0 | 0 | 0 | 0 | 0 | 0 | 0
1996 | 241.0833 | 0 | 0 | 0 | 0 | 0 | 0 | -0.004064 | 0
1996 | 241.0937 | 0 | 0 | 0 | 0 | 0 | 0 | 0.004064 | -0.004006
1996 | 241.1042 | 0 | 0 | 0 | 0 | 0 | 0 | -0.004064 | 0.004006
1996 | 241.1146 | 0 | 0 | 0 | 0 | 0 | 0 | 0 | 0.008012
1996 | 241.125 | 0 | 0 | 0 | 0 | 0 | 0 | 0.004064 | -0.012018
1996 | 241.1354 | 0 | 0 | 0 | 0 | 0 | 0 | 0 | 0.004006
1996 | 241.1458 | 0 | 0 | 0 | 0 | 0 | 0 | -0.004064 | -0.008012
1996 | 241.1562 | 0 | 0 | 0 | 0 | 0 | 0 | -0.008128 | 0.004006
1996 | 241.1667 | 0 | 0 | 0 | 0 | 0 | 0 | 0 | -0.004006
1996 | 241.1771 | 0 | 0 | 0 | 0 | 0 | 0 | 0 | -0.004006
1996 | 241.1875 | 0 | 0 | 0 | 0 | 0 | 0 | -0.004064 | -0.004006
1996 | 241.1979 | 0 | 0 | 0 | 0 | 0 | 0 | 0.004064 | 0.004006
1996 | 241.2083 | 0 | 0 | 0 | 0 | 0 | 0 | -0.004064 | 0
1996 | 241.2187 | 0 | 0 | 0 | 0 | 0 | 0 | -0.008128 | -0.004006
1996 | 241.2292 | 0 | 0 | 0 | 0 | 0 | 0 | 0.004064 | -0.008012
1996 | 241.2396 | 0 | 0 | 0 | 0 | 0 | 0 | -0.004064 | 0.008012
1996 | 241.25 | 0 | 0 | 0 | 0 | 0 | 0 | 0 | 0
1996 | 241.2604 | 0 | 0 | 0 | 0 | 0 | 0 | 0.012192 | 0.004006
1996 | 241.2708 | 0 | 0 | 0 | 0 | 0 | 0 | 0.004064 | 0.004006
1996 | 241.2812 | 0 | 0 | 0 | 0 | 0 | 0 | -0.008128 | -0.012018
1996 | 241.2917 | 0 | 0 | 0 | 0 | 0 | 0 | 0.008128 | 0.016024
1996 | 241.3021 | 0 | 0 | 0 | 0 | 0 | 0 | 0.004064 | 0.008012
1996 | 241.3125 | 0 | 0 | 0 | 0 | 0 | 0 | 0 | 0
1996 | 241.3229 | 0 | 0 | 0 | 0 | 0 | 0 | 0.008128 | 0.004006
1996 | 241.3333 | 0 | 0 | 0 | 0 | 0 | 0 | 0.012192 | 0.004006
1996 | 241.3437 | 0 | 0 | 0 | 0 | 0 | 0 | 0.012192 | 0.024036
1996 | 241.3542 | 0 | 0 | 0 | 0 | 0 | 0 | 0.048768 | 0.044066
1996 | 241.3646 | 0 | 0 | 0 | 0 | 0 | 0 | 0.048768 | 0.036054
1996 | 241.375 | 0 | 0 | 0 | 0 | 0 | 0 | 0.036576 | 0.044066
1996 | 241.3854 | 0 | 0 | 0 | 0 | 0 | 0 | 0.036576 | 0.028042
1996 | 241.3958 | 0 | 0 | 0 | 0 | 0 | 0 | 0.085344 | 0.06009
1996 | 241.4062 | 0 | 0 | 0 | 0 | 0 | 0 | 0.08128 | 0.092138
1996 | 241.4167 | 0 | 0 | 0 | 0 | 0 | 0 | 0.056896 | 0.048072
1996 | 241.4271 | 0 | 0 | 0 | 0 | 0 | 0 | 0.06096 | 0.052078
1996 | 241.4375 | 0 | 0 | 0 | 0 | 0 | 0 | 0.044704 | 0.04006
1996 | 241.4479 | 0 | 0 | 0 | 0 | 0 | 0 | 0.048768 | 0.056084
1996 | 241.4583 | 0 | 0 | 0 | 0 | 0 | 0 | 0.052832 | 0.048072
1996 | 241.4687 | 0 | 0 | 0 | 0 | 0 | 0 | 0.073152 | 0.06009
1996 | 241.4792 | 0 | 0 | 0 | 0 | 0 | 0 | 0.069088 | 0.064096
1996 | 241.4896 | 0 | 0 | 0 | 0 | 0 | 0 | 0.065024 | 0.072108
1996 | 241.5 | 0 | 0 | 0 | 0 | 0 | 0 | 0.08128 | 0.08012
1996 | 241.5104 | 0 | 0 | 0 | 0 | 0 | 0 | 0.12192 | 0.11217
1996 | 241.5208 | 0 | 0 | 0 | 0 | 0 | 0 | 0.15443 | 0.15623
1996 | 241.5312 | 0 | 0 | 0 | 0 | 0 | 0 | 0.16256 | 0.15623
1996 | 241.5417 | 0 | 0 | 0 | 0 | 0 | 0 | 0.16662 | 0.15623
1996 | 241.5521 | 0 | 0 | 0 | 0 | 0 | 0 | 0.1585 | 0.17226
1996 | 241.5625 | 0 | 0 | 0 | 0 | 0 | 0 | 0.15037 | 0.15623
1996 | 241.5729 | 0 | 0 | 0 | 0 | 0 | 0 | 0.17882 | 0.18428
1996 | 241.5833 | 0 | 0 | 0 | 0 | 0 | 0 | 0.1463 | 0.17626
1996 | 241.5937 | 0 | 0 | 0 | 0 | 0 | 0 | 0.12598 | 0.08012
1996 | 241.6042 | 0 | 0 | 0 | 0 | 0 | 0 | 0.093472 | 0.10816
1996 | 241.6146 | 0 | 0 | 0 | 0 | 0 | 0 | 0.1463 | 0.15623
1996 | 241.625 | 0 | 0 | 0 | 0 | 0 | 0 | 0.073152 | 0.068102
1996 | 241.6354 | 0 | 0 | 0 | 0 | 0 | 0 | 0.1016 | 0.08012
1996 | 241.6458 | 0 | 0 | 0 | 0 | 0 | 0 | 0.15443 | 0.15223
1996 | 241.6562 | 0 | 0 | 0 | 0 | 0 | 0 | 0.15037 | 0.14822
1996 | 241.6667 | 0 | 0 | 0 | 0 | 0 | 0 | 0.1585 | 0.14021
1996 | 241.6771 | 0 | 0 | 0 | 0 | 0 | 0 | 0.11379 | 0.10816
1996 | 241.6875 | 0 | 0 | 0 | 0 | 0 | 0 | 0.1016 | 0.12018
1996 | 241.6979 | 0 | 0 | 0 | 0 | 0 | 0 | 0.069088 | 0.072108
1996 | 241.7083 | 0 | 0 | 0 | 0 | 0 | 0 | 0.065024 | 0.052078
1996 | 241.7187 | 0 | 0 | 0 | 0 | 0 | 0 | 0.073152 | 0.068102
1996 | 241.7292 | 0 | 0 | 0 | 0 | 0 | 0 | 0.065024 | 0.052078
1996 | 241.7396 | 0 | 0 | 0 | 0 | 0 | 0 | 0.032512 | 0.052078
1996 | 241.75 | 0 | 0 | 0 | 0 | 0 | 0 | 0.032512 | 0.028042
1996 | 241.7604 | 0 | 0 | 0 | 0 | 0 | 0 | 0.044704 | 0.048072
1996 | 241.7708 | 0 | 0 | 0 | 0 | 0 | 0 | 0.028448 | 0.032048
1996 | 241.7812 | 0 | 0 | 0 | 0 | 0 | 0 | 0.008128 | 0.008012
1996 | 241.7917 | 0 | 0 | 0 | 0 | 0 | 0 | 0.02032 | 0.024036
1996 | 241.8021 | 0 | 0 | 0 | 0 | 0 | 0 | 0.012192 | 0.012018
1996 | 241.8125 | 0 | 0 | 0 | 0 | 0 | 0 | 0.02032 | 0.008012
1996 | 241.8229 | 0 | 0 | 0 | 0 | 0 | 0 | 0.012192 | 0.008012
1996 | 241.8333 | 0 | 0 | 0 | 0 | 0 | 0 | -0.008128 | 0.004006
1996 | 241.8437 | 0 | 0 | 0 | 0 | 0 | 0 | 0 | 0.008012
1996 | 241.8542 | 0 | 0 | 0 | 0 | 0 | 0 | 0.012192 | 0.004006
1996 | 241.8646 | 0 | 0 | 0 | 0 | 0 | 0 | -0.004064 | -0.004006
1996 | 241.875 | 0 | 0 | 0 | 0 | 0 | 0 | -0.004064 | 0
1996 | 241.8854 | 0 | 0 | 0 | 0 | 0 | 0 | -0.012192 | -0.004006
1996 | 241.8958 | 0 | 0 | 0 | 0 | 0 | 0 | 0 | -0.004006
1996 | 241.9062 | 0 | 0 | 0 | 0 | 0 | 0 | 0 | -0.008012
1996 | 241.9167 | 0 | 0 | 0 | 0 | 0 | 0 | 0.004064 | -0.008012
1996 | 241.9271 | 0 | 0 | 0 | 0 | 0 | 0 | -0.008128 | 0.008012
1996 | 241.9375 | 0 | 0 | 0 | 0 | 0 | 0 | -0.008128 | -0.008012
1996 | 241.9479 | 0 | 0 | 0 | 0 | 0 | 0 | 0.004064 | -0.004006
1996 | 241.9583 | 0 | 0 | 0 | 0 | 0 | 0 | -0.012192 | 0
1996 | 241.9687 | 0 | 0 | 0 | 0 | 0 | 0 | 0 | -0.008012
1996 | 241.9792 | 0 | 0 | 0 | 0 | 0 | 0 | -0.008128 | 0
1996 | 241.9896 | 0 | 0 | 0 | 0 | 0 | 0 | -0.008128 | -0.004006
1996 | 242 | 0 | 0 | 0 | 0 | 0 | 0 | 0 | -0.012018
1996 | 242.0104 | 0 | 0 | 0 | 0 | 0 | 0 | 0 | 0.008012
1996 | 242.0208 | 0 | 0 | 0 | 0 | 0 | 0 | -0.004064 | -0.004006
1996 | 242.0312 | 0 | 0 | 0 | 0 | 0 | 0 | 0.008128 | 0
1996 | 242.0417 | 0 | 0 | 0 | 0 | 0 | 0 | -0.004064 | 0.004006
1996 | 242.0521 | 0 | 0 | 0 | 0 | 0 | 0 | 0.012192 | 0.004006
1996 | 242.0625 | 0 | 0 | 0 | 0 | 0 | 0 | 0.012192 | 0.012018
1996 | 242.0729 | 0 | 0 | 0 | 0 | 0 | 0 | 0.004064 | 0.008012
1996 | 242.0833 | 0 | 0 | 0 | 0 | 0 | 0 | 0.012192 | 0
1996 | 242.0937 | 0 | 0 | 0 | 0 | 0 | 0 | 0 | 0.012018
1996 | 242.1042 | 0 | 0 | 0 | 0 | 0 | 0 | 0.004064 | 0.004006
1996 | 242.1146 | 0 | 0 | 0 | 0 | 0 | 0 | 0.004064 | 0.016024
1996 | 242.125 | 0 | 0 | 0 | 0 | 0 | 0 | 0.008128 | 0
1996 | 242.1354 | 0 | 0 | 0 | 0 | 0 | 0 | 0 | -0.004006
1996 | 242.1458 | 0 | 0 | 0 | 0 | 0 | 0 | 0.016256 | 0.016024
1996 | 242.1562 | 0 | 0 | 0 | 0 | 0 | 0 | 0.004064 | 0.004006
1996 | 242.1667 | 0 | 0 | 0 | 0 | 0 | 0 | 0.012192 | 0.008012
1996 | 242.1771 | 0 | 0 | 0 | 0 | 0 | 0 | 0 | 0.008012
1996 | 242.1875 | 0 | 0 | 0 | 0 | 0 | 0 | 0.004064 | 0
1996 | 242.1979 | 0 | 0 | 0 | 0 | 0 | 0 | -0.004064 | 0.008012
1996 | 242.2083 | 0 | 0 | 0 | 0 | 0 | 0 | 0.008128 | 0
1996 | 242.2187 | 0 | 0 | 0 | 0 | 0 | 0 | -0.008128 | 0
1996 | 242.2292 | 0 | 0 | 0 | 0 | 0 | 0 | 0 | -0.004006
1996 | 242.2396 | 0 | 0 | 0 | 0 | 0 | 0 | -0.008128 | -0.016024
1996 | 242.25 | 0 | 0 | 0 | 0 | 0 | 0 | 0 | 0.008012
1996 | 242.2604 | 0 | 0 | 0 | 0 | 0 | 0 | -0.004064 | -0.004006
1996 | 242.2708 | 0 | 0 | 0 | 0 | 0 | 0 | 0 | 0
1996 | 242.2812 | 0 | 0 | 0 | 0 | 0 | 0 | -0.008128 | 0
1996 | 242.2917 | 0 | 0 | 0 | 0 | 0 | 0 | 0.012192 | 0
1996 | 242.3021 | 0 | 0 | 0 | 0 | 0 | 0 | 0.016256 | 0.008012
1996 | 242.3125 | 0 | 0 | 0 | 0 | 0 | 0 | 0.004064 | 0.012018
1996 | 242.3229 | 0 | 0 | 0 | 0 | 0 | 0 | 0.012192 | 0
1996 | 242.3333 | 0 | 0 | 0 | 0 | 0 | 0 | 0.012192 | 0.02003
1996 | 242.3437 | 0 | 0 | 0 | 0 | 0 | 0 | 0.012192 | 0.016024
1996 | 242.3542 | 0 | 0 | 0 | 0 | 0 | 0 | 0.028448 | 0.016024
1996 | 242.3646 | 0 | 0 | 0 | 0 | 0 | 0 | 0.024384 | 0.036054
1996 | 242.375 | 0 | 0 | 0 | 0 | 0 | 0 | 0.028448 | 0.02003
1996 | 242.3854 | 0 | 0 | 0 | 0 | 0 | 0 | 0.04064 | 0.044066
1996 | 242.3958 | 0 | 0 | 0 | 0 | 0 | 0 | 0.06096 | 0.048072
1996 | 242.4062 | 0 | 0 | 0 | 0 | 0 | 0 | 0.056896 | 0.06009
1996 | 242.4167 | 0 | 0 | 0 | 0 | 0 | 0 | 0.069088 | 0.072108
1996 | 242.4271 | 0 | 0 | 0 | 0 | 0 | 0 | 0.085344 | 0.092138
1996 | 242.4375 | 0 | 0 | 0 | 0 | 0 | 0 | 0.085344 | 0.096144
1996 | 242.4479 | 0 | 0 | 0 | 0 | 0 | 0 | 0.097536 | 0.084126
1996 | 242.4583 | 0 | 0 | 0 | 0 | 0 | 0 | 0.073152 | 0.076114
1996 | 242.4687 | 0 | 0 | 0 | 0 | 0 | 0 | 0.097536 | 0.11217
1996 | 242.4792 | 0 | 0 | 0 | 0 | 0 | 0 | 0.1016 | 0.11217
1996 | 242.4896 | 0 | 0 | 0 | 0 | 0 | 0 | 0.15037 | 0.1322
1996 | 242.5 | 0 | 0 | 0 | 0 | 0 | 0 | 0.12192 | 0.11617
1996 | 242.5104 | 0 | 0 | 0 | 0 | 0 | 0 | 0.1016 | 0.084126
1996 | 242.5208 | 0 | 0 | 0 | 0 | 0 | 0 | 0.11379 | 0.12419
1996 | 242.5312 | 0 | 0 | 0 | 0 | 0 | 0 | 0.13411 | 0.12819
1996 | 242.5417 | 0 | 0 | 0 | 0 | 0 | 0 | 0.1016 | 0.12919
1996 | 242.5521 | 0 | 0 | 0 | 0 | 0 | 0 | 0.11786 | 0.12138
1996 | 242.5625 | 0 | 0 | 0 | 0 | 0 | 0 | 0.10973 | 0.10436
1996 | 242.5729 | 0 | 0 | 0 | 0 | 0 | 0 | 0.14224 | 0.14822
1996 | 242.5833 | 0 | 0 | 0 | 0 | 0 | 0 | 0.14 | 0.11217
1996 | 242.5937 | 0 | 0 | 0 | 0 | 0 | 0 | 0.14996 | 0.14422
1996 | 242.6042 | 0 | 0 | 0 | 0 | 0 | 0 | 0.14691 | 0.19229
1996 | 242.6146 | 0 | 0 | 0 | 0 | 0 | 0 | 0.11379 | 0.10416
1996 | 242.625 | 0 | 0 | 0 | 0 | 0 | 0 | 0.13005 | 0.1322
1996 | 242.6354 | 0 | 0 | 0 | 0 | 0 | 0 | 0.16256 | 0.16024
1996 | 242.6458 | 0 | 0 | 0 | 0 | 0 | 0 | 0.15443 | 0.15223
1996 | 242.6562 | 0 | 0 | 0 | 0 | 0 | 0 | 0.1463 | 0.14822
1996 | 242.6667 | 0 | 0 | 0 | 0 | 0 | 0 | 0.12598 | 0.14822
1996 | 242.6771 | 0 | 0 | 0 | 0 | 0 | 0 | 0.14224 | 0.1362
1996 | 242.6875 | 0 | 0 | 0 | 0 | 0 | 0 | 0.097536 | 0.092138
1996 | 242.6979 | 0 | 0 | 0 | 0 | 0 | 0 | 0.11379 | 0.11617
1996 | 242.7083 | 0 | 0 | 0 | 0 | 0 | 0 | 0.11786 | 0.12819
1996 | 242.7187 | 0 | 0 | 0 | 0 | 0 | 0 | 0.077216 | 0.068102
1996 | 242.7292 | 0 | 0 | 0 | 0 | 0 | 0 | 0.097536 | 0.092138
1996 | 242.7396 | 0 | 0 | 0 | 0 | 0 | 0 | 0.08128 | 0.084126
1996 | 242.75 | 0 | 0 | 0 | 0 | 0 | 0 | 0.077216 | 0.088132
1996 | 242.7604 | 0 | 0 | 0 | 0 | 0 | 0 | 0.065024 | 0.056084
1996 | 242.7708 | 0 | 0 | 0 | 0 | 0 | 0 | 0.077216 | 0.064096
1996 | 242.7812 | 0 | 0 | 0 | 0 | 0 | 0 | 0.036576 | 0.048072
1996 | 242.7917 | 0 | 0 | 0 | 0 | 0 | 0 | 0.02032 | 0.016024
1996 | 242.8021 | 0 | 0 | 0 | 0 | 0 | 0 | 0.008128 | 0.016024
1996 | 242.8125 | 0 | 0 | 0 | 0 | 0 | 0 | 0.016256 | 0.012018
1996 | 242.8229 | 0 | 0 | 0 | 0 | 0 | 0 | 0.012192 | 0.012018
1996 | 242.8333 | 0 | 0 | 0 | 0 | 0 | 0 | 0.008128 | 0.012018
1996 | 242.8437 | 0 | 0 | 0 | 0 | 0 | 0 | 0.004064 | 0
1996 | 242.8542 | 0 | 0 | 0 | 0 | 0 | 0 | 0.016256 | 0.016024
1996 | 242.8646 | 0 | 0 | 0 | 0 | 0 | 0 | 0.004064 | 0.004006
1996 | 242.875 | 0 | 0 | 0 | 0 | 0 | 0 | 0.004064 | 0.004006
1996 | 242.8854 | 0 | 0 | 0 | 0 | 0 | 0 | 0.012192 | 0.008012
1996 | 242.8958 | 0 | 0 | 0 | 0 | 0 | 0 | 0 | 0.004006
1996 | 242.9062 | 0 | 0 | 0 | 0 | 0 | 0 | 0.004064 | 0
1996 | 242.9167 | 0 | 0 | 0 | 0 | 0 | 0 | 0.012192 | 0
1996 | 242.9271 | 0 | 0 | 0 | 0 | 0 | 0 | -0.016256 | -0.008012
1996 | 242.9375 | 0 | 0 | 0 | 0 | 0 | 0 | 0.004064 | 0.008012
1996 | 242.9479 | 0 | 0 | 0 | 0 | 0 | 0 | 0 | -0.004006
1996 | 242.9583 | 0 | 0 | 0 | 0 | 0 | 0 | -0.012192 | -0.008012
1996 | 242.9687 | 0 | 0 | 0 | 0 | 0 | 0 | 0.004064 | 0.004006
1996 | 242.9792 | 0 | 0 | 0 | 0 | 0 | 0 | 0.004064 | 0.004006
1996 | 242.9896 | 0 | 0 | 0 | 0 | 0 | 0 | 0 | 0
1996 | 243 | 0 | 0 | 0 | 0 | 0 | 0 | -0.008128 | 0.004006
1996 | 243.0104 | 0 | 0 | 0 | 0 | 0 | 0 | 0.02032 | 0
1996 | 243.0208 | 0 | 0 | 0 | 0 | 0 | 0 | 0 | 0.016024
1996 | 243.0312 | 0 | 0 | 0 | 0 | 0 | 0 | 0.012192 | 0.012018
1996 | 243.0417 | 0 | 0 | 0 | 0 | 0 | 0 | 0.004064 | 0.008012
1996 | 243.0521 | 0 | 0 | 0 | 0 | 0 | 0 | 0.004064 | 0.008012
1996 | 243.0625 | 0 | 0 | 0 | 0 | 0 | 0 | 0.008128 | 0.004006
1996 | 243.0729 | 0 | 0 | 0 | 0 | 0 | 0 | 0.008128 | 0.008012
1996 | 243.0833 | 0 | 0 | 0 | 0 | 0 | 0 | -0.004064 | 0.012018
1996 | 243.0937 | 0 | 0 | 0 | 0 | 0 | 0 | 0.008128 | 0
1996 | 243.1042 | 0 | 0 | 0 | 0 | 0 | 0 | 0.004064 | 0.004006
1996 | 243.1146 | 0 | 0 | 0 | 0 | 0 | 0 | 2.2737e-13 | 0.004006
1996 | 243.125 | 0 | 0 | 0 | 0 | 0 | 0 | 0.012192 | 0.004006
1996 | 243.1354 | 0 | 0 | 0 | 0 | 0 | 0 | 0.008128 | 0.008012
1996 | 243.1458 | 0 | 0 | 0 | 0 | 0 | 0 | 0.004064 | 0.004006
1996 | 243.1562 | 0 | 0 | 0 | 0 | 0 | 0 | 0.008128 | 0.004006
1996 | 243.1667 | 0 | 0 | 0 | 0 | 0 | 0 | 0.004064 | 0.004006
1996 | 243.1771 | 0 | 0 | 0 | 0 | 0 | 0 | 0 | 0.004006
1996 | 243.1875 | 0 | 0 | 0 | 0 | 0 | 0 | 0.012192 | 0.012018
1996 | 243.1979 | 0 | 0 | 0 | 0 | 0 | 0 | 0 | -0.004006
1996 | 243.2083 | 0 | 0 | 0 | 0 | 0 | 0 | 0.008128 | 0.016024
1996 | 243.2187 | 0 | 0 | 0 | 0 | 0 | 0 | 0 | 0
1996 | 243.2292 | 0 | 0 | 0 | 0 | 0 | 0 | -0.004064 | 0
1996 | 243.2396 | 0 | 0 | 0 | 0 | 0 | 0 | 0.012192 | 0
1996 | 243.25 | 0 | 0 | 0 | 0 | 0 | 0 | 0 | 0
1996 | 243.2604 | 0 | 0 | 0 | 0 | 0 | 0 | 0 | 0.008012
1996 | 243.2708 | 0 | 0 | 0 | 0 | 0 | 0 | 0.004064 | 0.004006
1996 | 243.2812 | 0 | 0 | 0 | 0 | 0 | 0 | 0 | 0
1996 | 243.2917 | 0 | 0 | 0 | 0 | 0 | 0 | 0.008128 | 0
1996 | 243.3021 | 0 | 0 | 0 | 0 | 0 | 0 | 0 | 0
1996 | 243.3125 | 0 | 0 | 0 | 0 | 0 | 0 | -0.012192 | 0
1996 | 243.3229 | 0 | 0 | 0 | 0 | 0 | 0 | 0 | 0.004006
1996 | 243.3333 | 0 | 0 | 0 | 0 | 0 | 0 | 0.032512 | 0.016024
1996 | 243.3437 | 0 | 0 | 0 | 0 | 0 | 0 | 0.024384 | 0.028042
1996 | 243.3542 | 0 | 0 | 0 | 0 | 0 | 0 | 0.02032 | 0.024036
1996 | 243.3646 | 0 | 0 | 0 | 0 | 0 | 0 | 0.032512 | 0.04006
1996 | 243.375 | 0 | 0 | 0 | 0 | 0 | 0 | 0.052832 | 0.052078
1996 | 243.3854 | 0 | 0 | 0 | 0 | 0 | 0 | 0.032512 | 0.036054
1996 | 243.3958 | 0 | 0 | 0 | 0 | 0 | 0 | 0.048768 | 0.044066
1996 | 243.4062 | 0 | 0 | 0 | 0 | 0 | 0 | 0.044704 | 0.048072
1996 | 243.4167 | 0 | 0 | 0 | 0 | 0 | 0 | 0.036576 | 0.044066
1996 | 243.4271 | 0 | 0 | 0 | 0 | 0 | 0 | 0.065024 | 0.048072
1996 | 243.4375 | 0 | 0 | 0 | 0 | 0 | 0 | 0.04064 | 0.044066
1996 | 243.4479 | 0 | 0 | 0 | 0 | 0 | 0 | 0.056896 | 0.072108
1996 | 243.4583 | 0 | 0 | 0 | 0 | 0 | 0 | 0.1016 | 0.10416
1996 | 243.4687 | 0 | 0 | 0 | 0 | 0 | 0 | 0.1016 | 0.10015
1996 | 243.4792 | 0 | 0 | 0 | 0 | 0 | 0 | 0.069088 | 0.076114
1996 | 243.4896 | 0 | 0 | 0 | 0 | 0 | 0 | 0.14224 | 0.14021
1996 | 243.5 | 0 | 0 | 0 | 0 | 0 | 0 | 0.15037 | 0.14822
1996 | 243.5104 | 0 | 0 | 0 | 0 | 0 | 0 | 0.17475 | 0.16825
1996 | 243.5208 | 0 | 0 | 0 | 0 | 0 | 0 | 0.18288 | 0.18027
1996 | 243.5312 | 0 | 0 | 0 | 0 | 0 | 0 | 0.15037 | 0.14422
1996 | 243.5417 | 0 | 0 | 0 | 0 | 0 | 0 | 0.15037 | 0.1322
1996 | 243.5521 | 0 | 0 | 0 | 0 | 0 | 0 | 0.13005 | 0.1322
1996 | 243.5625 | 0 | 0 | 0 | 0 | 0 | 0 | 0.12598 | 0.14021
1996 | 243.5729 | 0 | 0 | 0 | 0 | 0 | 0 | 0.1463 | 0.14822
1996 | 243.5833 | 0 | 0 | 0 | 0 | 0 | 0 | 0.17069 | 0.16024
1996 | 243.5937 | 0 | 0 | 0 | 0 | 0 | 0 | 0.13411 | 0.15623
1996 | 243.6042 | 0 | 0 | 0 | 0 | 0 | 0 | 0.17069 | 0.16024
1996 | 243.6146 | 0 | 0 | 0 | 0 | 0 | 0 | 0.13818 | 0.15223
1996 | 243.625 | 0 | 0 | 0 | 0 | 0 | 0 | 0.16662 | 0.14822
1996 | 243.6354 | 0 | 0 | 0 | 0 | 0 | 0 | 0.1463 | 0.17226
1996 | 243.6458 | 0 | 0 | 0 | 0 | 0 | 0 | 0.12192 | 0.14822
1996 | 243.6562 | 0 | 0 | 0 | 0 | 0 | 0 | 0.14224 | 0.14021
1996 | 243.6667 | 0 | 0 | 0 | 0 | 0 | 0 | 0.1463 | 0.17226
1996 | 243.6771 | 0 | 0 | 0 | 0 | 0 | 0 | 0.17475 | 0.16024
1996 | 243.6875 | 0 | 0 | 0 | 0 | 0 | 0 | 0.15037 | 0.16024
1996 | 243.6979 | 0 | 0 | 0 | 0 | 0 | 0 | 0.12192 | 0.14021
1996 | 243.7083 | 0 | 0 | 0 | 0 | 0 | 0 | 0.13818 | 0.12419
1996 | 243.7187 | 0 | 0 | 0 | 0 | 0 | 0 | 0.097536 | 0.096144
1996 | 243.7292 | 0 | 0 | 0 | 0 | 0 | 0 | 0.085344 | 0.092138
1996 | 243.7396 | 0 | 0 | 0 | 0 | 0 | 0 | 0.073152 | 0.08012
1996 | 243.75 | 0 | 0 | 0 | 0 | 0 | 0 | 0.065024 | 0.06009
1996 | 243.7604 | 0 | 0 | 0 | 0 | 0 | 0 | 0.08128 | 0.08012
1996 | 243.7708 | 0 | 0 | 0 | 0 | 0 | 0 | 0.052832 | 0.06009
1996 | 243.7812 | 0 | 0 | 0 | 0 | 0 | 0 | 0.065024 | 0.056084
1996 | 243.7917 | 0 | 0 | 0 | 0 | 0 | 0 | 0.048768 | 0.044066
1996 | 243.8021 | 0 | 0 | 0 | 0 | 0 | 0 | 0.024384 | 0.024036
1996 | 243.8125 | 0 | 0 | 0 | 0 | 0 | 0 | 0.036576 | 0.032048
1996 | 243.8229 | 0 | 0 | 0 | 0 | 0 | 0 | 0.016256 | 0.02003
1996 | 243.8333 | 0 | 0 | 0 | 0 | 0 | 0 | 0.012192 | 0.016024
1996 | 243.8437 | 0 | 0 | 0 | 0 | 0 | 0 | 0.016256 | 0.024036
1996 | 243.8542 | 0 | 0 | 0 | 0 | 0 | 0 | 0.016256 | 0.02003
1996 | 243.8646 | 0 | 0 | 0 | 0.032048 | 0 | 0 | 0.008128 | 0.004006
1996 | 243.875 | 0 | 0 | 1.5037 | 1.4502 | 0 | 0 | 0 | 2.2737e-13
1996 | 243.8854 | 0 | 0 | 3.7633 | 4.4066 | 0 | 0 | 2.2737e-13 | 0
1996 | 243.8958 | 0 | 0 | 0.6665 | 0.74512 | 0 | 0 | 0 | 0
1996 | 243.9062 | 0 | 0 | 0.9591 | 1.0576 | 0 | 0 | 2.2737e-13 | 0
1996 | 243.9167 | 0 | 0 | 0.94285 | 0.90536 | 0 | 0 | 0 | 2.2737e-13
1996 | 243.9271 | 0 | 0 | 0.41453 | 0.41662 | 0 | 0 | 0.008128 | -0.004006
1996 | 243.9375 | 0 | 0 | 0.032512 | 0 | 0 | 0 | 0.016256 | 0.004006
1996 | 243.9479 | 0 | 0 | 0 | 0 | 0 | 0 | 0.008128 | 0.016024
1996 | 243.9583 | 0 | 0 | 0 | 0 | 0 | 0 | 0.008128 | 0.012018
1996 | 243.9687 | 0 | 0 | 0 | 0 | 0 | 0 | 0.036576 | 0.008012
1996 | 243.9792 | 0 | 0 | 0 | 0 | 0 | 0 | 0.02032 | 0.02003
1996 | 243.9896 | 0 | 0 | 0 | 0 | 0 | 0 | 0.008128 | 0.008012
1996 | 244 | 0 | 0 | 0 | 0 | 0 | 0 | 0 | -0.004006
1996 | 244.0104 | 0 | 0 | 0 | 0 | 0 | 0 | 0.004064 | 0.004006
1996 | 244.0208 | 0 | 0 | 0 | 0 | 0 | 0 | -0.004064 | 0
1996 | 244.0312 | 0 | 0 | 0 | 0 | 0 | 0 | 0 | -0.012018
1996 | 244.0417 | 0 | 0 | 0 | 0 | 0 | 0 | -0.004064 | 0.004006
1996 | 244.0521 | 0 | 0 | 0 | 0 | 0 | 0 | 0 | 0.008012
1996 | 244.0625 | 0 | 0 | 0 | 0 | 0 | 0 | 0.004064 | -0.012018
1996 | 244.0729 | 0 | 0 | 0 | 0 | 0 | 0 | 0 | 0.012018
1996 | 244.0833 | 0 | 0 | 0 | 0 | 0 | 0 | 0.004064 | -0.008012
1996 | 244.0937 | 0 | 0 | 0 | 0 | 0 | 0 | 0 | 0.008012
1996 | 244.1042 | 0 | 0 | 0 | 0 | 0 | 0 | 0.004064 | 0
1996 | 244.1146 | 0 | 0 | 0 | 0 | 0 | 0 | -0.004064 | 0
1996 | 244.125 | 0 | 0 | 0 | 0 | 0 | 0 | 0 | 0.004006
1996 | 244.1354 | 0 | 0 | 0 | 0 | 0 | 0 | 0.004064 | 0.004006
1996 | 244.1458 | 0 | 0 | 0 | 0 | 0 | 0 | -0.004064 | -0.012018
1996 | 244.1562 | 0 | 0 | 0 | 0 | 0 | 0 | -0.004064 | 0.004006
1996 | 244.1667 | 0 | 0 | 0 | 0 | 0 | 0 | -0.008128 | 0
1996 | 244.1771 | 0 | 0 | 0 | 0 | 0 | 0 | -0.004064 | -0.012018
1996 | 244.1875 | 0 | 0 | 0 | 0 | 0 | 0 | -0.004064 | -0.004006
1996 | 244.1979 | 0 | 0 | 0 | 0 | 0 | 0 | -0.008128 | -0.004006
1996 | 244.2083 | 0 | 0 | 0 | 0 | 0 | 0 | -0.008128 | -0.004006
1996 | 244.2187 | 0 | 0 | 0 | 0 | 0 | 0 | 0 | -0.008012
1996 | 244.2292 | 0 | 0 | 0 | 0 | 0 | 0 | -0.008128 | 0
1996 | 244.2396 | 0 | 0 | 0 | 0 | 0 | 0 | 0 | -0.004006
1996 | 244.25 | 0 | 0 | 0 | 0 | 0 | 0 | 0 | 0
1996 | 244.2604 | 0 | 0 | 0 | 0 | 0 | 0 | -0.004064 | -0.012018
1996 | 244.2708 | 0 | 0 | 0 | 0 | 0 | 0 | 0 | 0.008012
1996 | 244.2812 | 0 | 0 | 0 | 0 | 0 | 0 | 0 | 0.004006
1996 | 244.2917 | 0 | 0 | 0 | 0 | 0 | 0 | -0.008128 | -0.012018
1996 | 244.3021 | 0 | 0 | 0 | 0 | 0 | 0 | 0 | 0
1996 | 244.3125 | 0 | 0 | 0 | 0 | 0 | 0 | 0 | 0
1996 | 244.3229 | 0 | 0 | 0 | 0 | 0 | 0 | 0.008128 | 0.02003
1996 | 244.3333 | 0 | 0 | 0 | 0 | 0 | 0 | 0.024384 | 0.024036
1996 | 244.3437 | 0 | 0 | 0 | 0 | 0 | 0 | 0.024384 | 0.012018
1996 | 244.3542 | 0 | 0 | 0 | 0 | 0 | 0 | 0.024384 | 0.044066
1996 | 244.3646 | 0 | 0 | 0 | 0 | 0 | 0 | 0.048768 | 0.052078
1996 | 244.375 | 0 | 0 | 0 | 0 | 0 | 0 | 0.048768 | 0.048072
1996 | 244.3854 | 0 | 0 | 0 | 0 | 0 | 0 | 0.04064 | 0.06009
1996 | 244.3958 | 0 | 0 | 0 | 0 | 0 | 0 | 0.08128 | 0.08012
1996 | 244.4062 | 0 | 0 | 0 | 0 | 0 | 0 | 0.06096 | 0.068102
1996 | 244.4167 | 0 | 0 | 0 | 0 | 0 | 0 | 0.069088 | 0.068102
1996 | 244.4271 | 0 | 0 | 0 | 0 | 0 | 0 | 0.069088 | 0.064096
1996 | 244.4375 | 0 | 0 | 0 | 0 | 0 | 0 | 0.093472 | 0.10015
1996 | 244.4479 | 0 | 0 | 0 | 0 | 0 | 0 | 0.073152 | 0.068102
1996 | 244.4583 | 0 | 0 | 0 | 0 | 0 | 0 | 0.069088 | 0.072108
1996 | 244.4687 | 0 | 0 | 0 | 0 | 0 | 0 | 0.069088 | 0.084126
1996 | 244.4792 | 0 | 0 | 0 | 0 | 0 | 0 | 0.1016 | 0.10416
1996 | 244.4896 | 0 | 0 | 0 | 0 | 0 | 0 | 0.13005 | 0.11617
1996 | 244.5 | 0 | 0 | 0 | 0 | 0 | 0 | 0.10973 | 0.096144
1996 | 244.5104 | 0 | 0 | 0 | 0 | 0 | 0 | 0.093472 | 0.12819
1996 | 244.5208 | 0 | 0 | 0 | 0 | 0 | 0 | 0.11786 | 0.10416
1996 | 244.5312 | 0 | 0 | 0 | 0 | 0 | 0 | 0.097536 | 0.10015
1996 | 244.5417 | 0 | 0 | 0 | 0 | 0 | 0 | 0.10973 | 0.10816
1996 | 244.5521 | 0 | 0 | 0 | 0 | 0 | 0 | 0.13411 | 0.12419
1996 | 244.5625 | 0 | 0 | 0 | 0 | 0 | 0 | 0.1463 | 0.14021
1996 | 244.5729 | 0 | 0 | 0 | 0 | 0 | 0 | 0.13411 | 0.1322
1996 | 244.5833 | 0 | 0 | 0 | 0 | 0 | 0 | 0.1463 | 0.14422
1996 | 244.5937 | 0 | 0 | 0 | 0 | 0 | 0 | 0.14224 | 0.1362
1996 | 244.6042 | 0 | 0 | 0 | 0 | 0 | 0 | 0.14224 | 0.16024
1996 | 244.6146 | 0 | 0 | 0 | 0 | 0 | 0 | 0.13818 | 0.15223
1996 | 244.625 | 0 | 0 | 0 | 0 | 0 | 0 | 0.13005 | 0.12018
1996 | 244.6354 | 0 | 0 | 0 | 0 | 0 | 0 | 0.089408 | 0.096144
1996 | 244.6458 | 0 | 0 | 0 | 0 | 0 | 0 | 0.085344 | 0.088132
1996 | 244.6562 | 0 | 0 | 0 | 0 | 0 | 0 | 0.097536 | 0.092138
1996 | 244.6667 | 0 | 0 | 0 | 0 | 0 | 0 | 0.093472 | 0.10416
1996 | 244.6771 | 0 | 0 | 0 | 0 | 0 | 0 | 0.085344 | 0.088132
1996 | 244.6875 | 0 | 0 | 0 | 0 | 0 | 0 | 0.16256 | 0.14822
1996 | 244.6979 | 0 | 0 | 0 | 0 | 0 | 0 | 0.1016 | 0.10816
1996 | 244.7083 | 0 | 0 | 0 | 0 | 0 | 0 | 0.10973 | 0.096144
1996 | 244.7187 | 0 | 0 | 0 | 0 | 0 | 0 | 0.069088 | 0.092138
1996 | 244.7292 | 0 | 0 | 0 | 0 | 0 | 0 | 0.11379 | 0.10816
1996 | 244.7396 | 0 | 0 | 0 | 0 | 0 | 0 | 0.089408 | 0.096144
1996 | 244.75 | 0 | 0 | 0 | 0 | 0 | 0 | 0.052832 | 0.052078
1996 | 244.7604 | 0 | 0 | 0 | 0 | 0 | 0 | 0.065024 | 0.064096
1996 | 244.7708 | 0 | 0 | 0 | 0 | 0 | 0 | 0.044704 | 0.052078
1996 | 244.7812 | 0 | 0 | 0 | 0 | 0 | 0 | 0.048768 | 0.036054
1996 | 244.7917 | 0 | 0 | 0 | 0 | 0 | 0 | 0.02032 | 0.04006
1996 | 244.8021 | 0 | 0 | 0 | 0 | 0 | 0 | 0.044704 | 0.024036
1996 | 244.8125 | 0 | 0 | 0 | 0 | 0 | 0 | 0.016256 | 0.024036
1996 | 244.8229 | 0 | 0 | 0 | 0 | 0 | 0 | 0.028448 | 0.02003
1996 | 244.8333 | 0 | 0 | 0 | 0 | 0 | 0 | 0 | 0.008012
1996 | 244.8437 | 0 | 0 | 0 | 0 | 0 | 0 | 0.012192 | 0.024036
1996 | 244.8542 | 0 | 0 | 0 | 0 | 0 | 0 | 0.016256 | 0.012018
1996 | 244.8646 | 0 | 0 | 0 | 0 | 0 | 0 | 0.02032 | 0.016024
1996 | 244.875 | 0 | 0 | 0 | 0 | 0 | 0 | 0.004064 | 0
1996 | 244.8854 | 0 | 0 | 0 | 0 | 0 | 0 | 0.024384 | 0.02003
1996 | 244.8958 | 0 | 0 | 0 | 0 | 0 | 0 | 0 | 0.008012
1996 | 244.9062 | 0 | 0 | 0 | 0 | 0 | 0 | 0 | 0.004006
1996 | 244.9167 | 0 | 0 | 0 | 0 | 0 | 0 | 0.012192 | 0.012018
1996 | 244.9271 | 0 | 0 | 0 | 0 | 0 | 0 | 0 | 0.008012
1996 | 244.9375 | 0 | 0 | 0 | 0 | 0 | 0 | 0.02032 | 0.008012
1996 | 244.9479 | 0 | 0 | 0 | 0 | 0 | 0 | 0.004064 | 0.004006
1996 | 244.9583 | 0.024384 | 0 | 0 | 0 | 0 | 0 | 0.004064 | 0
1996 | 244.9687 | 0 | 0 | 0 | 0 | 0 | 0 | 0.008128 | 0.004006
1996 | 244.9792 | 0 | 0 | 0 | 0 | 0 | 0 | 2.2737e-13 | -0.004006
1996 | 244.9896 | 0 | 0 | 0 | 0 | 0 | 0 | -2.2737e-13 | 0.004006
1996 | 245 | 0 | 0 | 0 | 0 | 0 | 0 | 0.012192 | 0.004006
1996 | 245.0104 | 0 | 0 | 0 | 0 | 0 | 0 | -0.004064 | 0.012018
1996 | 245.0208 | 0 | 0 | 0 | 0 | 0 | 0 | 0.008128 | -0.004006
1996 | 245.0312 | 0 | 0 | 0 | 0 | 0 | 0 | 0.004064 | 0.008012
1996 | 245.0417 | 0 | 0 | 0 | 0 | 0 | 0 | 0.012192 | 0.008012
1996 | 245.0521 | 0 | 0 | 0 | 0 | 0 | 0 | 0 | -0.004006
1996 | 245.0625 | 0 | 0 | 0 | 0 | 0 | 0 | 0.008128 | 0.02003
1996 | 245.0729 | 0 | 0 | 0 | 0 | 0 | 0 | 0.016256 | 0.004006
1996 | 245.0833 | 0 | 0 | 0 | 0 | 0 | 0 | -0.016256 | 0.012018
1996 | 245.0937 | 0 | 0 | 0 | 0 | 0 | 0 | 0.008128 | 0.008012
1996 | 245.1042 | 0 | 0 | 0 | 0 | 0 | 0 | 0.008128 | -0.004006
1996 | 245.1146 | 0 | 0 | 0 | 0 | 0 | 0 | 0.004064 | 0.012018
1996 | 245.125 | 0 | 0 | 0 | 0 | 0 | 0 | -0.004064 | 0.004006
1996 | 245.1354 | 0 | 0 | 0 | 0 | 0 | 0 | 0.016256 | 0.008012
1996 | 245.1458 | 0 | 0 | 0 | 0 | 0 | 0 | 0.012192 | 0.012018
1996 | 245.1562 | 0 | 0 | 0 | 0 | 0 | 0 | 0.004064 | 0
1996 | 245.1667 | 0 | 0 | 0 | 0 | 0 | 0 | 0.004064 | 0.012018
1996 | 245.1771 | 0 | 0 | 0 | 0 | 0 | 0 | 0.012192 | 0.012018
1996 | 245.1875 | 0 | 0 | 0 | 0 | 0 | 0 | -0.008128 | 0.004006
1996 | 245.1979 | 0 | 0 | 0 | 0 | 0 | 0 | 0.02032 | 0.016024
1996 | 245.2083 | 0 | 0 | 0 | 0 | 0 | 0 | 0.008128 | 0
1996 | 245.2187 | 0 | 0 | 0 | 0 | 0 | 0 | -0.004064 | 0.016024
1996 | 245.2292 | 0 | 0 | 0 | 0 | 0 | 0 | 0.02032 | 0.004006
1996 | 245.2396 | 0 | 0 | 0 | 0 | 0 | 0 | 0.008128 | 0.004006
1996 | 245.25 | 0 | 0 | 0 | 0 | 0 | 0 | 0.004064 | 0.012018
1996 | 245.2604 | 0 | 0 | 0 | 0 | 0 | 0 | 0.02032 | 0.012018
1996 | 245.2708 | 0 | 0 | 0 | 0 | 0 | 0 | -0.008128 | 0.008012
1996 | 245.2812 | 0 | 0 | 0 | 0 | 0 | 0 | 0.008128 | 0.012018
1996 | 245.2917 | 0 | 0 | 0 | 0 | 0 | 0 | 0.024384 | 0.004006
1996 | 245.3021 | 0 | 0 | 0 | 0 | 0 | 0 | 0.004064 | 0.016024
1996 | 245.3125 | 0 | 0 | 0 | 0 | 0 | 0 | 0.012192 | 0.032048
1996 | 245.3229 | 0 | 0 | 0 | 0 | 0 | 0 | 0.012192 | 0.012018
1996 | 245.3333 | 0 | 0 | 0 | 0 | 0 | 0 | 0.024384 | 0.016024
1996 | 245.3437 | 0 | 0 | 0 | 0 | 0 | 0 | 0.024384 | 0.024036
1996 | 245.3542 | 0 | 0 | 0 | 0 | 0 | 0 | 0.032512 | 0.044066
1996 | 245.3646 | 0 | 0 | 0 | 0 | 0 | 0 | 0.044704 | 0.036054
1996 | 245.375 | 0 | 0 | 0 | 0 | 0 | 0 | 0.032512 | 0.044066
1996 | 245.3854 | 0 | 0 | 0 | 0 | 0 | 0 | 0.06096 | 0.048072
1996 | 245.3958 | 0 | 0 | 0 | 0 | 0 | 0 | 0.077216 | 0.084126
1996 | 245.4062 | 0 | 0 | 0 | 0 | 0 | 0 | 0.093472 | 0.08012
1996 | 245.4167 | 0 | 0 | 0 | 0 | 0 | 0 | 0.073152 | 0.08012
1996 | 245.4271 | 0 | 0 | 0 | 0 | 0 | 0 | 0.11786 | 0.11217
1996 | 245.4375 | 0 | 0 | 0 | 0 | 0 | 0 | 0.097536 | 0.12419
1996 | 245.4479 | 0 | 0 | 0 | 0 | 0 | 0 | 0.15037 | 0.14021
1996 | 245.4583 | 0 | 0 | 0 | 0 | 0 | 0 | 0.13005 | 0.14422
1996 | 245.4687 | 0 | 0 | 0 | 0 | 0 | 0 | 0.13411 | 0.15623
1996 | 245.4792 | 0 | 0 | 0 | 0 | 0 | 0 | 0.18694 | 0.15623
1996 | 245.4896 | 0 | 0 | 0 | 0 | 0 | 0 | 0.17882 | 0.18027
1996 | 245.5 | 0 | 0 | 0 | 0 | 0 | 0 | 0.16662 | 0.17226
1996 | 245.5104 | 0 | 0 | 0 | 0 | 0 | 0 | 0.16256 | 0.17626
1996 | 245.5208 | 0 | 0 | 0 | 0 | 0 | 0 | 0.21539 | 0.19229
1996 | 245.5312 | 0 | 0 | 0 | 0 | 0 | 0 | 0.16662 | 0.17626
1996 | 245.5417 | 0 | 0 | 0 | 0 | 0 | 0 | 0.2032 | 0.20431
1996 | 245.5521 | 0 | 0 | 0 | 0 | 0 | 0 | 0.16662 | 0.15623
1996 | 245.5625 | 0 | 0 | 0 | 0 | 0 | 0 | 0.12192 | 0.12819
1996 | 245.5729 | 0 | 0 | 0 | 0 | 0 | 0 | 0.16256 | 0.16825
1996 | 245.5833 | 0 | 0 | 0 | 0 | 0 | 0 | 0.16256 | 0.15223
1996 | 245.5937 | 0 | 0 | 0 | 0 | 0 | 0 | 0.16662 | 0.18428
1996 | 245.6042 | 0 | 0 | 0 | 0 | 0 | 0 | 0.19101 | 0.18428
1996 | 245.6146 | 0 | 0 | 0 | 0 | 0 | 0 | 0.1585 | 0.16825
1996 | 245.625 | 0 | 0 | 0 | 0 | 0 | 0 | 0.1585 | 0.18828
1996 | 245.6354 | 0 | 0 | 0 | 0 | 0 | 0 | 0.15443 | 0.17626
1996 | 245.6458 | 0 | 0 | 0 | 0 | 0 | 0 | 0.18288 | 0.16825
1996 | 245.6562 | 0 | 0 | 0 | 0 | 0 | 0 | 0.17069 | 0.16425
1996 | 245.6667 | 0 | 0 | 0 | 0 | 0 | 0 | 0.14224 | 0.15223
1996 | 245.6771 | 0 | 0 | 0 | 0 | 0 | 0 | 0.14224 | 0.16024
1996 | 245.6875 | 0 | 0 | 0 | 0 | 0 | 0 | 0.15037 | 0.14822
1996 | 245.6979 | 0 | 0 | 0 | 0 | 0 | 0 | 0.11786 | 0.14021
1996 | 245.7083 | 0 | 0 | 0 | 0 | 0 | 0 | 0.14224 | 0.1322
1996 | 245.7187 | 0 | 0 | 0 | 0 | 0 | 0 | 0.12598 | 0.11617
1996 | 245.7292 | 0 | 0 | 0 | 0 | 0 | 0 | 0.11786 | 0.11617
1996 | 245.7396 | 0 | 0 | 0 | 0 | 0 | 0 | 0.073152 | 0.084126
1996 | 245.75 | 0 | 0 | 0 | 0 | 0 | 0 | 0.085344 | 0.08012
1996 | 245.7604 | 0 | 0 | 0 | 0 | 0 | 0 | 0.089408 | 0.076114
1996 | 245.7708 | 0 | 0 | 0 | 0 | 0 | 0 | 0.069088 | 0.068102
1996 | 245.7812 | 0 | 0 | 0 | 0 | 0 | 0 | 0.044704 | 0.064096
1996 | 245.7917 | 0 | 0 | 0 | 0 | 0 | 0 | 0.056896 | 0.04006
1996 | 245.8021 | 0 | 0 | 0 | 0 | 0 | 0 | 0.02032 | 0.02003
1996 | 245.8125 | 0 | 0 | 0 | 0 | 0 | 0 | 0.036576 | 0.024036
1996 | 245.8229 | 0 | 0 | 0 | 0 | 0 | 0 | 0 | 0.008012
1996 | 245.8333 | 0 | 0 | 0 | 0 | 0 | 0 | 0.028448 | 0.028042
1996 | 245.8437 | 0 | 0 | 0 | 0 | 0 | 0 | 0.012192 | 0.012018
1996 | 245.8542 | 0 | 0 | 0 | 0 | 0 | 0 | 0.008128 | 0.012018
1996 | 245.8646 | 0 | 0 | 0 | 0 | 0 | 0 | 0.004064 | 0.028042
1996 | 245.875 | 0 | 0 | 0 | 0 | 0 | 0 | 0.016256 | 0
1996 | 245.8854 | 0 | 0 | 0 | 0 | 0 | 0 | 0.032512 | 0.02003
1996 | 245.8958 | 0 | 0 | 0 | 0 | 0 | 0 | 0.024384 | 0.008012
1996 | 245.9062 | 0 | 0 | 0 | 0 | 0 | 0 | -0.008128 | 0.004006
1996 | 245.9167 | 0 | 0 | 0 | 0 | 0 | 0 | 0.008128 | 0.016024
1996 | 245.9271 | 0 | 0 | 0 | 0 | 0 | 0 | 0.024384 | 0.012018
1996 | 245.9375 | 0 | 0 | 0 | 0 | 0 | 0 | -0.012192 | 0.004006
1996 | 245.9479 | 0 | 0 | 0 | 0 | 0 | 0 | 0.02032 | 0.012018
1996 | 245.9583 | 0 | 0 | 0 | 0 | 0 | 0 | 0 | -0.008012
1996 | 245.9687 | 0 | 0 | 0 | 0 | 0 | 0 | -0.004064 | 0.016024
1996 | 245.9792 | 0 | 0 | 0 | 0 | 0 | 0 | -0.004064 | 0.008012
1996 | 245.9896 | 0 | 0 | 0 | 0 | 0 | 0 | 0.02032 | -0.008012
1996 | 246 | 0 | 0 | 0 | 0 | 0 | 0 | -0.008128 | 0.012018
1996 | 246.0104 | 0 | 0 | 0 | 0 | 0 | 0 | 0.008128 | 0.008012
1996 | 246.0208 | 0 | 0 | 0 | 0 | 0 | 0 | 0.004064 | -0.004006
1996 | 246.0312 | 0 | 0 | 0 | 0 | 0 | 0 | 0 | 0.004006
1996 | 246.0417 | 0 | 0 | 0 | 0 | 0 | 0 | 0.004064 | 0
1996 | 246.0521 | 0 | 0 | 0 | 0 | 0 | 0 | 0 | 0.004006
1996 | 246.0625 | 0 | 0 | 0 | 0 | 0 | 0 | -0.004064 | 0.004006
1996 | 246.0729 | 0 | 0 | 0 | 0 | 0 | 0 | 0.004064 | -0.008012
1996 | 246.0833 | 0 | 0 | 0 | 0 | 0 | 0 | 2.2737e-13 | 0.008012
1996 | 246.0937 | 0 | 0 | 0 | 0 | 0 | 0 | 0.004064 | 0
1996 | 246.1042 | 0 | 0 | 0 | 0 | 0 | 0 | 0.004064 | -0.004006
1996 | 246.1146 | 0 | 0 | 0 | 0 | 0 | 0 | -0.004064 | 0.008012
1996 | 246.125 | 0 | 0 | 0 | 0 | 0 | 0 | 0 | -0.008012
1996 | 246.1354 | 0 | 0 | 0 | 0 | 0 | 0 | -0.008128 | 0
1996 | 246.1458 | 0 | 0 | 0 | 0 | 0 | 0 | 0.008128 | 0.004006
1996 | 246.1562 | 0 | 0 | 0 | 0 | 0 | 0 | 0.008128 | 0
1996 | 246.1667 | 0 | 0 | 0 | 0 | 0 | 0 | -0.004064 | 0.016024
1996 | 246.1771 | 0 | 0 | 0 | 0 | 0 | 0 | 0.008128 | 0.008012
1996 | 246.1875 | 0 | 0 | 0 | 0 | 0 | 0 | 0.016256 | 0.008012
1996 | 246.1979 | 0 | 0 | 0 | 0 | 0 | 0 | -0.008128 | 0
1996 | 246.2083 | 0 | 0 | 0 | 0 | 0 | 0 | 0.012192 | 0.004006
1996 | 246.2187 | 0 | 0 | 0 | 0 | 0 | 0 | -0.004064 | 0.008012
1996 | 246.2292 | 0 | 0 | 0 | 0 | 0 | 0 | 0.008128 | 0.012018
1996 | 246.2396 | 0 | 0 | 0 | 0 | 0 | 0 | 0 | 0.004006
1996 | 246.25 | 0 | 0 | 0 | 0 | 0 | 0 | 0.024384 | 0.016024
1996 | 246.2604 | 0 | 0 | 0 | 0 | 0 | 0 | 0.012192 | 0.004006
1996 | 246.2708 | 0 | 0 | 0 | 0 | 0 | 0 | -0.004064 | -0.004006
1996 | 246.2812 | 0 | 0 | 0 | 0 | 0 | 0 | 0.016256 | 0.016024
1996 | 246.2917 | 0 | 0 | 0 | 0 | 0 | 0 | 0 | 0.012018
1996 | 246.3021 | 0 | 0 | 0 | 0 | 0 | 0 | 0.016256 | 0
1996 | 246.3125 | 0 | 0 | 0 | 0 | 0 | 0 | 0 | 0.016024
1996 | 246.3229 | 0 | 0 | 0 | 0 | 0 | 0 | 0.004064 | 0.008012
1996 | 246.3333 | 0 | 0 | 0 | 0 | 0 | 0 | 0.02032 | 0.016024
1996 | 246.3437 | 0 | 0 | 0 | 0 | 0 | 0 | 0.008128 | 0.032048
1996 | 246.3542 | 0 | 0 | 0 | 0 | 0 | 0 | 0.028448 | 0.02003
1996 | 246.3646 | 0 | 0 | 0 | 0 | 0 | 0 | 0.032512 | 0.032048
1996 | 246.375 | 0 | 0 | 0 | 0 | 0 | 0 | 0.036576 | 0.056084
1996 | 246.3854 | 0 | 0 | 0 | 0 | 0 | 0 | 0.044704 | 0.044066
1996 | 246.3958 | 0 | 0 | 0 | 0 | 0 | 0 | 0.073152 | 0.056084
1996 | 246.4062 | 0 | 0 | 0 | 0 | 0 | 0 | 0.073152 | 0.076114
1996 | 246.4167 | 0 | 0 | 0 | 0 | 0 | 0 | 0.10566 | 0.10416
1996 | 246.4271 | 0 | 0 | 0 | 0 | 0 | 0 | 0.1016 | 0.12018
1996 | 246.4375 | 0 | 0 | 0 | 0 | 0 | 0 | 0.13411 | 0.12419
1996 | 246.4479 | 0 | 0 | 0 | 0 | 0 | 0 | 0.12192 | 0.1322
1996 | 246.4583 | 0 | 0 | 0 | 0 | 0 | 0 | 0.1463 | 0.15223
1996 | 246.4687 | 0 | 0 | 0 | 0 | 0 | 0 | 0.15443 | 0.14822
1996 | 246.4792 | 0 | 0 | 0 | 0 | 0 | 0 | 0.1585 | 0.15623
1996 | 246.4896 | 0 | 0 | 0 | 0 | 0 | 0 | 0.1463 | 0.16425
1996 | 246.5 | 0 | 0 | 0 | 0 | 0 | 0 | 0.17882 | 0.18027
1996 | 246.5104 | 0 | 0 | 0 | 0 | 0 | 0 | 0.16256 | 0.19629
1996 | 246.5208 | 0 | 0 | 0 | 0 | 0 | 0 | 0.21539 | 0.19229
1996 | 246.5312 | 0 | 0 | 0 | 0 | 0 | 0 | 0.18694 | 0.20831
1996 | 246.5417 | 0 | 0 | 0 | 0 | 0 | 0 | 0.20726 | 0.20431
1996 | 246.5521 | 0 | 0 | 0 | 0 | 0 | 0 | 0.19914 | 0.22434
1996 | 246.5625 | 0 | 0 | 0 | 0 | 0 | 0 | 0.19914 | 0.22033
1996 | 246.5729 | 0 | 0 | 0 | 0 | 0 | 0 | 0.23165 | 0.23235
1996 | 246.5833 | 0 | 0 | 0 | 0 | 0 | 0 | 0.2032 | 0.23235
1996 | 246.5937 | 0 | 0 | 0 | 0 | 0 | 0 | 0.21539 | 0.23235
1996 | 246.6042 | 0 | 0 | 0 | 0 | 0 | 0 | 0.21946 | 0.23235
1996 | 246.6146 | 0 | 0 | 0 | 0 | 0 | 0 | 0.21946 | 0.23635
1996 | 246.625 | 0 | 0 | 0 | 0 | 0 | 0 | 0.22758 | 0.22434
1996 | 246.6354 | 0 | 0 | 0 | 0 | 0 | 0 | 0.20726 | 0.21232
1996 | 246.6458 | 0 | 0 | 0 | 0 | 0 | 0 | 0.2032 | 0.22033
1996 | 246.6562 | 0 | 0 | 0 | 0 | 0 | 0 | 0.19507 | 0.21232
1996 | 246.6667 | 0 | 0 | 0 | 0 | 0 | 0 | 0.19507 | 0.22033
1996 | 246.6771 | 0 | 0 | 0 | 0 | 0 | 0 | 0.19101 | 0.19629
1996 | 246.6875 | 0 | 0 | 0 | 0 | 0 | 0 | 0.18694 | 0.20831
1996 | 246.6979 | 0 | 0 | 0 | 0 | 0 | 0 | 0.17475 | 0.17226
1996 | 246.7083 | 0 | 0 | 0 | 0 | 0 | 0 | 0.1585 | 0.16825
1996 | 246.7187 | 0 | 0 | 0 | 0 | 0 | 0 | 0.1463 | 0.15623
1996 | 246.7292 | 0 | 0 | 0 | 0 | 0 | 0 | 0.13818 | 0.15223
1996 | 246.7396 | 0 | 0 | 0 | 0 | 0 | 0 | 0.10566 | 0.10015
1996 | 246.75 | 0 | 0 | 0 | 0 | 0 | 0 | 0.093472 | 0.084126
1996 | 246.7604 | 0 | 0 | 0 | 0 | 0 | 0 | 0.077216 | 0.08012
1996 | 246.7708 | 0 | 0 | 0 | 0 | 0 | 0 | 0.056896 | 0.064096
1996 | 246.7812 | 0 | 0 | 0 | 0 | 0 | 0 | 0.048768 | 0.052078
1996 | 246.7917 | 0 | 0 | 0 | 0 | 0 | 0 | 0.04064 | 0.028042
1996 | 246.8021 | 0 | 0 | 0 | 0 | 0 | 0 | 0.032512 | 0.04006
1996 | 246.8125 | 0 | 0 | 0 | 0 | 0 | 0 | 0.024384 | 0.028042
1996 | 246.8229 | 0 | 0 | 0 | 0 | 0 | 0 | 0.028448 | 0.016024
1996 | 246.8333 | 0 | 0 | 0 | 0 | 0 | 0 | 0.024384 | 0.024036
1996 | 246.8437 | 0 | 0 | 0 | 0 | 0 | 0 | 0.016256 | 0.016024
1996 | 246.8542 | 0 | 0 | 0 | 0 | 0 | 0 | 0.02032 | 0.024036
1996 | 246.8646 | 0 | 0 | 0 | 0 | 0 | 0 | 0.02032 | 0.024036
1996 | 246.875 | 0 | 0 | 0 | 0 | 0 | 0 | 0.012192 | 0.008012
1996 | 246.8854 | 0 | 0 | 0 | 0 | 0 | 0 | 0.016256 | 0.024036
1996 | 246.8958 | 0 | 0 | 0 | 0 | 0 | 0 | 0.016256 | 0.016024
1996 | 246.9062 | 0 | 0 | 0 | 0 | 0 | 0 | 0 | 0.024036
1996 | 246.9167 | 0 | 0 | 0 | 0 | 0 | 0 | 0.02032 | 0.016024
1996 | 246.9271 | 0 | 0 | 0 | 0 | 0 | 0 | 0.036576 | 0.024036
1996 | 246.9375 | 0 | 0 | 0 | 0 | 0 | 0 | 0.032512 | 0.052078
1996 | 246.9479 | 0 | 0 | 0 | 0 | 0 | 0 | 0.012192 | 0.016024
1996 | 246.9583 | 0 | 0 | 0 | 0 | 0 | 0 | 0.04064 | -2.2737e-13
1996 | 246.9687 | 0 | 0 | 0 | 0 | 0 | 0 | 0.02032 | 0.012018
1996 | 246.9792 | 0 | 0 | 0 | 0 | 0 | 0 | 0.04064 | 0
1996 | 246.9896 | 0 | 0 | 0.048768 | 0.008012 | 0 | 0 | 0.016256 | 0.008012
1996 | 247 | 0 | 0 | 0.17069 | 0.16825 | 0 | 0 | 2.2737e-13 | 2.2737e-13
1996 | 247.0104 | 0 | 0 | 0.04064 | 0.04006 | 0 | 0 | 0.016256 | 0.008012
1996 | 247.0208 | 0 | 0 | 0.073152 | 0.064096 | 0 | 0 | 0 | 2.2737e-13
1996 | 247.0312 | 0 | 0 | 0.024384 | 0.024036 | 0 | 0 | 0.012192 | 0.008012
1996 | 247.0417 | 0 | 0 | 0 | 0 | 0 | 0 | 0.016256 | 0.024036
1996 | 247.0521 | 0 | 0 | 0 | 0 | 0 | 0 | 0.012192 | 0.02003
1996 | 247.0625 | 0 | 0 | 0 | 0 | 0 | 0 | 0.008128 | 0.008012
1996 | 247.0729 | 0 | 0 | 0 | 0 | 0 | 0 | 0.016256 | 0.012018
1996 | 247.0833 | 0 | 0 | 0 | 0 | 0 | 0 | 0.008128 | 0.008012
1996 | 247.0937 | 0 | 0 | 0 | 0 | 0 | 0 | 0.008128 | 0.008012
1996 | 247.1042 | 0 | 0 | 0 | 0 | 0 | 0 | 0.004064 | 0.004006
1996 | 247.1146 | 0 | 0 | 0 | 0 | 0 | 0 | 0 | -0.004006
1996 | 247.125 | 0 | 0 | 0 | 0 | 0 | 0 | 0.012192 | 0.02003
1996 | 247.1354 | 0 | 0 | 0 | 0 | 0 | 0 | 0.016256 | 0.016024
1996 | 247.1458 | 0 | 0 | 0 | 0 | 0 | 0 | 0.016256 | 0.012018
1996 | 247.1562 | 0 | 0 | 0 | 0 | 0 | 0 | 0 | 0.008012
1996 | 247.1667 | 0 | 0 | 0 | 0 | 0 | 0 | 0.016256 | 0.004006
1996 | 247.1771 | 0 | 0 | 0 | 0 | 0 | 0 | 0.012192 | 0.008012
1996 | 247.1875 | 0 | 0 | 0 | 0 | 0 | 0 | 0.004064 | 0.024036
1996 | 247.1979 | 0 | 0 | 0 | 0 | 0 | 0 | 0.012192 | 0
1996 | 247.2083 | 0 | 0 | 0 | 0 | 0 | 0 | -0.004064 | 0.008012
1996 | 247.2187 | 0 | 0 | 0 | 0 | 0 | 0 | 0.012192 | 0
1996 | 247.2292 | 0 | 0 | 0 | 0 | 0 | 0 | 0.012192 | 0.012018
1996 | 247.2396 | 0 | 0 | 0 | 0 | 0 | 0 | -0.004064 | 0.008012
1996 | 247.25 | 0 | 0 | 0 | 0 | 0 | 0 | 0.004064 | -0.004006
1996 | 247.2604 | 0 | 0 | 0 | 0 | 0 | 0 | -0.008128 | 0.008012
1996 | 247.2708 | 0 | 0 | 0 | 0 | 0 | 0 | 0.008128 | -0.004006
1996 | 247.2812 | 0 | 0 | 0 | 0 | 0 | 0 | 0.004064 | 0.008012
1996 | 247.2917 | 0 | 0 | 0 | 0 | 0 | 0 | -0.004064 | -0.004006
1996 | 247.3021 | 0 | 0 | 0 | 0 | 0 | 0 | 0.008128 | 0
1996 | 247.3125 | 0 | 0 | 0 | 0 | 0 | 0 | 0.008128 | 0.02003
1996 | 247.3229 | 0 | 0 | 0 | 0 | 0 | 0 | 0.008128 | 0.008012
1996 | 247.3333 | 0 | 0 | 0 | 0 | 0 | 0 | 0.024384 | 0.02003
1996 | 247.3437 | 0 | 0 | 0 | 0 | 0 | 0 | 0.008128 | 0.016024
1996 | 247.3542 | 0 | 0 | 0 | 0 | 0 | 0 | 0.028448 | 0.02003
1996 | 247.3646 | 0 | 0 | 0 | 0 | 0 | 0 | 0.024384 | 0.036054
1996 | 247.375 | 0 | 0 | 0 | 0 | 0 | 0 | 0.04064 | 0.036054
1996 | 247.3854 | 0 | 0 | 0 | 0 | 0 | 0 | 0.044704 | 0.04006
1996 | 247.3958 | 0 | 0 | 0 | 0 | 0 | 0 | 0.04064 | 0.056084
1996 | 247.4062 | 0 | 0 | 0 | 0 | 0 | 0 | 0.077216 | 0.068102
1996 | 247.4167 | 0 | 0 | 0 | 0 | 0 | 0 | 0.069088 | 0.084126
1996 | 247.4271 | 0 | 0 | 0 | 0 | 0 | 0 | 0.1016 | 0.092138
1996 | 247.4375 | 0 | 0 | 0 | 0 | 0 | 0 | 0.093472 | 0.10816
1996 | 247.4479 | 0 | 0 | 0 | 0 | 0 | 0 | 0.10973 | 0.11217
1996 | 247.4583 | 0 | 0 | 0 | 0 | 0 | 0 | 0.085344 | 0.092138
1996 | 247.4687 | 0 | 0 | 0 | 0 | 0 | 0 | 0.10973 | 0.12018
1996 | 247.4792 | 0 | 0 | 0 | 0 | 0 | 0 | 0.13411 | 0.14822
1996 | 247.4896 | 0 | 0 | 0 | 0 | 0 | 0 | 0.12598 | 0.12819
1996 | 247.5 | 0 | 0 | 0 | 0 | 0 | 0 | 0.16256 | 0.16024
1996 | 247.5104 | 0 | 0 | 0 | 0 | 0 | 0 | 0.18288 | 0.18828
1996 | 247.5208 | 0 | 0 | 0 | 0 | 0 | 0 | 0.19101 | 0.20831
1996 | 247.5312 | 0 | 0 | 0 | 0 | 0 | 0 | 0.15443 | 0.16024
1996 | 247.5417 | 0 | 0 | 0 | 0 | 0 | 0 | 0.13818 | 0.16024
1996 | 247.5521 | 0 | 0 | 0 | 0 | 0 | 0 | 0.13005 | 0.1322
1996 | 247.5625 | 0 | 0 | 0 | 0 | 0 | 0 | 0.12192 | 0.1322
1996 | 247.5729 | 0 | 0 | 0 | 0 | 0 | 0 | 0.12192 | 0.1322
1996 | 247.5833 | 0 | 0 | 0 | 0 | 0 | 0 | 0.10973 | 0.12819
1996 | 247.5937 | 0 | 0 | 0 | 0 | 0 | 0 | 0.10566 | 0.11617
1996 | 247.6042 | 0 | 0 | 0 | 0 | 0 | 0 | 0.10973 | 0.10416
1996 | 247.6146 | 0 | 0 | 0 | 0 | 0 | 0 | 0.077216 | 0.096144
1996 | 247.625 | 0 | 0 | 0 | 0 | 0 | 0 | 0.077216 | 0.08012
1996 | 247.6354 | 0 | 0 | 0 | 0 | 0 | 0 | 0.089408 | 0.10416
1996 | 247.6458 | 0 | 0 | 0 | 0 | 0 | 0 | 0.08128 | 0.076114
1996 | 247.6562 | 0 | 0 | 0 | 0 | 0 | 0 | 0.073152 | 0.096144
1996 | 247.6667 | 0 | 0 | 0 | 0 | 0 | 0 | 0.093472 | 0.11217
1996 | 247.6771 | 0 | 0 | 0 | 0 | 0 | 0 | 0.089408 | 0.084126
1996 | 247.6875 | 0 | 0 | 0 | 0 | 0 | 0 | 0.069088 | 0.092138
1996 | 247.6979 | 0 | 0 | 0 | 0 | 0 | 0 | 0.069088 | 0.072108
1996 | 247.7083 | 0 | 0 | 0 | 0 | 0 | 0 | 0.069088 | 0.084126
1996 | 247.7187 | 0 | 0 | 0 | 0 | 0 | 0 | 0.069088 | 0.072108
1996 | 247.7292 | 0 | 0 | 0 | 0 | 0 | 0 | 0.044704 | 0.04006
1996 | 247.7396 | 0 | 0 | 0 | 0 | 0 | 0 | 0.04064 | 0.052078
1996 | 247.75 | 0 | 0 | 0 | 0 | 0 | 0 | 0.048768 | 0.044066
1996 | 247.7604 | 0 | 0 | 0 | 0 | 0 | 0 | 0.036576 | 0.04006
1996 | 247.7708 | 0 | 0 | 0 | 0 | 0 | 0 | 0.02032 | 0.016024
1996 | 247.7812 | 0 | 0 | 0 | 0 | 0 | 0 | 0.028448 | 0.024036
1996 | 247.7917 | 0 | 0 | 0 | 0 | 0 | 0 | 0.028448 | 0.024036
1996 | 247.8021 | 0 | 0 | 0 | 0 | 0 | 0 | 0.004064 | 0.012018
1996 | 247.8125 | 0 | 0 | 0 | 0 | 0 | 0 | 0.016256 | 0.008012
1996 | 247.8229 | 0 | 0 | 0 | 0 | 0 | 0 | 0 | 0
1996 | 247.8333 | 0 | 0 | 0 | 0 | 0 | 0 | -0.004064 | 0.008012
1996 | 247.8437 | 0 | 0 | 0 | 0 | 0 | 0 | -0.004064 | -0.012018
1996 | 247.8542 | 0 | 0 | 0 | 0 | 0 | 0 | 0 | 0.008012
1996 | 247.8646 | 0 | 0 | 0 | 0 | 0 | 0 | 0 | -0.008012
1996 | 247.875 | 0 | 0 | 0 | 0 | 0 | 0 | -0.008128 | -0.004006
1996 | 247.8854 | 0 | 0 | 0 | 0 | 0 | 0 | -0.008128 | -0.008012
1996 | 247.8958 | 0 | 0 | 0 | 0 | 0 | 0 | -0.004064 | -0.012018
1996 | 247.9062 | 0 | 0 | 0 | 0 | 0 | 0 | -0.008128 | 0
1996 | 247.9167 | 0 | 0 | 0 | 0 | 0 | 0 | -0.004064 | -0.008012
1996 | 247.9271 | 0 | 0 | 0 | 0 | 0 | 0 | -0.012192 | -0.004006
1996 | 247.9375 | 0 | 0 | 0 | 0 | 0 | 0 | -0.008128 | -0.008012
1996 | 247.9479 | 0 | 0 | 0 | 0 | 0 | 0 | -0.004064 | 0
1996 | 247.9583 | 0 | 0 | 0 | 0 | 0 | 0 | -0.004064 | -0.008012
1996 | 247.9687 | 0 | 0 | 0 | 0 | 0 | 0 | -0.004064 | -0.004006
1996 | 247.9792 | 0 | 0 | 0 | 0 | 0 | 0 | -0.004064 | -0.004006
1996 | 247.9896 | 0 | 0 | 0 | 0 | 0 | 0 | -0.008128 | -0.008012
1996 | 248 | 0 | 0 | 0 | 0 | 0 | 0 | -0.004064 | -0.004006
1996 | 248.0104 | 0 | 0 | 0 | 0 | 0 | 0 | -0.004064 | -0.012018
1996 | 248.0208 | 0 | 0 | 0 | 0 | 0 | 0 | -0.008128 | 0
1996 | 248.0312 | 0 | 0 | 0 | 0 | 0 | 0 | -0.012192 | -0.008012
1996 | 248.0417 | 0 | 0 | 0 | 0 | 0 | 0 | -0.004064 | -0.004006
1996 | 248.0521 | 0 | 0 | 0 | 0 | 0 | 0 | -0.008128 | -0.008012
1996 | 248.0625 | 0 | 0 | 0 | 0 | 0 | 0 | -0.004064 | -0.012018
1996 | 248.0729 | 0 | 0 | 0 | 0 | 0 | 0 | -0.012192 | 0
1996 | 248.0833 | 0 | 0 | 0 | 0 | 0 | 0 | -0.012192 | -0.02003
1996 | 248.0937 | 0 | 0 | 0 | 0 | 0 | 0 | -0.004064 | 0.004006
1996 | 248.1042 | 0 | 0 | 0 | 0 | 0 | 0 | -0.008128 | -0.008012
1996 | 248.1146 | 0 | 0 | 0 | 0 | 0 | 0 | -0.004064 | -0.008012
1996 | 248.125 | 0 | 0 | 0 | 0 | 0 | 0 | 0 | 0
1996 | 248.1354 | 0 | 0 | 0 | 0 | 0 | 0 | -0.004064 | -0.008012
1996 | 248.1458 | 0 | 0 | 0 | 0 | 0 | 0 | -0.004064 | 0
1996 | 248.1562 | 0 | 0 | 0 | 0 | 0 | 0 | 0 | -0.004006
1996 | 248.1667 | 0 | 0 | 0 | 0 | 0 | 0 | -0.012192 | 0.004006
1996 | 248.1771 | 0 | 0 | 0 | 0 | 0 | 0 | 0 | -0.004006
1996 | 248.1875 | 0 | 0 | 0 | 0 | 0 | 0 | -0.012192 | -0.008012
1996 | 248.1979 | 0 | 0 | 0 | 0 | 0 | 0 | 0.004064 | -0.004006
1996 | 248.2083 | 0 | 0 | 0 | 0 | 0 | 0 | -0.004064 | -0.008012
1996 | 248.2187 | 0 | 0 | 0 | 0 | 0 | 0 | -0.008128 | 0.004006
1996 | 248.2292 | 0 | 0 | 0 | 0 | 0 | 0 | -0.004064 | -0.004006
1996 | 248.2396 | 0 | 0 | 0 | 0 | 0 | 0 | 0 | -0.008012
1996 | 248.25 | 0 | 0 | 0 | 0 | 0 | 0 | -0.004064 | 0.004006
1996 | 248.2604 | 0 | 0 | 0 | 0 | 0 | 0 | -0.004064 | -0.008012
1996 | 248.2708 | 0 | 0 | 0 | 0 | 0 | 0 | -0.012192 | -0.004006
1996 | 248.2812 | 0 | 0 | 0 | 0 | 0.008128 | 0.008012 | 0 | 0
1996 | 248.2917 | 0 | 0 | 0 | 0 | 4.381 | 2.676 | 0 | 2.2737e-13
1996 | 248.3021 | 0 | 0 | 0 | 0 | 11.8994 | 11.2569 | 2.2737e-13 | 0
1996 | 248.3125 | 0 | 0 | 0 | 0 | 10.7859 | 10.8002 | 0 | 0
1996 | 248.3229 | 0 | 0 | 0 | 0 | 13.0292 | 12.8753 | 0 | -2.2737e-13
1996 | 248.3333 | 0 | 0 | 0 | 0 | 4.2509 | 2.9564 | 2.2737e-13 | 0
1996 | 248.3437 | 0 | 0 | 0 | 0 | 0.016256 | 0 | -0.008128 | 0
1996 | 248.3542 | 0 | 0 | 0 | 0 | 0 | 0 | 0.032512 | 0.036054
1996 | 248.3646 | 0 | 0 | 0 | 0 | 0 | 0 | 0.048768 | 0.056084
1996 | 248.375 | 0 | 0 | 0 | 0 | 0 | 0 | 0.065024 | 0.072108
1996 | 248.3854 | 0 | 0 | 0 | 0 | 0 | 0 | 0.085344 | 0.072108
1996 | 248.3958 | 0 | 0 | 0 | 0 | 0 | 0 | 0.077216 | 0.088132
1996 | 248.4062 | 0 | 0 | 0 | 0 | 0 | 0 | 0.089408 | 0.096144
1996 | 248.4167 | 0 | 0 | 0 | 0 | 0 | 0 | 0.097536 | 0.11217
1996 | 248.4271 | 0 | 0 | 0 | 0 | 0 | 0 | 0.11379 | 0.11617
1996 | 248.4375 | 0 | 0 | 0 | 0 | 0 | 0 | 0.14224 | 0.1362
1996 | 248.4479 | 0 | 0 | 0 | 0 | 0 | 0 | 0.12598 | 0.14822
1996 | 248.4583 | 0 | 0 | 0 | 0 | 0 | 0 | 0.15443 | 0.15623
1996 | 248.4687 | 0 | 0 | 0 | 0 | 0 | 0 | 0.15037 | 0.16024
1996 | 248.4792 | 0 | 0 | 0 | 0 | 0 | 0 | 0.17069 | 0.17626
1996 | 248.4896 | 0 | 0 | 0 | 0 | 0 | 0 | 0.17069 | 0.19229
1996 | 248.5 | 0 | 0 | 0 | 0 | 0 | 0 | 0.19507 | 0.18828
1996 | 248.5104 | 0 | 0 | 0 | 0 | 0 | 0 | 0.17882 | 0.2003
1996 | 248.5208 | 0 | 0 | 0 | 0 | 0 | 0 | 0.19914 | 0.19229
1996 | 248.5312 | 0 | 0 | 0 | 0 | 0 | 0 | 0.19507 | 0.20431
1996 | 248.5417 | 0 | 0 | 0 | 0 | 0 | 0 | 0.19914 | 0.21232
1996 | 248.5521 | 0 | 0 | 0 | 0 | 0 | 0 | 0.2032 | 0.21632
1996 | 248.5625 | 0 | 0 | 0 | 0 | 0 | 0 | 0.2032 | 0.21232
1996 | 248.5729 | 0 | 0 | 0 | 0 | 0 | 0 | 0.19101 | 0.21632
1996 | 248.5833 | 0 | 0 | 0 | 0 | 0 | 0 | 0.2032 | 0.2003
1996 | 248.5937 | 0 | 0 | 0 | 0 | 0 | 0 | 0.21133 | 0.22434
1996 | 248.6042 | 0 | 0 | 0 | 0 | 0 | 0 | 0.18694 | 0.20431
1996 | 248.6146 | 0 | 0 | 0 | 0 | 0 | 0 | 0.19101 | 0.20831
1996 | 248.625 | 0 | 0 | 0 | 0 | 0 | 0 | 0.19101 | 0.21232
1996 | 248.6354 | 0 | 0 | 0 | 0 | 0 | 0 | 0.17475 | 0.16825
1996 | 248.6458 | 0 | 0 | 0 | 0 | 0 | 0 | 0.14224 | 0.16825
1996 | 248.6562 | 0 | 0 | 0 | 0 | 0 | 0 | 0.15037 | 0.17226
1996 | 248.6667 | 0 | 0 | 0 | 0 | 0 | 0 | 0.14224 | 0.14822
1996 | 248.6771 | 0 | 0 | 0 | 0 | 0 | 0 | 0.10566 | 0.11217
1996 | 248.6875 | 0 | 0 | 0 | 0 | 0 | 0 | 0.097536 | 0.10816
1996 | 248.6979 | 0 | 0 | 0 | 0 | 0 | 0 | 0.069088 | 0.064096
1996 | 248.7083 | 0 | 0 | 0 | 0 | 0 | 0 | 0.13005 | 0.14822
1996 | 248.7187 | 0 | 0 | 0 | 0 | 0 | 0 | 0.14224 | 0.14422
1996 | 248.7292 | 0 | 0 | 0 | 0 | 0 | 0 | 0.1463 | 0.15623
1996 | 248.7396 | 0 | 0 | 0 | 0 | 0 | 0 | 0.13005 | 0.1362
1996 | 248.75 | 0 | 0 | 0 | 0 | 0 | 0 | 0.10566 | 0.10816
1996 | 248.7604 | 0 | 0 | 0 | 0 | 0 | 0 | 0.093472 | 0.096144
1996 | 248.7708 | 0 | 0 | 0 | 0 | 0 | 0 | 0.069088 | 0.088132
1996 | 248.7812 | 0 | 0 | 0 | 0 | 0 | 0 | 0.077216 | 0.072108
1996 | 248.7917 | 0 | 0 | 0 | 0 | 0 | 0 | 0.052832 | 0.044066
1996 | 248.8021 | 0 | 0 | 0 | 0 | 0 | 0 | 0.036576 | 0.04006
1996 | 248.8125 | 0 | 0 | 0 | 0 | 0 | 0 | 0.04064 | 0.032048
1996 | 248.8229 | 0 | 0 | 0 | 0 | 0 | 0 | 0.028448 | 0.04006
1996 | 248.8333 | 0 | 0 | 0 | 0 | 0 | 0 | 0.024384 | 0.02003
1996 | 248.8437 | 0 | 0 | 0 | 0 | 0 | 0 | 0.024384 | 0.028042
1996 | 248.8542 | 0 | 0 | 0 | 0 | 0 | 0 | 0.028448 | 0.024036
1996 | 248.8646 | 0 | 0 | 0 | 0 | 0 | 0 | 0.012192 | 0.02003
1996 | 248.875 | 0 | 0 | 0 | 0 | 0 | 0 | 0.012192 | 0.02003
1996 | 248.8854 | 0 | 0 | 0 | 0 | 0 | 0 | 0.02032 | 0.008012
1996 | 248.8958 | 0 | 0 | 0 | 0 | 0 | 0 | 0.004064 | 0.016024
1996 | 248.9062 | 0 | 0 | 0 | 0 | 0 | 0 | 0.016256 | 0.008012
1996 | 248.9167 | 0 | 0 | 0 | 0 | 0 | 0 | 0.008128 | 0.012018
1996 | 248.9271 | 0 | 0 | 0 | 0 | 0 | 0 | 0.004064 | 0.004006
1996 | 248.9375 | 0 | 0 | 0 | 0 | 0 | 0 | 0 | 0.008012
1996 | 248.9479 | 0 | 0 | 0 | 0 | 0 | 0 | 0 | 0
1996 | 248.9583 | 0 | 0 | 0 | 0 | 0 | 0 | 0.008128 | 0.008012
1996 | 248.9687 | 0 | 0 | 0 | 0 | 0 | 0 | 0 | 0
1996 | 248.9792 | 0 | 0 | 0 | 0 | 0 | 0 | 0 | 0.012018
1996 | 248.9896 | 0 | 0 | 0 | 0 | 0 | 0 | 0.008128 | 0.016024
1996 | 249 | 0 | 0 | 0 | 0 | 0 | 0 | 0.004064 | 0
1996 | 249.0104 | 0 | 0 | 0 | 0 | 0 | 0 | 0.008128 | 0
1996 | 249.0208 | 0 | 0 | 0 | 0 | 0 | 0 | -0.004064 | -0.008012
1996 | 249.0312 | 0 | 0 | 0 | 0 | 0 | 0 | -0.004064 | 0
1996 | 249.0417 | 0 | 0 | 0 | 0 | 0 | 0 | -0.004064 | -0.004006
1996 | 249.0521 | 0 | 0 | 0 | 0 | 0 | 0 | 0 | 0.004006
1996 | 249.0625 | 0 | 0 | 0 | 0 | 0 | 0 | 0 | 0.004006
1996 | 249.0729 | 0 | 0 | 0 | 0 | 0 | 0 | 0.004064 | 0.016024
1996 | 249.0833 | 0 | 0 | 0 | 0 | 0 | 0 | 0.004064 | 0.004006
1996 | 249.0937 | 0 | 0 | 0 | 0 | 0 | 0 | 0.004064 | 0.012018
1996 | 249.1042 | 0 | 0 | 0 | 0 | 0 | 0 | 0.016256 | 0.004006
1996 | 249.1146 | 0 | 0 | 0 | 0 | 0 | 0 | -0.004064 | 0.004006
1996 | 249.125 | 0 | 0 | 0 | 0 | 0 | 0 | 0.012192 | 0.004006
1996 | 249.1354 | 0 | 0 | 0 | 0 | 0 | 0 | -0.004064 | -0.012018
1996 | 249.1458 | 0 | 0 | 0 | 0 | 0 | 0 | -0.008128 | -0.008012
1996 | 249.1562 | 0 | 0 | 0 | 0 | 0 | 0 | 0 | -0.008012
1996 | 249.1667 | 0 | 0 | 0 | 0 | 0 | 0 | -0.02032 | -0.004006
1996 | 249.1771 | 0 | 0 | 0 | 0 | 0 | 0 | -0.004064 | -0.012018
1996 | 249.1875 | 0 | 0 | 0 | 0 | 0 | 0 | -0.012192 | -0.004006
1996 | 249.1979 | 0 | 0 | 0 | 0 | 0 | 0 | -0.008128 | -0.004006
1996 | 249.2083 | 0 | 0 | 0 | 0 | 0 | 0 | -0.008128 | -0.016024
1996 | 249.2187 | 0 | 0 | 0 | 0 | 0 | 0 | -0.008128 | -0.008012
1996 | 249.2292 | 0 | 0.024036 | 0 | 0 | 0 | 0 | -0.016256 | 0.004006
1996 | 249.2396 | 0 | 0 | 0 | 0 | 0 | 0 | -0.004064 | 0
1996 | 249.25 | 0 | 0 | 0 | 0 | 0 | 0 | -0.008128 | -0.012018
1996 | 249.2604 | 0 | 0 | 0 | 0 | 0 | 0 | -0.012192 | -0.008012
1996 | 249.2708 | 0 | 0 | 0 | 0 | 0 | 0 | -0.004064 | -0.008012
1996 | 249.2812 | 0 | 0 | 0 | 0 | 0 | 0 | -0.008128 | -0.004006
1996 | 249.2917 | 0 | 0 | 0 | 0 | 0 | 0 | -0.008128 | -0.004006
1996 | 249.3021 | 0 | 0 | 0 | 0 | 0 | 0 | -0.004064 | -0.008012
1996 | 249.3125 | 0 | 0 | 0 | 0 | 0 | 0 | 0.008128 | 0.008012
1996 | 249.3229 | 0 | 0 | 0 | 0 | 0 | 0 | 0.008128 | 0.008012
1996 | 249.3333 | 0 | 0 | 0 | 0 | 0 | 0 | 0.016256 | 0.024036
1996 | 249.3437 | 0 | 0 | 0 | 0 | 0 | 0 | 0.024384 | 0.028042
1996 | 249.3542 | 0 | 0 | 0 | 0 | 0 | 0 | 0.044704 | 0.036054
1996 | 249.3646 | 0 | 0 | 0 | 0 | 0 | 0 | 0.04064 | 0.06009
1996 | 249.375 | 0 | 0 | 0 | 0 | 0 | 0 | 0.069088 | 0.056084
1996 | 249.3854 | 0 | 0 | 0 | 0 | 0 | 0 | 0.08128 | 0.088132
1996 | 249.3958 | 0 | 0 | 0 | 0 | 0 | 0 | 0.085344 | 0.096144
1996 | 249.4062 | 0 | 0 | 0 | 0 | 0 | 0 | 0.10566 | 0.096144
1996 | 249.4167 | 0 | 0 | 0 | 0 | 0 | 0 | 0.10973 | 0.11217
1996 | 249.4271 | 0 | 0 | 0 | 0 | 0 | 0 | 0.11786 | 0.12018
1996 | 249.4375 | 0 | 0 | 0 | 0 | 0 | 0 | 0.13005 | 0.14422
1996 | 249.4479 | 0 | 0 | 0 | 0 | 0 | 0 | 0.15037 | 0.14422
1996 | 249.4583 | 0 | 0 | 0 | 0 | 0 | 0 | 0.1585 | 0.15623
1996 | 249.4687 | 0 | 0 | 0 | 0 | 0 | 0 | 0.15037 | 0.16825
1996 | 249.4792 | 0 | 0 | 0 | 0 | 0 | 0 | 0.17475 | 0.17226
1996 | 249.4896 | 0 | 0 | 0 | 0 | 0 | 0 | 0.17882 | 0.18027
1996 | 249.5 | 0 | 0 | 0 | 0 | 0 | 0 | 0.15443 | 0.14822
1996 | 249.5104 | 0 | 0 | 0 | 0 | 0 | 0 | 0.13411 | 0.15623
1996 | 249.5208 | 0 | 0 | 0 | 0 | 0 | 0 | 0.20726 | 0.21632
1996 | 249.5312 | 0 | 0 | 0 | 0 | 0 | 0 | 0.15443 | 0.14422
1996 | 249.5417 | 0 | 0 | 0 | 0 | 0 | 0 | 0.19101 | 0.19229
1996 | 249.5521 | 0 | 0 | 0 | 0 | 0 | 0 | 0.16256 | 0.19229
1996 | 249.5625 | 0 | 0 | 0 | 0 | 0 | 0 | 0.2032 | 0.2003
1996 | 249.5729 | 0 | 0 | 0 | 0 | 0 | 0 | 0.19914 | 0.23635
1996 | 249.5833 | 0 | 0 | 0 | 0 | 0 | 0 | 0.18694 | 0.16825
1996 | 249.5937 | 0 | 0 | 0 | 0 | 0 | 0 | 0.21133 | 0.21232
1996 | 249.6042 | 0 | 0 | 0 | 0 | 0 | 0 | 0.19914 | 0.22033
1996 | 249.6146 | 0 | 0 | 0 | 0 | 0 | 0 | 0.20726 | 0.20831
1996 | 249.625 | 0 | 0 | 0 | 0 | 0 | 0 | 0.2032 | 0.19229
1996 | 249.6354 | 0 | 0 | 0 | 0 | 0 | 0 | 0.1585 | 0.20431
1996 | 249.6458 | 0 | 0 | 0 | 0 | 0 | 0 | 0.23571 | 0.21632
1996 | 249.6562 | 0 | 0 | 0 | 0 | 0 | 0 | 0.18288 | 0.17226
1996 | 249.6667 | 0 | 0 | 0 | 0 | 0 | 0 | 0.16662 | 0.19229
1996 | 249.6771 | 0 | 0 | 0 | 0 | 0 | 0 | 0.18694 | 0.20831
1996 | 249.6875 | 0 | 0 | 0 | 0 | 0 | 0 | 0.1585 | 0.18828
1996 | 249.6979 | 0 | 0 | 0 | 0 | 0 | 0 | 0.18288 | 0.18828
1996 | 249.7083 | 0 | 0 | 0 | 0 | 0 | 0 | 0.1463 | 0.14822
1996 | 249.7187 | 0 | 0 | 0 | 0 | 0 | 0 | 0.13411 | 0.1362
1996 | 249.7292 | 0 | 0 | 0 | 0 | 0 | 0 | 0.10566 | 0.1322
1996 | 249.7396 | 0 | 0 | 0 | 0 | 0 | 0 | 0.11786 | 0.096144
1996 | 249.75 | 0 | 0 | 0 | 0 | 0 | 0 | 0.085344 | 0.10015
1996 | 249.7604 | 0 | 0 | 0 | 0 | 0 | 0 | 0.077216 | 0.068102
1996 | 249.7708 | 0 | 0 | 0 | 0 | 0 | 0 | 0.073152 | 0.084126
1996 | 249.7812 | 0 | 0 | 0 | 0 | 0 | 0 | 0.056896 | 0.064096
1996 | 249.7917 | 0 | 0 | 0 | 0 | 0 | 0 | 0.052832 | 0.044066
1996 | 249.8021 | 0 | 0 | 0 | 0 | 0 | 0 | 0.044704 | 0.044066
1996 | 249.8125 | 0 | 0 | 0 | 0 | 0 | 0 | 0.024384 | 0.02003
1996 | 249.8229 | 0 | 0 | 0 | 0 | 0 | 0 | 0.024384 | 0.028042
1996 | 249.8333 | 0 | 0 | 0 | 0 | 0 | 0 | 0.02032 | 0.028042
1996 | 249.8437 | 0 | 0 | 0 | 0 | 0 | 0 | 0.016256 | 0.012018
1996 | 249.8542 | 0 | 0 | 0 | 0 | 0 | 0 | 0.016256 | 0.016024
1996 | 249.8646 | 0 | 0 | 0 | 0 | 0 | 0 | 0.016256 | 0.012018
1996 | 249.875 | 0 | 0 | 0 | 0 | 0 | 0 | 0.016256 | 0.016024
1996 | 249.8854 | 0 | 0 | 0 | 0 | 0 | 0 | 0.004064 | 0.012018
1996 | 249.8958 | 0 | 0 | 0 | 0 | 0 | 0 | 0.016256 | 0.016024
1996 | 249.9062 | 0 | 0 | 0 | 0 | 0 | 0 | 0.008128 | 0.012018
1996 | 249.9167 | 0 | 0 | 0 | 0 | 0 | 0 | 0.008128 | 0.016024
1996 | 249.9271 | 0 | 0 | 0 | 0 | 0 | 0 | 0.016256 | 0.012018
1996 | 249.9375 | 0 | 0 | 0 | 0 | 0 | 0 | 0.012192 | 0.012018
1996 | 249.9479 | 0 | 0 | 0 | 0 | 0 | 0 | 0.008128 | 0.012018
1996 | 249.9583 | 0 | 0 | 0 | 0 | 0 | 0 | 0 | 0.004006
1996 | 249.9687 | 0 | 0 | 0 | 0 | 0 | 0 | 0.016256 | 0.02003
1996 | 249.9792 | 0 | 0 | 0 | 0 | 0 | 0 | 0.012192 | -0.004006
1996 | 249.9896 | 0 | 0 | 0 | 0 | 0 | 0 | 0.008128 | 0.024036
1996 | 250 | 0 | 0 | 0 | 0 | 0 | 0 | 0 | 0.004006
1996 | 250.0104 | 0 | 0 | 0 | 0 | 0 | 0 | 0.012192 | 0.004006
1996 | 250.0208 | 0 | 0 | 0 | 0 | 0 | 0 | 0.012192 | 0.016024
1996 | 250.0312 | 0 | 0 | 0 | 0 | 0 | 0 | -0.004064 | 0.004006
1996 | 250.0417 | 0 | 0 | 0 | 0 | 0 | 0 | 0.016256 | 0.016024
1996 | 250.0521 | 0 | 0 | 0 | 0 | 0 | 0 | 0.004064 | 0.004006
1996 | 250.0625 | 0 | 0 | 0 | 0 | 0 | 0 | 0.004064 | 0
1996 | 250.0729 | 0 | 0 | 0 | 0 | 0 | 0 | 0.004064 | 0.008012
1996 | 250.0833 | 0 | 0 | 0 | 0 | 0 | 0 | 0 | 0.004006
1996 | 250.0937 | 0 | 0 | 0 | 0 | 0 | 0 | 0 | 0.004006
1996 | 250.1042 | 0 | 0 | 0 | 0 | 0 | 0 | 0.004064 | 0.008012
1996 | 250.1146 | 0 | 0 | 0 | 0 | 0 | 0 | 0.004064 | -0.004006
1996 | 250.125 | 0 | 0 | 0 | 0 | 0 | 0 | 0.008128 | 0.012018
1996 | 250.1354 | 0 | 0 | 0 | 0 | 0 | 0 | 0.004064 | 0
1996 | 250.1458 | 0 | 0 | 0 | 0 | 0 | 0 | 0 | 0
1996 | 250.1562 | 0 | 0 | 0 | 0 | 0 | 0 | -0.004064 | -0.004006
1996 | 250.1667 | 0 | 0 | 0 | 0 | 0 | 0 | -0.004064 | -0.004006
1996 | 250.1771 | 0 | 0 | 0 | 0 | 0 | 0 | 0 | 0.008012
1996 | 250.1875 | 0 | 0 | 0 | 0 | 0 | 0 | 0 | -0.012018
1996 | 250.1979 | 0 | 0 | 0 | 0 | 0 | 0 | -0.008128 | 0.008012
1996 | 250.2083 | 0 | 0 | 0 | 0 | 0 | 0 | 0.004064 | 0
1996 | 250.2187 | 0 | 0 | 0 | 0 | 0 | 0 | 0 | -0.004006
1996 | 250.2292 | 0 | 0 | 0 | 0 | 0 | 0 | -0.004064 | 0
1996 | 250.2396 | 0 | 0 | 0 | 0 | 0 | 0 | 0 | 0
1996 | 250.25 | 0 | 0 | 0 | 0 | 0 | 0 | 0 | 0.008012
1996 | 250.2604 | 0 | 0 | 0 | 0 | 0 | 0 | 0 | -0.012018
1996 | 250.2708 | 0 | 0 | 0 | 0 | 0 | 0 | -0.008128 | 0.008012
1996 | 250.2812 | 0 | 0 | 0 | 0 | 0 | 0 | -0.008128 | -0.004006
1996 | 250.2917 | 0 | 0 | 0 | 0 | 0 | 0 | 0.004064 | 2.2737e-13
1996 | 250.3021 | 0 | 0 | 0 | 0 | 0 | 0 | 0.004064 | 0.004006
1996 | 250.3125 | 0 | 0 | 0 | 0 | 0 | 0 | 0 | 0.008012
1996 | 250.3229 | 0 | 0 | 0 | 0 | 0 | 0 | 0.012192 | 0.008012
1996 | 250.3333 | 0 | 0 | 0 | 0 | 0 | 0 | 0.012192 | 0.012018
1996 | 250.3437 | 0 | 0 | 0 | 0 | 0 | 0 | 0.02032 | 0.016024
1996 | 250.3542 | 0 | 0 | 0 | 0 | 0 | 0 | 0.02032 | 0.04006
1996 | 250.3646 | 0 | 0 | 0 | 0 | 0 | 0 | 0.056896 | 0.064096
1996 | 250.375 | 0 | 0 | 0 | 0 | 0 | 0 | 0.056896 | 0.06009
1996 | 250.3854 | 0 | 0 | 0 | 0 | 0 | 0 | 0.077216 | 0.084126
1996 | 250.3958 | 0 | 0 | 0 | 0 | 0 | 0 | 0.089408 | 0.092138
1996 | 250.4062 | 0 | 0 | 0 | 0 | 0 | 1.9629 | 0.097536 | 0.028042
1996 | 250.4167 | 0 | 0 | 0 | 0 | 0 | 10.6319 | 0.12598 | 2.2737e-13
1996 | 250.4271 | 0 | 0 | 0 | 0 | 0 | 0.10416 | 0.11786 | 0.12819
1996 | 250.4375 | 0 | 0 | 0 | 0 | 0 | 0 | 0.14224 | 0.17226
1996 | 250.4479 | 0 | 0 | 0 | 0 | 0 | 0 | 0.15037 | 0.18027
1996 | 250.4583 | 0 | 0 | 0 | 0 | 0 | 0 | 0.17069 | 0.20431
1996 | 250.4687 | 0 | 0 | 0 | 0 | 0 | 0 | 0.18694 | 0.20831
1996 | 250.4792 | 0 | 0 | 0 | 0 | 0 | 0 | 0.17882 | 0.22434
1996 | 250.4896 | 0 | 0 | 0 | 0 | 0 | 0 | 0.22352 | 0.22033
1996 | 250.5 | 0 | 0 | 0 | 0 | 0 | 0 | 0.18694 | 0.24036
1996 | 250.5104 | 0 | 0 | 0 | 0 | 0 | 0 | 0.22758 | 0.22434
1996 | 250.5208 | 0 | 0 | 0 | 0 | 0 | 0 | 0.21133 | 0.24036
1996 | 250.5312 | 0 | 0 | 0 | 0 | 0 | 0 | 0.21946 | 0.24036
1996 | 250.5417 | 0 | 0 | 0 | 0 | 0 | 0 | 0.21133 | 0.24036
1996 | 250.5521 | 0 | 0 | 0 | 0 | 0 | 0 | 0.18288 | 0.21232
1996 | 250.5625 | 0 | 0 | 0 | 0 | 0 | 0 | 0.21946 | 0.22033
1996 | 250.5729 | 0 | 0 | 0 | 0 | 0 | 0 | 0.23165 | 0.24837
1996 | 250.5833 | 0 | 0 | 0 | 0 | 0 | 0 | 0.18694 | 0.20831
1996 | 250.5937 | 0 | 0 | 0 | 0 | 0 | 0 | 0.19507 | 0.21232
1996 | 250.6042 | 0 | 0 | 0 | 0 | 0 | 0 | 0.2032 | 0.24837
1996 | 250.6146 | 0 | 0 | 0 | 0 | 0 | 0 | 0.21946 | 0.24837
1996 | 250.625 | 0 | 0 | 0 | 0 | 0 | 0 | 0.21133 | 0.23235
1996 | 250.6354 | 0 | 0 | 0 | 0 | 0 | 0 | 0.19101 | 0.20431
1996 | 250.6458 | 0 | 0 | 0 | 0 | 0 | 0 | 0.16662 | 0.18027
1996 | 250.6562 | 0 | 0 | 0 | 0 | 0 | 0 | 0.13411 | 0.15623
1996 | 250.6667 | 0 | 0 | 0 | 0 | 0 | 0 | 0.15037 | 0.19229
1996 | 250.6771 | 0 | 0 | 0 | 0 | 0 | 0 | 0.10566 | 0.12419
1996 | 250.6875 | 0 | 0 | 0 | 0 | 0 | 0 | 0.11786 | 0.14021
1996 | 250.6979 | 0 | 0 | 0 | 0 | 0 | 0 | 0.1016 | 0.10816
1996 | 250.7083 | 0 | 0 | 0 | 0 | 0 | 0 | 0.089408 | 0.11217
1996 | 250.7187 | 0 | 0 | 0 | 0 | 0 | 0 | 0.056896 | 0.064096
1996 | 250.7292 | 0 | 0 | 0.097536 | 0.12018 | 0 | 0 | 0.008128 | 0.012018
1996 | 250.7396 | 0 | 0 | 4.8199 | 4.8072 | 0 | 0 | 0 | 0
1996 | 250.75 | 0 | 0 | 0.5527 | 0.71307 | 0 | 0 | 0 | 0
1996 | 250.7604 | 0 | 0 | 2.2271 | 2.5158 | 0 | 0 | -2.2737e-13 | 0
1996 | 250.7708 | 0 | 0 | 0.69901 | 0.64897 | 0 | 0 | 0 | -2.2737e-13
1996 | 250.7812 | 0 | 0 | 0.85344 | 0.9374 | 0 | 0 | 0 | 0
1996 | 250.7917 | 0 | 0 | 0.51206 | 0.665 | 0 | 0 | -2.2737e-13 | 2.2737e-13
1996 | 250.8021 | 0 | 0 | 0.50394 | 0.48873 | 0 | 0 | 2.2737e-13 | 2.2737e-13
1996 | 250.8125 | 0 | 0 | 0.78842 | 0.74512 | 0 | 0 | 0 | 0
1996 | 250.8229 | 0 | 0 | 1.2924 | 1.3941 | 0 | 0 | 0 | 2.2737e-13
1996 | 250.8333 | 0 | 0 | 0.89408 | 0.68102 | 0 | 0 | 0 | 0
1996 | 250.8437 | 0 | 0 | 0.38202 | 0.35253 | 0 | 0 | 2.2737e-13 | 0
1996 | 250.8542 | 0 | 0 | 0.17882 | 0.18428 | 0 | 0 | 0 | 0
1996 | 250.8646 | 0 | 0 | 0.2032 | 0.17626 | 0 | 0 | 0.008128 | 0.012018
1996 | 250.875 | 0 | 0 | 0 | 0 | 0 | 0 | 0.04064 | 0.04006
1996 | 250.8854 | 0 | 0 | 0 | 0 | 0 | 0 | 0.056896 | 0.056084
1996 | 250.8958 | 0 | 0 | 0 | 0 | 0 | 0 | 0.056896 | 0.036054
1996 | 250.9062 | 0 | 0 | 0 | 0 | 0 | 0 | 0.028448 | 0.016024
1996 | 250.9167 | 0 | 0 | 0 | 0 | 0 | 0 | 0.008128 | 0.016024
1996 | 250.9271 | 0 | 0 | 0 | 0 | 0 | 0 | 0.008128 | 0.004006
1996 | 250.9375 | 0 | 0 | 0 | 0 | 0 | 0 | 0.004064 | 0.008012
1996 | 250.9479 | 0 | 0 | 0 | 0 | 0 | 0 | 0.02032 | 0.024036
1996 | 250.9583 | 0 | 0 | 0 | 0 | 0 | 0 | 0.012192 | 0.016024
1996 | 250.9687 | 0 | 0 | 0 | 0 | 0 | 0 | 0.016256 | 0.016024
1996 | 250.9792 | 0 | 0 | 0 | 0 | 0 | 0 | 0.012192 | 0.012018
1996 | 250.9896 | 0 | 0 | 0 | 0 | 0 | 0 | 0.012192 | 0.004006
1996 | 251 | 0 | 0 | 0 | 0 | 0 | 0 | 0.02032 | 0.016024
1996 | 251.0104 | 0 | 0 | 0 | 0 | 0 | 0 | 0.012192 | 0.004006
1996 | 251.0208 | 0 | 0 | 0 | 0 | 0 | 0 | 0 | 0
1996 | 251.0312 | 0 | 0 | 0 | 0 | 0 | 0 | 0.008128 | 0.004006
1996 | 251.0417 | 0 | 0 | 0 | 0 | 0 | 0 | 0 | 0
1996 | 251.0521 | 0 | 0 | 0 | 0 | 0 | 0 | -0.004064 | 0.004006
1996 | 251.0625 | 0 | 0 | 0 | 0 | 0 | 0 | 0.008128 | 0.032048
1996 | 251.0729 | 0 | 0 | 0 | 0 | 0 | 0 | 0.004064 | 0.008012
1996 | 251.0833 | 0 | 0 | 0.79654 | 0.7371 | 0 | 0 | 0.008128 | 0.012018
1996 | 251.0937 | 0 | 0 | 0.048768 | 0.024036 | 0 | 0 | 0.024384 | 0.012018
1996 | 251.1042 | 0 | 0 | 3.9258 | 3.2208 | 0 | 0 | -2.2737e-13 | -2.2737e-13
1996 | 251.1146 | 0 | 0 | 0.26822 | 0.19229 | 0 | 0 | 2.2737e-13 | 0
1996 | 251.125 | 0 | 0 | 0 | 0 | 0 | 0 | 0.016256 | 0.004006
1996 | 251.1354 | 0 | 0 | 0.1463 | 0.1362 | 0 | 0 | 2.2737e-13 | 0.004006
1996 | 251.1458 | 0 | 0 | 0.17882 | 0.17626 | 0 | 0 | 2.2737e-13 | 0
1996 | 251.1562 | 0 | 0 | 1.6175 | 1.7707 | 0 | 0 | -2.2737e-13 | -2.2737e-13
1996 | 251.1667 | 0 | 0 | 9.0302 | 9.4141 | 0 | 0 | 0 | 0
1996 | 251.1771 | 0 | 0 | 3.1374 | 3.0606 | 0 | 0 | 0 | 2.2737e-13
1996 | 251.1875 | 0 | 0 | 3.8202 | 3.8778 | 0 | 0 | 0 | 0
1996 | 251.1979 | 0 | 0 | 2.1458 | 2.2514 | 0 | 0 | -2.2737e-13 | 0
1996 | 251.2083 | 0 | 0 | 0.90221 | 0.83325 | 0 | 0 | 0 | 0.016024
1996 | 251.2187 | 0 | 0 | 0 | 0 | 0 | 0 | 0 | -0.008012
1996 | 251.2292 | 0 | 0 | 0.19507 | 0.23235 | 0 | 0 | -2.2737e-13 | -0.012018
1996 | 251.2396 | 0 | 0 | 0 | 0 | 0 | 0 | 0.008128 | 0.004006
1996 | 251.25 | 0 | 0 | 0 | 0 | 0 | 0 | -0.004064 | 0.004006
1996 | 251.2604 | 0 | 0 | 0 | 0 | 0 | 0 | 0.012192 | -0.016024
1996 | 251.2708 | 0 | 0 | 0 | 0 | 0 | 0 | 0 | 0.02003
1996 | 251.2812 | 0 | 0 | 0 | 0 | 0 | 0 | 0 | -0.008012
1996 | 251.2917 | 0 | 0 | 0 | 0 | 0 | 0 | -0.004064 | 0
1996 | 251.3021 | 0 | 0 | 0 | 0 | 0 | 0 | 0.008128 | -0.008012
1996 | 251.3125 | 0 | 0 | 0 | 0 | 0 | 0 | 0 | -0.004006
1996 | 251.3229 | 0 | 0 | 0 | 0 | 0 | 0 | 0.008128 | 0.012018
1996 | 251.3333 | 0 | 0 | 0 | 0 | 0 | 0 | 0.02032 | 0.02003
1996 | 251.3437 | 0 | 0 | 0 | 0 | 0 | 0 | 0.024384 | 0.02003
1996 | 251.3542 | 0 | 0 | 0 | 0 | 0 | 0 | 0.048768 | 0.052078
1996 | 251.3646 | 0 | 0 | 0 | 0 | 0 | 0 | 0.048768 | 0.04006
1996 | 251.375 | 0 | 0 | 0 | 0 | 0 | 0 | 0.06096 | 0.064096
1996 | 251.3854 | 0 | 0 | 0 | 0 | 0 | 0 | 0.065024 | 0.06009
1996 | 251.3958 | 0 | 0 | 0 | 0 | 0 | 0 | 0.073152 | 0.084126
1996 | 251.4062 | 0 | 0 | 0 | 0 | 0 | 0 | 0.08128 | 0.044066
1996 | 251.4167 | 0 | 0 | 0 | 0 | 0 | 0 | 0.097536 | 0.11217
1996 | 251.4271 | 0 | 0 | 0 | 0 | 0 | 0 | 0.11786 | 0.10816
1996 | 251.4375 | 0 | 0 | 0 | 0 | 0 | 0 | 0.10973 | 0.12018
1996 | 251.4479 | 0 | 0 | 0 | 0 | 0 | 0 | 0.10973 | 0.11617
1996 | 251.4583 | 0 | 0 | 0 | 0 | 0 | 0 | 0.13818 | 0.12819
1996 | 251.4687 | 0 | 0 | 0 | 0 | 0 | 0 | 0.15037 | 0.16425
1996 | 251.4792 | 0 | 0 | 0 | 0 | 0 | 0 | 0.10973 | 0.12419
1996 | 251.4896 | 0 | 0 | 0 | 0 | 0 | 0 | 0.13818 | 0.1362
1996 | 251.5 | 0 | 0 | 0 | 0 | 0 | 0 | 0.15037 | 0.14422
1996 | 251.5104 | 0 | 0 | 0 | 0 | 0 | 0 | 0.16256 | 0.17626
1996 | 251.5208 | 0 | 0 | 0 | 0 | 0 | 0 | 0.17882 | 0.16425
1996 | 251.5312 | 0 | 0 | 0 | 0 | 0 | 0 | 0.15037 | 0.16825
1996 | 251.5417 | 0 | 0 | 0 | 0 | 0 | 0 | 0.18288 | 0.16425
1996 | 251.5521 | 0 | 0 | 0 | 0 | 0 | 0 | 0.17069 | 0.17226
1996 | 251.5625 | 0 | 0 | 0 | 0 | 0 | 0 | 0.13411 | 0.1362
1996 | 251.5729 | 0 | 0 | 0 | 0 | 0 | 0 | 0.1016 | 0.10416
1996 | 251.5833 | 0 | 0 | 0 | 0 | 0 | 0 | 0.11786 | 0.11217
1996 | 251.5937 | 0 | 0 | 0 | 0 | 0 | 0 | 0.10566 | 0.096144
1996 | 251.6042 | 0 | 0 | 0 | 0 | 0 | 0 | 0.11379 | 0.11217
1996 | 251.6146 | 0 | 0 | 0 | 0 | 0 | 0 | 0.08128 | 0.064096
1996 | 251.625 | 0 | 0 | 0 | 0 | 0 | 0 | 0.089408 | 0.088132
1996 | 251.6354 | 0 | 0 | 0 | 0 | 0 | 0 | 0.069088 | 0.076114
1996 | 251.6458 | 0 | 0 | 0 | 0 | 0 | 0 | 0.08128 | 0.076114
1996 | 251.6562 | 0 | 0 | 0 | 0 | 0 | 0 | 0.073152 | 0.068102
1996 | 251.6667 | 0 | 0 | 0 | 0 | 0 | 0 | 0.13005 | 0.12819
1996 | 251.6771 | 0 | 0 | 0 | 0 | 0 | 0 | 0.048768 | 0.06009
1996 | 251.6875 | 0 | 0 | 0 | 0 | 0 | 0 | 0.093472 | 0.084126
1996 | 251.6979 | 0 | 0 | 0 | 0 | 0 | 0 | 0.10973 | 0.11217
1996 | 251.7083 | 0 | 0 | 0 | 0 | 0 | 0 | 0.08128 | 0.084126
1996 | 251.7187 | 0 | 0 | 0 | 0 | 0 | 0 | 0.06096 | 0.064096
1996 | 251.7292 | 0 | 0 | 0 | 0 | 0 | 0 | 0.069088 | 0.06009
1996 | 251.7396 | 0 | 0 | 0 | 0 | 0 | 0 | 0.056896 | 0.068102
1996 | 251.75 | 0 | 0 | 0 | 0 | 0 | 0 | 0.052832 | 0.044066
1996 | 251.7604 | 0 | 0 | 0 | 0 | 0 | 0 | 0.048768 | 0.052078
1996 | 251.7708 | 0 | 0 | 0 | 0 | 0 | 0 | 0.036576 | 0.036054
1996 | 251.7812 | 0 | 0 | 0 | 0 | 0 | 0 | 0.036576 | 0.036054
1996 | 251.7917 | 0 | 0 | 0 | 0 | 0 | 0 | 0.028448 | 0.028042
1996 | 251.8021 | 0 | 0 | 0 | 0 | 0 | 0 | 0.024384 | 0.02003
1996 | 251.8125 | 0 | 0 | 0 | 0 | 0 | 0 | 0.016256 | 0.024036
1996 | 251.8229 | 0 | 0 | 0 | 0 | 0 | 0 | 0.008128 | 0.008012
1996 | 251.8333 | 0 | 0 | 0 | 0 | 0 | 0 | 0.016256 | 0.016024
1996 | 251.8437 | 0 | 0 | 0 | 0 | 0 | 0 | 0.004064 | -0.004006
1996 | 251.8542 | 0 | 0 | 0 | 0 | 0 | 0 | 0 | 0.004006
1996 | 251.8646 | 0 | 0 | 0 | 0 | 0 | 0 | 0 | -0.004006
1996 | 251.875 | 0 | 0 | 0 | 0 | 0 | 0 | 0 | 0
1996 | 251.8854 | 0 | 0 | 0 | 0 | 0 | 0 | 0 | -0.008012
1996 | 251.8958 | 0 | 0 | 0 | 0 | 0 | 0 | 0.004064 | 0.028042
1996 | 251.9062 | 0 | 0 | 0 | 0 | 0 | 0 | 0.012192 | 0
1996 | 251.9167 | 0 | 0 | 0 | 0 | 0 | 0 | 0.008128 | 0.02003
1996 | 251.9271 | 0 | 0 | 0 | 0 | 0 | 0 | -0.044704 | -0.044066
1996 | 251.9375 | 0 | 0 | 0 | 0 | 0 | 0 | 0 | 0.004006
1996 | 251.9479 | 0 | 0 | 0 | 0 | 0 | 0 | -0.004064 | -0.008012
1996 | 251.9583 | 0 | 0 | 0 | 0 | 0 | 0 | 0.004064 | 0.008012
1996 | 251.9687 | 0 | 0 | 0 | 0 | 0 | 0 | -0.004064 | 0.004006
1996 | 251.9792 | 0 | 0 | 0 | 0 | 0 | 0 | 0 | 0.012018
1996 | 251.9896 | 0 | 0 | 0 | 0 | 0 | 0 | 0.024384 | 0.024036
1996 | 252 | 0 | 0 | 0 | 0 | 0 | 0 | 0.008128 | 0.004006
1996 | 252.0104 | 0 | 0 | 0 | 0 | 0 | 0 | 0.008128 | 0.016024
1996 | 252.0208 | 0 | 0 | 0 | 0 | 0 | 0 | -2.2737e-13 | 0.016024
1996 | 252.0312 | 0 | 0 | 0 | 0 | 0 | 0 | 0.036576 | 0.012018
1996 | 252.0417 | 0 | 0 | 0 | 0 | 0 | 0 | 0.016256 | 0.012018
1996 | 252.0521 | 0 | 0 | 0 | 0 | 0 | 0 | -0.004064 | 0
1996 | 252.0625 | 0 | 0 | 0 | 0 | 0 | 0 | 0.008128 | 0
1996 | 252.0729 | 0 | 0 | 0 | 0 | 0 | 0 | -0.004064 | -0.004006
1996 | 252.0833 | 0 | 0 | 0 | 0 | 0 | 0 | -0.004064 | -0.004006
1996 | 252.0937 | 0 | 0 | 0 | 0 | 0 | 0 | -0.004064 | -0.008012
1996 | 252.1042 | 0 | 0 | 0 | 0 | 0 | 0 | -0.008128 | -0.004006
1996 | 252.1146 | 0 | 0 | 0 | 0 | 0 | 0 | -0.004064 | -0.004006
1996 | 252.125 | 0 | 0 | 0 | 0 | 0 | 0 | -0.008128 | -0.008012
1996 | 252.1354 | 0 | 0 | 0 | 0 | 0 | 0 | -0.008128 | -0.008012
1996 | 252.1458 | 0 | 0 | 0 | 0 | 0 | 0 | -0.016256 | -0.004006
1996 | 252.1562 | 0 | 0 | 0 | 0 | 0 | 0 | 0 | -0.008012
1996 | 252.1667 | 0 | 0 | 0 | 0 | 0 | 0 | -0.012192 | -0.012018
1996 | 252.1771 | 0 | 0 | 0 | 0 | 0 | 0 | -0.004064 | -0.004006
1996 | 252.1875 | 0 | 0 | 0 | 0 | 0 | 0 | 0 | -0.004006
1996 | 252.1979 | 0 | 0 | 0 | 0 | 0 | 0 | 0 | 0.004006
1996 | 252.2083 | 0 | 0 | 0 | 0 | 0 | 0 | -0.004064 | -0.008012
1996 | 252.2187 | 0 | 0 | 0 | 0 | 0 | 0 | -0.008128 | 0
1996 | 252.2292 | 0 | 0 | 0 | 0 | 0 | 0 | -0.004064 | -0.004006
1996 | 252.2396 | 0 | 0 | 0 | 0 | 0 | 0 | 0 | -0.004006
1996 | 252.25 | 0 | 0 | 0 | 0 | 0 | 0 | -0.004064 | 0
1996 | 252.2604 | 0 | 0 | 0 | 0 | 0 | 0 | -0.004064 | -0.012018
1996 | 252.2708 | 0 | 0 | 0 | 0 | 0 | 0 | -0.008128 | 0.004006
1996 | 252.2812 | 0 | 0 | 0 | 0 | 0 | 0 | 0 | -0.008012
1996 | 252.2917 | 0 | 0 | 0 | 0 | 0 | 0 | -0.008128 | 0.004006
1996 | 252.3021 | 0 | 0 | 0 | 0 | 0 | 0 | 0 | 0
1996 | 252.3125 | 0 | 0 | 0 | 0 | 0 | 0 | 0.008128 | 0
1996 | 252.3229 | 0 | 0 | 0 | 0 | 0 | 0 | 0.008128 | 0.02003
1996 | 252.3333 | 0 | 0 | 0 | 0 | 0 | 0 | 0.016256 | 0.008012
1996 | 252.3437 | 0 | 0 | 0 | 0 | 0 | 0 | 0.032512 | 0.036054
1996 | 252.3542 | 0 | 0 | 0 | 0 | 0 | 0 | 0.04064 | 0.036054
1996 | 252.3646 | 0 | 0 | 0 | 0 | 0 | 0 | 0.052832 | 0.056084
1996 | 252.375 | 0 | 0 | 0 | 0 | 0 | 0 | 0.069088 | 0.068102
1996 | 252.3854 | 0 | 0 | 0 | 0 | 0 | 0 | 0.093472 | 0.092138
1996 | 252.3958 | 0 | 0 | 0 | 0 | 0 | 0 | 0.1016 | 0.096144
1996 | 252.4062 | 0 | 0 | 0 | 0 | 0 | 0 | 0.10973 | 0.10816
1996 | 252.4167 | 0 | 0 | 0 | 0 | 0 | 0 | 0.13005 | 0.12419
1996 | 252.4271 | 0 | 0 | 0 | 0 | 0 | 0 | 0.13005 | 0.12018
1996 | 252.4375 | 0 | 0 | 0 | 0 | 0 | 0 | 0.13005 | 0.14422
1996 | 252.4479 | 0 | 0 | 0 | 0 | 0 | 0 | 0.14224 | 0.1362
1996 | 252.4583 | 0 | 0 | 0 | 0 | 0 | 0 | 0.1463 | 0.14822
1996 | 252.4687 | 0 | 0 | 0 | 0 | 0 | 0 | 0.1463 | 0.15223
1996 | 252.4792 | 0 | 0 | 0 | 0 | 0 | 0 | 0.1585 | 0.15623
1996 | 252.4896 | 0 | 0 | 0 | 0 | 0 | 0 | 0.16662 | 0.16425
1996 | 252.5 | 0 | 0 | 0 | 0 | 0 | 0 | 0.16662 | 0.16425
1996 | 252.5104 | 0 | 0 | 0 | 0 | 0 | 0 | 0.17069 | 0.18027
1996 | 252.5208 | 0 | 0 | 0 | 0 | 0 | 0 | 0.18288 | 0.17626
1996 | 252.5312 | 0 | 0 | 0 | 0 | 0 | 0 | 0.16256 | 0.18428
1996 | 252.5417 | 0 | 0 | 0 | 0 | 0 | 0 | 0.2032 | 0.18428
1996 | 252.5521 | 0 | 0 | 0 | 0 | 0 | 0 | 0.17882 | 0.18828
1996 | 252.5625 | 0 | 0 | 0 | 0 | 0 | 0 | 0.18694 | 0.19229
1996 | 252.5729 | 0 | 0 | 0 | 0 | 0 | 0 | 0.17069 | 0.18828
1996 | 252.5833 | 0 | 0 | 0 | 0 | 0 | 0 | 0.18694 | 0.18828
1996 | 252.5937 | 0 | 0 | 0 | 0 | 0 | 0 | 0.19101 | 0.18428
1996 | 252.6042 | 0 | 0 | 0 | 0 | 0 | 0 | 0.18288 | 0.17626
1996 | 252.6146 | 0 | 0 | 0 | 0 | 0 | 0 | 0.17475 | 0.17626
1996 | 252.625 | 0 | 0 | 0 | 0 | 0 | 0 | 0.17069 | 0.16825
1996 | 252.6354 | 0 | 0 | 0 | 0 | 0 | 0 | 0.15443 | 0.17626
1996 | 252.6458 | 0 | 0 | 0 | 0 | 0 | 0 | 0.15443 | 0.16425
1996 | 252.6562 | 0 | 0 | 0 | 0 | 0 | 0 | 0.16256 | 0.14822
1996 | 252.6667 | 0 | 0 | 0 | 0 | 0 | 0 | 0.13818 | 0.15223
1996 | 252.6771 | 0 | 0 | 0 | 0 | 0 | 0 | 0.14224 | 0.1362
1996 | 252.6875 | 0 | 0 | 0 | 0 | 0 | 0 | 0.12598 | 0.1322
1996 | 252.6979 | 0 | 0 | 0 | 0 | 0 | 0 | 0.10973 | 0.10015
1996 | 252.7083 | 0 | 0 | 0 | 0 | 0 | 0 | 0.10566 | 0.10416
1996 | 252.7187 | 0 | 0 | 0 | 0 | 0 | 0 | 0.08128 | 0.08012
1996 | 252.7292 | 0 | 0 | 0 | 0 | 0 | 0 | 0.073152 | 0.088132
1996 | 252.7396 | 0 | 0 | 0 | 0 | 0 | 0 | 0.06096 | 0.06009
1996 | 252.75 | 0 | 0 | 0 | 0 | 0 | 0 | 0.052832 | 0.052078
1996 | 252.7604 | 0 | 0 | 0 | 0 | 0 | 0 | 0.04064 | 0.056084
1996 | 252.7708 | 0 | 0 | 0 | 0 | 0 | 0 | 0.028448 | 0.02003
1996 | 252.7812 | 0 | 0 | 0 | 0 | 0 | 0 | 0.012192 | 0.02003
1996 | 252.7917 | 0 | 0 | 0 | 0 | 0 | 0 | 0.004064 | 0.008012
1996 | 252.8021 | 0 | 0 | 0 | 0 | 0 | 0 | -0.004064 | 0.004006
1996 | 252.8125 | 0 | 0 | 0 | 0 | 0 | 0 | 0.008128 | 0.004006
1996 | 252.8229 | 0 | 0 | 0 | 0 | 0 | 0 | 0.004064 | 0
1996 | 252.8333 | 0 | 0 | 0 | 0 | 0 | 0 | 0 | 0.008012
1996 | 252.8437 | 0 | 0 | 0 | 0 | 0 | 0 | -0.004064 | 0
1996 | 252.8542 | 0 | 0 | 0 | 0 | 0 | 0 | 0 | 0
1996 | 252.8646 | 0 | 0 | 0 | 0 | 0 | 0 | 0 | 0
1996 | 252.875 | 0 | 0 | 0 | 0 | 0 | 0 | -0.004064 | -0.008012
1996 | 252.8854 | 0 | 0 | 0 | 0 | 0 | 0 | 0 | 0.004006
1996 | 252.8958 | 0 | 0 | 0 | 0 | 0 | 0 | -0.004064 | -0.004006
1996 | 252.9062 | 0 | 0 | 0 | 0 | 0 | 0 | 0 | 0.004006
1996 | 252.9167 | 0 | 0 | 0 | 0 | 0 | 0 | -0.004064 | 0
1996 | 252.9271 | 0 | 0 | 0 | 0 | 0 | 0 | -0.004064 | 0.008012
1996 | 252.9375 | 0 | 0 | 0 | 0 | 0 | 0 | 0.008128 | 0.004006
1996 | 252.9479 | 0 | 0 | 0 | 0 | 0 | 0 | 0 | 0
1996 | 252.9583 | 0 | 0 | 0 | 0 | 0 | 0 | 0.008128 | 0.016024
1996 | 252.9687 | 0 | 0 | 0 | 0 | 0 | 0 | 0 | 0
1996 | 252.9792 | 0 | 0 | 0 | 0 | 0 | 0 | 0 | 0.008012
1996 | 252.9896 | 0 | 0 | 0 | 0 | 0 | 0 | 0.008128 | 0.004006
1996 | 253 | 0 | 0 | 0 | 0 | 0 | 0 | 0.004064 | 0
1996 | 253.0104 | 0 | 0 | 0 | 0 | 0 | 0 | -0.004064 | 0.004006
1996 | 253.0208 | 0 | 0 | 0 | 0 | 0 | 0 | 0 | -0.008012
1996 | 253.0312 | 0 | 0 | 0 | 0 | 0 | 0 | -0.004064 | 0.004006
1996 | 253.0417 | 0 | 0 | 0 | 0 | 0 | 0 | 0 | 0
1996 | 253.0521 | 0 | 0 | 0 | 0 | 0 | 0 | 0 | -0.008012
1996 | 253.0625 | 0 | 0 | 0 | 0 | 0 | 0 | -0.004064 | 0.004006
1996 | 253.0729 | 0 | 0 | 0 | 0 | 0 | 0 | -0.004064 | -0.004006
1996 | 253.0833 | 0 | 0 | 0 | 0 | 0 | 0 | -0.004064 | 0
1996 | 253.0937 | 0 | 0 | 0 | 0 | 0 | 0 | 2.2737e-13 | 0.004006
1996 | 253.1042 | 0 | 0 | 0 | 0 | 0 | 0 | -0.004064 | -0.008012
1996 | 253.1146 | 0 | 0 | 0 | 0 | 0 | 0 | -0.004064 | -0.004006
1996 | 253.125 | 0 | 0 | 0 | 0 | 0 | 0 | -0.008128 | -0.008012
1996 | 253.1354 | 0 | 0 | 0 | 0 | 0 | 0 | 0 | 0
1996 | 253.1458 | 0 | 0 | 0 | 0 | 0 | 0 | -0.012192 | -0.004006
1996 | 253.1562 | 0 | 0 | 0 | 0 | 0 | 0 | -0.004064 | -0.008012
1996 | 253.1667 | 0 | 0 | 0 | 0 | 0 | 0 | 0 | 0
1996 | 253.1771 | 0 | 0 | 0 | 0 | 0 | 0 | -0.004064 | -0.012018
1996 | 253.1875 | 0 | 0 | 0 | 0 | 0 | 0 | -0.012192 | 0.004006
1996 | 253.1979 | 0 | 0 | 0 | 0 | 0 | 0 | -0.004064 | -0.008012
1996 | 253.2083 | 0 | 0 | 0 | 0 | 0 | 0 | -0.004064 | -0.008012
1996 | 253.2187 | 0 | 0 | 0 | 0 | 0 | 0 | -0.008128 | 0
1996 | 253.2292 | 0 | 0 | 0 | 0 | 0 | 0 | -0.004064 | -0.016024
1996 | 253.2396 | 0 | 0 | 0 | 0 | 0 | 0 | -0.004064 | 0
1996 | 253.25 | 0 | 0 | 0 | 0 | 0 | 0 | -0.008128 | -0.008012
1996 | 253.2604 | 0 | 0 | 0 | 0 | 0 | 0 | -0.008128 | -2.2737e-13
1996 | 253.2708 | 0 | 0 | 0 | 0 | 0 | 0 | -0.004064 | -0.008012
1996 | 253.2812 | 0 | 0 | 0 | 0 | 0 | 0 | -0.008128 | -0.008012
1996 | 253.2917 | 0 | 0 | 0 | 0 | 0 | 0 | -0.004064 | 0
1996 | 253.3021 | 0 | 0 | 0 | 0 | 0 | 0 | -0.004064 | -0.008012
1996 | 253.3125 | 0 | 0 | 0 | 0 | 0 | 0 | 0.004064 | 0.012018
1996 | 253.3229 | 0 | 0 | 0 | 0 | 0 | 0 | 0.02032 | 0.016024
1996 | 253.3333 | 0 | 0 | 0 | 0 | 0 | 0 | 0.032512 | 0.024036
1996 | 253.3437 | 0 | 0 | 0 | 0 | 0 | 0 | 0.032512 | 0.04006
1996 | 253.3542 | 0 | 0 | 0 | 0 | 0 | 0 | 0.044704 | 0.048072
1996 | 253.3646 | 0 | 0 | 0 | 0 | 0 | 0 | 0.052832 | 0.056084
1996 | 253.375 | 0 | 0 | 0 | 0 | 0 | 0 | 0.073152 | 0.056084
1996 | 253.3854 | 0 | 0 | 0 | 0 | 0 | 0 | 0.08128 | 0.092138
1996 | 253.3958 | 0 | 0 | 0 | 0 | 0 | 0 | 0.085344 | 0.10015
1996 | 253.4062 | 0 | 0 | 0 | 0 | 0 | 0 | 0.10973 | 0.10416
1996 | 253.4167 | 0 | 0 | 0 | 0 | 0 | 0 | 0.11379 | 0.12819
1996 | 253.4271 | 0 | 0 | 0 | 0 | 0 | 0 | 0.13818 | 0.12018
1996 | 253.4375 | 0 | 0 | 0 | 0 | 0 | 0 | 0.14224 | 0.14822
1996 | 253.4479 | 0 | 0 | 0 | 0 | 0 | 0 | 0.15443 | 0.14422
1996 | 253.4583 | 0 | 0 | 0 | 0 | 0 | 0 | 0.16256 | 0.16425
1996 | 253.4687 | 0 | 0 | 0 | 0 | 0 | 0 | 0.16662 | 0.16425
1996 | 253.4792 | 0 | 0 | 0 | 0 | 0 | 0 | 0.18288 | 0.17226
1996 | 253.4896 | 0 | 0 | 0 | 0 | 0 | 0 | 0.18694 | 0.18428
1996 | 253.5 | 0 | 0 | 0 | 0 | 0 | 0 | 0.18694 | 0.17626
1996 | 253.5104 | 0 | 0 | 0 | 0 | 0 | 0 | 0.19507 | 0.20431
1996 | 253.5208 | 0 | 0 | 0 | 0 | 0 | 0 | 0.19507 | 0.2003
1996 | 253.5312 | 0 | 0 | 0 | 0 | 0 | 0 | 0.19101 | 0.2003
1996 | 253.5417 | 0 | 0 | 0 | 0 | 0 | 0 | 0.19914 | 0.20431
1996 | 253.5521 | 0 | 0 | 0 | 0 | 0 | 0 | 0.19101 | 0.19629
1996 | 253.5625 | 0 | 0 | 0 | 0 | 0 | 0 | 0.18694 | 0.18828
1996 | 253.5729 | 0 | 0 | 0 | 0 | 0 | 0 | 0.21946 | 0.21632
1996 | 253.5833 | 0 | 0 | 0 | 0 | 0 | 0 | 0.19914 | 0.20431
1996 | 253.5937 | 0 | 0 | 0 | 0 | 0 | 0 | 0.18288 | 0.2003
1996 | 253.6042 | 0 | 0 | 0 | 0 | 0 | 0 | 0.21539 | 0.21632
1996 | 253.6146 | 0 | 0 | 0 | 0 | 0 | 0 | 0.19101 | 0.22033
1996 | 253.625 | 0 | 0 | 0 | 0 | 0 | 0 | 0.2032 | 0.19629
1996 | 253.6354 | 0 | 0 | 0 | 0 | 0 | 0 | 0.19101 | 0.19229
1996 | 253.6458 | 0 | 0 | 0 | 0 | 0 | 0 | 0.19101 | 0.19629
1996 | 253.6562 | 0 | 0 | 0 | 0 | 0 | 0 | 0.17475 | 0.2003
1996 | 253.6667 | 0 | 0 | 0 | 0 | 0 | 0 | 0.1585 | 0.16825
1996 | 253.6771 | 0 | 0 | 0 | 0 | 0 | 0 | 0.15037 | 0.17626
1996 | 253.6875 | 0 | 0 | 0 | 0 | 0 | 0 | 0.15443 | 0.15223
1996 | 253.6979 | 0 | 0 | 0 | 0 | 0 | 0 | 0.14224 | 0.15623
1996 | 253.7083 | 0 | 0 | 0 | 0 | 0 | 0 | 0.13818 | 0.14822
1996 | 253.7187 | 0 | 0 | 0 | 0 | 0 | 0 | 0.12192 | 0.1322
1996 | 253.7292 | 0 | 0 | 0 | 0 | 0 | 0 | 0.13411 | 0.14822
1996 | 253.7396 | 0 | 0 | 0 | 0 | 0 | 0 | 0.089408 | 0.08012
1996 | 253.75 | 0 | 0 | 0 | 0 | 0 | 0 | 0.073152 | 0.072108
1996 | 253.7604 | 0 | 0 | 0 | 0 | 0 | 0 | 0.056896 | 0.064096
1996 | 253.7708 | 0 | 0 | 0 | 0 | 0 | 0 | 0.028448 | 0.032048
1996 | 253.7812 | 0 | 0 | 0 | 0 | 0 | 0 | 0.02032 | 0.024036
1996 | 253.7917 | 0 | 0 | 0 | 0 | 0 | 0 | 0.02032 | 0.02003
1996 | 253.8021 | 0 | 0 | 0 | 0 | 0 | 0 | 0.012192 | 0.024036
1996 | 253.8125 | 0 | 0 | 0 | 0 | 0 | 0 | 0.008128 | 0.008012
1996 | 253.8229 | 0 | 0 | 0 | 0 | 0 | 0 | 0.012192 | 0.008012
1996 | 253.8333 | 0 | 0 | 0 | 0 | 0 | 0 | 0.008128 | 0.016024
1996 | 253.8437 | 0 | 0 | 0 | 0 | 0 | 0 | 0.012192 | 0.008012
1996 | 253.8542 | 0 | 0 | 0 | 0 | 0 | 0 | 0.008128 | 0.008012
1996 | 253.8646 | 0 | 0 | 0 | 0 | 0 | 0 | 0 | 0.008012
1996 | 253.875 | 0 | 0 | 0 | 0 | 0 | 0 | 0.008128 | 0
1996 | 253.8854 | 0 | 0 | 0 | 0 | 0 | 0 | -0.004064 | 0.008012
1996 | 253.8958 | 0 | 0 | 0 | 0 | 0 | 0 | 0.008128 | 0.012018
1996 | 253.9062 | 0 | 0 | 0 | 0 | 0 | 0 | 0.004064 | 0.004006
1996 | 253.9167 | 0 | 0 | 0 | 0 | 0 | 0 | 0.008128 | 0.016024
1996 | 253.9271 | 0 | 0 | 0 | 0 | 0 | 0 | 0.008128 | 0.008012
1996 | 253.9375 | 0 | 0 | 0 | 0 | 0 | 0 | 0.008128 | 0.008012
1996 | 253.9479 | 0 | 0 | 0 | 0 | 0 | 0 | 0.008128 | 0.016024
1996 | 253.9583 | 0 | 0 | 0 | 0 | 0 | 0 | 0.008128 | 0.008012
1996 | 253.9687 | 0 | 0 | 0 | 0 | 0 | 0 | 0.008128 | 0.008012
1996 | 253.9792 | 0 | 0 | 0 | 0 | 0 | 0 | 0.008128 | 0.012018
1996 | 253.9896 | 0 | 0 | 0 | 0 | 0 | 0 | 0.016256 | 0.008012
1996 | 254 | 0 | 0 | 0 | 0 | 0 | 0 | 0.008128 | 0.012018
1996 | 254.0104 | 0 | 0 | 0 | 0 | 0 | 0 | 0.004064 | 0
1996 | 254.0208 | 0 | 0 | 0 | 0 | 0 | 0 | 0.004064 | 0.016024
1996 | 254.0312 | 0 | 0 | 0 | 0 | 0 | 0 | 0.008128 | 0.004006
1996 | 254.0417 | 0 | 0 | 0 | 0 | 0 | 0 | 0.008128 | 0.012018
1996 | 254.0521 | 0 | 0 | 0 | 0 | 0 | 0 | 0.012192 | 0.012018
1996 | 254.0625 | 0 | 0 | 0 | 0 | 0 | 0 | 0.004064 | 0
1996 | 254.0729 | 0 | 0 | 0 | 0 | 0 | 0 | 0 | 0.004006
1996 | 254.0833 | 0 | 0 | 0 | 0 | 0 | 0 | 0 | -0.004006
1996 | 254.0937 | 0 | 0 | 0 | 0 | 0 | 0 | 0 | 0.004006
1996 | 254.1042 | 0 | 0 | 0 | 0 | 0 | 0 | 0.008128 | 0.008012
1996 | 254.1146 | 0 | 0 | 0 | 0 | 0 | 0 | 0 | -0.004006
1996 | 254.125 | 0 | 0 | 0 | 0 | 0 | 0 | 0 | 0.012018
1996 | 254.1354 | 0 | 0 | 0 | 0 | 0 | 0 | 0.004064 | 0
1996 | 254.1458 | 0 | 0 | 0 | 0 | 0 | 0 | 0 | 0
1996 | 254.1562 | 0 | 0 | 0 | 0 | 0 | 0 | -0.004064 | 0
1996 | 254.1667 | 0 | 0 | 0 | 0 | 0 | 0 | 0 | -0.012018
1996 | 254.1771 | 0 | 0 | 0 | 0 | 0 | 0 | 0.004064 | 0.008012
1996 | 254.1875 | 0 | 0 | 0 | 0 | 0 | 0 | -0.008128 | 0
1996 | 254.1979 | 0 | 0 | 0 | 0 | 0 | 0 | -0.004064 | 0.004006
1996 | 254.2083 | 0 | 0 | 0 | 0 | 0 | 0 | 0 | 0.004006
1996 | 254.2187 | 0 | 0 | 0 | 0 | 0 | 0 | 0.012192 | -0.008012
1996 | 254.2292 | 0 | 0 | 0 | 0 | 0 | 0 | 0 | 0.012018
1996 | 254.2396 | 0 | 0 | 0 | 0 | 0 | 0 | 0.004064 | 0
1996 | 254.25 | 0 | 0 | 0 | 0 | 0 | 0 | 0 | 0
1996 | 254.2604 | 0 | 0 | 0 | 0 | 0 | 0 | 0 | 0
1996 | 254.2708 | 0 | 0 | 0 | 0 | 0 | 0 | 0.008128 | 0
1996 | 254.2812 | 0 | 0 | 0 | 0 | 0 | 0 | 0.008128 | 0.016024
1996 | 254.2917 | 0 | 0 | 0 | 0 | 0 | 0 | 0.016256 | 0.012018
1996 | 254.3021 | 0 | 0 | 0 | 0 | 0 | 0 | 0.02032 | 0.024036
1996 | 254.3125 | 0 | 0 | 0 | 0 | 0 | 0 | 0.028448 | 0.032048
1996 | 254.3229 | 0 | 0 | 0 | 0 | 0 | 0 | 0.032512 | 0.024036
1996 | 254.3333 | 0 | 0 | 0 | 0 | 0 | 0 | 0.04064 | 0.044066
1996 | 254.3437 | 0 | 0 | 0 | 0 | 0 | 0 | 0.048768 | 0.048072
1996 | 254.3542 | 0 | 0 | 0 | 0 | 0 | 0 | 0.048768 | 0.048072
1996 | 254.3646 | 0 | 0 | 0 | 0 | 0 | 0 | 0.069088 | 0.072108
1996 | 254.375 | 0 | 0 | 0 | 0 | 0 | 0 | 0.073152 | 0.068102
1996 | 254.3854 | 0 | 0 | 0 | 0 | 0 | 0 | 0.085344 | 0.10015
1996 | 254.3958 | 0 | 0 | 0 | 0 | 0 | 0 | 0.1016 | 0.10015
1996 | 254.4062 | 0 | 0 | 0 | 0 | 0 | 0 | 0.12192 | 0.11217
1996 | 254.4167 | 0 | 0 | 0 | 0 | 0 | 0 | 0.12192 | 0.12419
1996 | 254.4271 | 0 | 0 | 0 | 0 | 0 | 0 | 0.11786 | 0.1322
1996 | 254.4375 | 0 | 0 | 0 | 0 | 0 | 0 | 0.15037 | 0.14422
1996 | 254.4479 | 0 | 0 | 0 | 0 | 0 | 0 | 0.15443 | 0.14822
1996 | 254.4583 | 0 | 0 | 0 | 0 | 0 | 0 | 0.1585 | 0.16825
1996 | 254.4687 | 0 | 0 | 0 | 0 | 0 | 0 | 0.17882 | 0.16825
1996 | 254.4792 | 0 | 0 | 0 | 0 | 0 | 0 | 0.17882 | 0.19229
1996 | 254.4896 | 0 | 0 | 0 | 0 | 0 | 0 | 0.18288 | 0.18428
1996 | 254.5 | 0 | 0 | 0 | 0 | 0 | 0 | 0.19507 | 0.2003
1996 | 254.5104 | 0 | 0 | 0 | 0 | 0 | 0 | 0.18694 | 0.20831
1996 | 254.5208 | 0 | 0 | 0 | 0 | 0 | 0 | 0.21133 | 0.20831
1996 | 254.5312 | 0 | 0 | 0 | 0 | 0 | 0 | 0.19507 | 0.21632
1996 | 254.5417 | 0 | 0 | 0 | 0 | 0 | 0 | 0.22352 | 0.23235
1996 | 254.5521 | 0 | 0 | 0 | 0 | 0 | 0 | 0.22758 | 0.23235
1996 | 254.5625 | 0 | 0 | 0 | 0 | 0 | 0 | 0.19914 | 0.24036
1996 | 254.5729 | 0 | 0 | 0 | 0 | 0 | 0 | 0.23165 | 0.22834
1996 | 254.5833 | 0 | 0 | 0 | 0 | 0 | 0 | 0.21946 | 0.24036
1996 | 254.5937 | 0 | 0 | 0 | 0 | 0 | 0 | 0.21539 | 0.24036
1996 | 254.6042 | 0 | 0 | 0 | 0 | 0 | 0 | 0.22352 | 0.23635
1996 | 254.6146 | 0 | 0 | 0 | 0 | 0 | 0 | 0.19101 | 0.22033
1996 | 254.625 | 0 | 0 | 0 | 0 | 0 | 0 | 0.23165 | 0.24837
1996 | 254.6354 | 0 | 0 | 0 | 0 | 0 | 0 | 0.22352 | 0.24837
1996 | 254.6458 | 0 | 0 | 0 | 0 | 0 | 0 | 0.19101 | 0.21232
1996 | 254.6562 | 0 | 0 | 0 | 0 | 0 | 0 | 0.18694 | 0.20431
1996 | 254.6667 | 0 | 0 | 0 | 0 | 0 | 0 | 0.18694 | 0.19629
1996 | 254.6771 | 0 | 0 | 0 | 0 | 0 | 0 | 0.16256 | 0.17626
1996 | 254.6875 | 0 | 0 | 0 | 0 | 0 | 0 | 0.1585 | 0.17626
1996 | 254.6979 | 0 | 0 | 0 | 0 | 0 | 0 | 0.15037 | 0.16024
1996 | 254.7083 | 0 | 0 | 0 | 0 | 0 | 0 | 0.14224 | 0.16024
1996 | 254.7187 | 0 | 0 | 0 | 0 | 0 | 0 | 0.13005 | 0.14021
1996 | 254.7292 | 0 | 0 | 0 | 0 | 0 | 0 | 0.11786 | 0.1322
1996 | 254.7396 | 0 | 0 | 0 | 0 | 0 | 0 | 0.11379 | 0.11617
1996 | 254.75 | 0 | 0 | 0 | 0 | 0 | 0 | 0.085344 | 0.092138
1996 | 254.7604 | 0 | 0 | 0 | 0 | 0 | 0 | 0.073152 | 0.076114
1996 | 254.7708 | 0 | 0 | 0 | 0 | 0 | 0 | 0.06096 | 0.056084
1996 | 254.7812 | 0 | 0 | 0 | 0 | 0 | 0 | 0.036576 | 0.048072
1996 | 254.7917 | 0 | 0 | 0 | 0 | 0 | 0 | 0.024384 | 0.032048
1996 | 254.8021 | 0 | 0 | 0 | 0 | 0 | 0 | 0.028448 | 0.024036
1996 | 254.8125 | 0 | 0 | 0 | 0 | 0 | 0 | 0.008128 | 0.02003
1996 | 254.8229 | 0 | 0 | 0 | 0 | 0 | 0 | 0.012192 | 0.004006
1996 | 254.8333 | 0 | 0 | 0 | 0 | 0 | 0 | 0.004064 | 0.02003
1996 | 254.8437 | 0 | 0 | 0 | 0 | 0 | 0 | 0.004064 | -2.2737e-13
1996 | 254.8542 | 0 | 0 | 0 | 0 | 0 | 0 | 0.004064 | 0.008012
1996 | 254.8646 | 0 | 0 | 0 | 0 | 0 | 0 | 0.008128 | 0.016024
1996 | 254.875 | 0 | 0 | 0 | 0 | 0 | 0 | 0.004064 | -2.2737e-13
1996 | 254.8854 | 0 | 0 | 0 | 0 | 0 | 0 | 0.004064 | 0.008012
1996 | 254.8958 | 0 | 0 | 0 | 0 | 0 | 0 | 0.004064 | 0
1996 | 254.9062 | 0 | 0 | 0 | 0 | 0 | 0 | 0.004064 | 0.008012
1996 | 254.9167 | 0 | 0 | 0 | 0 | 0 | 0 | -0.004064 | 0
1996 | 254.9271 | 0 | 0 | 0 | 0 | 0 | 0 | 0 | 0.008012
1996 | 254.9375 | 0 | 0 | 0 | 0 | 0 | 0 | 0.004064 | 0
1996 | 254.9479 | 0 | 0 | 0 | 0 | 0 | 0 | -0.004064 | -0.008012
1996 | 254.9583 | 0 | 0 | 0 | 0 | 0 | 0 | -0.004064 | 0.004006
1996 | 254.9687 | 0 | 0 | 0 | 0 | 0 | 0 | 0 | 0.008012
1996 | 254.9792 | 0 | 0 | 0 | 0 | 0 | 0 | 0.004064 | -0.004006
1996 | 254.9896 | 0 | 0 | 0 | 0 | 0 | 0 | 0 | 0.008012
1996 | 255 | 0 | 0 | 0 | 0 | 0 | 0 | 0.004064 | -0.004006
1996 | 255.0104 | 0 | 0 | 0 | 0 | 0 | 0 | 0.004064 | 0.012018
1996 | 255.0208 | 0 | 0 | 0 | 0 | 0 | 0 | 0.004064 | 0
1996 | 255.0312 | 0 | 0 | 0 | 0 | 0 | 0 | -0.004064 | 0
1996 | 255.0417 | 0 | 0 | 0 | 0 | 0 | 0 | 0 | 0.008012
1996 | 255.0521 | 0 | 0 | 0 | 0 | 0 | 0 | 0 | 0
1996 | 255.0625 | 0 | 0 | 0 | 0 | 0 | 0 | -0.004064 | 0.008012
1996 | 255.0729 | 0 | 0 | 0 | 0 | 0 | 0 | 0.004064 | 0.004006
1996 | 255.0833 | 0 | 0 | 0 | 0 | 0 | 0 | 0.004064 | 0.004006
1996 | 255.0937 | 0 | 0 | 0 | 0 | 0 | 0 | 0.004064 | 0
1996 | 255.1042 | 0 | 0 | 0 | 0 | 0 | 0 | 0 | -0.008012
1996 | 255.1146 | 0 | 0 | 0 | 0 | 0 | 0 | -0.004064 | 0.008012
1996 | 255.125 | 0 | 0 | 0 | 0 | 0 | 0 | 0 | 0
1996 | 255.1354 | 0 | 0 | 0 | 0 | 0 | 0 | 0 | -0.004006
1996 | 255.1458 | 0 | 0 | 0 | 0 | 0 | 0 | 0 | 0.012018
1996 | 255.1562 | 0 | 0 | 0 | 0 | 0 | 0 | 0 | 0
1996 | 255.1667 | 0 | 0 | 0 | 0 | 0 | 0 | 0 | 0
1996 | 255.1771 | 0 | 0 | 0 | 0 | 0 | 0 | 0 | 0
1996 | 255.1875 | 0 | 0 | 0 | 0 | 0 | 0 | 0 | -0.004006
1996 | 255.1979 | 0 | 0 | 0 | 0 | 0 | 0 | 0 | 0.004006
1996 | 255.2083 | 0 | 0 | 0 | 0 | 0 | 0 | -0.004064 | 0.004006
1996 | 255.2187 | 0 | 0 | 0 | 0 | 0 | 0 | -0.004064 | -0.008012
1996 | 255.2292 | 0 | 0 | 0 | 0 | 0 | 0 | 0.004064 | 0.004006
1996 | 255.2396 | 0 | 0 | 0 | 0 | 0 | 0 | -0.004064 | 0
1996 | 255.25 | 0 | 0 | 0 | 0 | 0 | 0 | 0 | 0
1996 | 255.2604 | 0 | 0 | 0 | 0 | 0 | 0 | 0 | 0
1996 | 255.2708 | 0 | 0 | 0 | 0 | 0 | 0 | -0.004064 | -0.004006
1996 | 255.2812 | 0 | 0 | 0 | 0 | 0 | 0 | -0.004064 | 0
1996 | 255.2917 | 0 | 0 | 0 | 0 | 0 | 0 | 0 | 0
1996 | 255.3021 | 0 | 0 | 0 | 0 | 0 | 0 | 0 | 0
1996 | 255.3125 | 0 | 0 | 0 | 0 | 0 | 0 | 0.004064 | 0.004006
1996 | 255.3229 | 0 | 0 | 0 | 0 | 0 | 0 | 0.012192 | 0.012018
1996 | 255.3333 | 0 | 0 | 0 | 0 | 0 | 0 | 0.02032 | 0.02003
1996 | 255.3437 | 0 | 0 | 0 | 0 | 0 | 0 | 0.028448 | 0.032048
1996 | 255.3542 | 0 | 0 | 0 | 0 | 0 | 0 | 0.036576 | 0.044066
1996 | 255.3646 | 0 | 0 | 0 | 0 | 0 | 0 | 0.06096 | 0.056084
1996 | 255.375 | 0 | 0 | 0 | 0 | 0 | 0 | 0.052832 | 0.052078
1996 | 255.3854 | 0 | 0 | 0 | 0 | 0 | 0 | 0.06096 | 0.068102
1996 | 255.3958 | 0 | 0 | 0 | 0 | 0 | 0 | 0.08128 | 0.068102
1996 | 255.4062 | 0 | 0 | 0 | 0 | 0 | 0 | 0.08128 | 0.096144
1996 | 255.4167 | 0 | 0 | 0 | 0 | 0 | 0 | 0.097536 | 0.088132
1996 | 255.4271 | 0 | 0 | 0 | 0 | 0 | 0 | 0.089408 | 0.096144
1996 | 255.4375 | 0 | 0 | 0 | 0 | 0 | 0 | 0.11786 | 0.11617
1996 | 255.4479 | 0 | 0 | 0 | 0 | 0 | 0 | 0.12192 | 0.12819
1996 | 255.4583 | 0 | 0 | 0 | 0 | 0 | 0 | 0.16662 | 0.16425
1996 | 255.4687 | 0 | 0 | 0 | 0 | 0 | 0 | 0.17069 | 0.16825
1996 | 255.4792 | 0 | 0 | 0 | 0 | 0 | 0 | 0.16662 | 0.18027
1996 | 255.4896 | 0 | 0 | 0 | 0 | 0 | 0 | 0.17475 | 0.17626
1996 | 255.5 | 0 | 0 | 0 | 0 | 0 | 0 | 0.18288 | 0.19229
1996 | 255.5104 | 0 | 0 | 0 | 0 | 0 | 0 | 0.17882 | 0.19229
1996 | 255.5208 | 0 | 0 | 0 | 0 | 0 | 0 | 0.19507 | 0.20831
1996 | 255.5312 | 0 | 0 | 0 | 0 | 0 | 0 | 0.19914 | 0.20831
1996 | 255.5417 | 0 | 0 | 0 | 0 | 0 | 0 | 0.17475 | 0.21232
1996 | 255.5521 | 0 | 0 | 0 | 0 | 0 | 0 | 0.21539 | 0.22434
1996 | 255.5625 | 0 | 0 | 0 | 0 | 0 | 0 | 0.19914 | 0.19629
1996 | 255.5729 | 0 | 0 | 0 | 0 | 0 | 0 | 0.1585 | 0.19229
1996 | 255.5833 | 0 | 0 | 0 | 0 | 0 | 0 | 0.17882 | 0.20431
1996 | 255.5937 | 0 | 0 | 0 | 0 | 0 | 0 | 0.21133 | 0.22033
1996 | 255.6042 | 0 | 0 | 0 | 0 | 0 | 0 | 0.17882 | 0.18027
1996 | 255.6146 | 0 | 0 | 0 | 0 | 0 | 0 | 0.17882 | 0.18428
1996 | 255.625 | 0 | 0 | 0 | 0 | 0 | 0 | 0.17475 | 0.2003
1996 | 255.6354 | 0 | 0 | 0 | 0 | 0 | 0 | 0.21133 | 0.2003
1996 | 255.6458 | 0 | 0 | 0 | 0 | 0 | 0 | 0.16256 | 0.18428
1996 | 255.6562 | 0 | 0 | 0 | 0 | 0 | 0 | 0.16256 | 0.16024
1996 | 255.6667 | 0 | 0 | 0 | 0 | 0 | 0 | 0.17069 | 0.2003
1996 | 255.6771 | 0 | 0 | 0 | 0 | 0 | 0 | 0.16256 | 0.17226
1996 | 255.6875 | 0 | 0 | 0 | 0 | 0 | 0 | 0.12598 | 0.1362
1996 | 255.6979 | 0 | 0 | 0 | 0 | 0 | 0 | 0.077216 | 0.096144
1996 | 255.7083 | 0 | 0 | 0 | 0 | 0 | 0 | 0.069088 | 0.092138
1996 | 255.7187 | 0 | 0 | 0 | 0 | 0 | 0 | 0.073152 | 0.092138
1996 | 255.7292 | 0 | 0 | 0 | 0 | 0 | 0 | 0.077216 | 0.096144
1996 | 255.7396 | 0 | 0 | 0 | 0 | 0 | 0 | 0.06096 | 0.064096
1996 | 255.75 | 0 | 0 | 0 | 0 | 0 | 0 | 0.04064 | 0.06009
1996 | 255.7604 | 0 | 0 | 0 | 0 | 0 | 0 | 0.036576 | 0.04006
1996 | 255.7708 | 0 | 0 | 0 | 0 | 0 | 0 | 0.028448 | 0.028042
1996 | 255.7812 | 0 | 0 | 0 | 0 | 0 | 0 | 0.02032 | 0.024036
1996 | 255.7917 | 0 | 0 | 0 | 0 | 0 | 0 | 0.012192 | 0.008012
1996 | 255.8021 | 0 | 0 | 0 | 0 | 0 | 0 | 0.008128 | 0.012018
1996 | 255.8125 | 0 | 0 | 0 | 0 | 0 | 0 | 0.004064 | 0.008012
1996 | 255.8229 | 0 | 0 | 0 | 0 | 0 | 0 | 0.008128 | 0.008012
1996 | 255.8333 | 0 | 0 | 0 | 0 | 0 | 0 | 0.008128 | 0
1996 | 255.8437 | 0 | 0 | 0 | 0 | 0 | 0 | 0 | 0.008012
1996 | 255.8542 | 0 | 0 | 0 | 0 | 0 | 0 | 0.004064 | 0.008012
1996 | 255.8646 | 0 | 0 | 0 | 0 | 0 | 0 | 0 | -0.004006
1996 | 255.875 | 0 | 0 | 0 | 0 | 0 | 0 | 0 | 0.012018
1996 | 255.8854 | 0 | 0 | 0 | 0 | 0 | 0 | 0.004064 | -0.004006
1996 | 255.8958 | 0 | 0 | 0 | 0 | 0 | 0 | 0 | 0.008012
1996 | 255.9062 | 0 | 0 | 0 | 0 | 0 | 0 | 0.008128 | 0.008012
1996 | 255.9167 | 0 | 0 | 0 | 0 | 0 | 0 | 0.004064 | 0
1996 | 255.9271 | 0 | 0 | 0 | 0 | 0 | 0 | 0 | 0.008012
1996 | 255.9375 | 0 | 0 | 0 | 0 | 0 | 0 | 0.012192 | 0.004006
1996 | 255.9479 | 0 | 0 | 0 | 0 | 0 | 0 | 0.008128 | 0.016024
1996 | 255.9583 | 0 | 0 | 0 | 0 | 0 | 0 | 0.008128 | 0.012018
1996 | 255.9687 | 0 | 0 | 0 | 0 | 0 | 0 | 0.004064 | 0.004006
1996 | 255.9792 | 0 | 0 | 0 | 0 | 0 | 0 | 0.008128 | 0.012018
1996 | 255.9896 | 0 | 0 | 0 | 0 | 0 | 0 | 0.008128 | 0
1996 | 256 | 0 | 0 | 0 | 0 | 0 | 0 | 0.008128 | 0.012018
1996 | 256.0104 | 0 | 0 | 0 | 0 | 0 | 0 | 0 | 0
1996 | 256.0208 | 0 | 0 | 0 | 0 | 0 | 0 | 0.008128 | 0.016024
1996 | 256.0312 | 0 | 0 | 0 | 0 | 0 | 0 | 0.004064 | 0.008012
1996 | 256.0417 | 0 | 0 | 0 | 0 | 0 | 0 | 0.004064 | -0.004006
1996 | 256.0521 | 0 | 0 | 0 | 0 | 0 | 0 | 0.004064 | 0.008012
1996 | 256.0625 | 0 | 0 | 0 | 0 | 0 | 0 | -0.004064 | 0.004006
1996 | 256.0729 | 0 | 0 | 0 | 0 | 0 | 0 | 0.008128 | 0
1996 | 256.0833 | 0 | 0 | 0 | 0 | 0 | 0 | 0 | 0.004006
1996 | 256.0937 | 0 | 0 | 0 | 0 | 0 | 0 | 0 | 0.004006
1996 | 256.1042 | 0 | 0 | 0 | 0 | 0 | 0 | 0.008128 | 0
1996 | 256.1146 | 0 | 0 | 0 | 0 | 0 | 0 | 0 | 0.008012
1996 | 256.125 | 0 | 0 | 0 | 0 | 0 | 0 | 0 | 0.004006
1996 | 256.1354 | 0 | 0 | 0 | 0 | 0 | 0 | 0.008128 | 0
1996 | 256.1458 | 0 | 0 | 0 | 0 | 0 | 0 | -0.004064 | -0.012018
1996 | 256.1562 | 0 | 0 | 0 | 0 | 0 | 0 | 0 | 0.012018
1996 | 256.1667 | 0 | 0 | 0 | 0 | 0 | 0 | 0.004064 | 0.004006
1996 | 256.1771 | 0 | 0 | 0 | 0 | 0 | 0 | 0 | -0.004006
1996 | 256.1875 | 0 | 0 | 0 | 0 | 0 | 0 | 0.008128 | 0.012018
1996 | 256.1979 | 0 | 0 | 0 | 0 | 0 | 0 | 0.004064 | 0.004006
1996 | 256.2083 | 0 | 0 | 0 | 0 | 0 | 0 | 0.008128 | 0.012018
1996 | 256.2187 | 0 | 0 | 0 | 0 | 0 | 0 | -0.004064 | 0.008012
1996 | 256.2292 | 0 | 0 | 0 | 0 | 0 | 0 | 0.016256 | 0
1996 | 256.2396 | 0 | 0 | 0 | 0 | 0 | 0 | -0.004064 | 0.008012
1996 | 256.25 | 0 | 0 | 0 | 0 | 0 | 0 | 0.004064 | 0
1996 | 256.2604 | 0 | 0 | 0 | 0 | 0 | 0 | 0.012192 | 0.012018
1996 | 256.2708 | 0 | 0 | 0 | 0 | 0 | 0 | 0.004064 | 0.004006
1996 | 256.2812 | 0 | 0 | 0 | 0 | 0 | 0 | 0.004064 | 0.004006
1996 | 256.2917 | 0 | 0 | 0 | 0 | 0 | 0 | 0 | 0.004006
1996 | 256.3021 | 0 | 0 | 0 | 0 | 0 | 0 | 0.004064 | -0.004006
1996 | 256.3125 | 0 | 0 | 0 | 0 | 0 | 0 | 0 | 0.004006
1996 | 256.3229 | 0 | 0 | 0 | 0 | 0 | 0 | 0.004064 | 0.004006
1996 | 256.3333 | 0 | 0 | 0 | 0 | 0 | 0 | 0.004064 | 0.004006
1996 | 256.3437 | 0 | 0 | 0 | 0 | 0 | 0 | 0 | 0
1996 | 256.3542 | 0 | 0 | 0 | 0 | 0 | 0 | 0.012192 | 0.012018
1996 | 256.3646 | 0 | 0 | 0 | 0 | 0 | 0 | 0.016256 | 0.02003
1996 | 256.375 | 0 | 0 | 0 | 0 | 0 | 0 | 0.032512 | 0.036054
1996 | 256.3854 | 0 | 0 | 0 | 0 | 0 | 0 | 0.036576 | 0.036054
1996 | 256.3958 | 0 | 0 | 0 | 0 | 0 | 0 | 0.044704 | 0.032048
1996 | 256.4062 | 0 | 0 | 0 | 0 | 0 | 0 | 0.04064 | 0.056084
1996 | 256.4167 | 0 | 0 | 0 | 0 | 0 | 0 | 0.056896 | 0.048072
1996 | 256.4271 | 0 | 0 | 0 | 0 | 0 | 0 | 0.056896 | 0.059689
1996 | 256.4375 | 0 | 0 | 0 | 0 | 0 | 0 | 0.065024 | 0.069704
1996 | 256.4479 | 0 | 0 | 0 | 0 | 0 | 0 | 0.056896 | 0.069704
1996 | 256.4583 | 0 | 0 | 0 | 0 | 0 | 0 | 0.069088 | 0.079719
1996 | 256.4687 | 0 | 0 | 0 | 0 | 0 | 0 | 0.08128 | 0.088132
1996 | 256.4792 | 0 | 0 | 0 | 0 | 0 | 0 | 0.085344 | 0.072108
1996 | 256.4896 | 0 | 0 | 0 | 0 | 0 | 0 | 0.06096 | 0.068102
1996 | 256.5 | 0 | 0 | 0 | 0 | 0 | 0 | 0.085344 | 0.064096
1996 | 256.5104 | 0 | 0 | 0 | 0 | 0 | 0 | 0.077216 | 0.084126
1996 | 256.5208 | 0 | 0 | 0 | 0 | 0 | 0 | 0.072746 | 0.076114
1996 | 256.5312 | 0 | 0 | 0 | 0 | 0 | 0 | 0.080467 | 0.068102
1996 | 256.5417 | 0 | 0 | 0 | 0 | 0 | 0 | 0.070307 | 0.076114
1996 | 256.5521 | 0 | 0 | 0 | 0 | 0 | 0 | 0.089408 | 0.08012
1996 | 256.5625 | 0 | 0 | 0 | 0 | 0 | 0 | 0.085344 | 0.088132
1996 | 256.5729 | 0 | 0 | 0 | 0 | 0 | 0 | 0.097536 | 0.08012
1996 | 256.5833 | 0 | 0 | 0 | 0 | 0 | 0 | 0.08128 | 0.092138
1996 | 256.5937 | 0 | 0 | 0 | 0 | 0 | 0 | 0.069088 | 0.072108
1996 | 256.6042 | 0 | 0 | 0 | 0 | 0 | 0 | 0.048768 | 0.044066
1996 | 256.6146 | 0 | 0 | 0 | 0 | 0 | 0 | 0.065024 | 0.068102
1996 | 256.625 | 0 | 0 | 0 | 0 | 0 | 0 | 0.077216 | 0.072108
1996 | 256.6354 | 0 | 0 | 0 | 0 | 0 | 0 | 0.065024 | 0.076114
1996 | 256.6458 | 0 | 0 | 0 | 0 | 0 | 0 | 0.073152 | 0.076114
1996 | 256.6562 | 0 | 0 | 0 | 0 | 0 | 0 | 0.069088 | 0.08012
1996 | 256.6667 | 0 | 0 | 0 | 0 | 0 | 0 | 0.065024 | 0.08012
1996 | 256.6771 | 0 | 0 | 0 | 0 | 0 | 0 | 0.04064 | 0.048072
1996 | 256.6875 | 0 | 0 | 0.13005 | 0.12018 | 0 | 0 | 0 | 0.02003
1996 | 256.6979 | 0 | 0 | 1.398 | 1.4181 | 0 | 0 | 0 | 0
1996 | 256.7083 | 0 | 0 | 0.23571 | 0.23235 | 0 | 0 | 0.004064 | 0.004006
1996 | 256.7187 | 0 | 0 | 0 | 0 | 0 | 0 | 0.044704 | 0.036054
1996 | 256.7292 | 0 | 0 | 0 | 0 | 0 | 0 | 0.024384 | 0.02003
1996 | 256.7396 | 0 | 0 | 0 | 0 | 0 | 0 | 0.024384 | 0.024036
1996 | 256.75 | 0 | 0 | 0 | 0 | 0 | 0 | -0.02032 | -0.016024
1996 | 256.7604 | 0 | 0 | 0 | 0 | 0 | 0 | -0.004064 | 0.004006
1996 | 256.7708 | 0 | 0 | 0 | 0 | 0 | 0 | 0.004064 | 0.008012
1996 | 256.7812 | 0 | 0 | 0 | 0 | 0 | 0 | 0.024384 | 0.008012
1996 | 256.7917 | 0 | 0 | 0 | 0 | 0 | 0 | 0.004064 | 0.016024
1996 | 256.8021 | 0 | 0 | 0.016256 | 0.024036 | 0 | 0 | 2.2737e-13 | 0
1996 | 256.8125 | 0 | 0 | 0.12192 | 0.11217 | 0 | 0 | 0 | 2.2737e-13
1996 | 256.8229 | 0 | 0 | 0.26822 | 0.28042 | 0 | 0 | -2.2737e-13 | -2.2737e-13
1996 | 256.8333 | 0 | 0 | 0.21946 | 0.20831 | 0 | 0 | -2.2737e-13 | 0
1996 | 256.8437 | 0 | 0 | 0.08128 | 0.096144 | 0 | 0 | 0 | 0
1996 | 256.8542 | 0 | 0 | 0.04064 | 0.04006 | 0 | 0 | -2.2737e-13 | 0.004006
1996 | 256.8646 | 0 | 0 | 0.024384 | 0.016024 | 0 | 0 | 0 | -0.004006
1996 | 256.875 | 0 | 0 | 0.024384 | 0.024036 | 0 | 0 | -2.2737e-13 | 2.2737e-13
1996 | 256.8854 | 0 | 0 | 0.065024 | 0.064096 | 0 | 0 | 0 | 0
1996 | 256.8958 | 0 | 0 | 0.016256 | 0.024036 | 0 | 0 | -0.016256 | -0.004006
1996 | 256.9062 | 0 | 0 | 0 | 0.024036 | 0 | 0 | -0.016256 | 0.004006
1996 | 256.9167 | 0 | 0 | 0.016256 | 0.016024 | 0 | 0 | 0 | 0
1996 | 256.9271 | 0 | 0 | 0.024384 | 0.024036 | 0 | 0 | -2.2737e-13 | 0
1996 | 256.9375 | 0 | 0 | 0 | 0.008012 | 0 | 0 | 0 | 0
1996 | 256.9479 | 0 | 0 | 0.024384 | 0.016024 | 0 | 0 | -2.2737e-13 | 0
1996 | 256.9583 | 0 | 0 | 0.11379 | 0.088132 | 0 | 0 | 2.2737e-13 | 2.2737e-13
1996 | 256.9687 | 0 | 0 | 0.17882 | 0.16024 | 0 | 0 | 0 | 0
1996 | 256.9792 | 0 | 0 | 0.073152 | 0.08012 | 0 | 0 | -2.2737e-13 | 2.2737e-13
1996 | 256.9896 | 0 | 0 | 0.22758 | 0.23235 | 0 | 0 | -2.2737e-13 | 2.2737e-13
1996 | 257 | 0 | 0 | 0.13005 | 0.11217 | 0 | 0 | 2.2737e-13 | 0
1996 | 257.0104 | 0 | 0 | 0.024384 | 0.016024 | 0 | 0 | 0 | -0.012018
1996 | 257.0208 | 0 | 0 | 0 | 0 | 0 | 0 | -0.004064 | 0.008012
1996 | 257.0312 | 0 | 0 | 0 | 0 | 0 | 0 | 0 | 0.004006
1996 | 257.0417 | 0 | 0 | 0 | 0 | 0 | 0 | -0.008128 | -0.004006
1996 | 257.0521 | 0 | 0 | 0 | 0 | 0 | 0 | 0.004064 | -0.008012
1996 | 257.0625 | 0 | 0 | 0 | 0 | 0 | 0 | -0.008128 | -0.008012
1996 | 257.0729 | 0 | 0 | 0 | 0 | 0 | 0 | 0.004064 | 0.004006
1996 | 257.0833 | 0 | 0 | 0 | 0 | 0 | 0 | -0.004064 | 0.008012
1996 | 257.0937 | 0 | 0 | 0 | 0 | 0 | 0 | 0 | 0
1996 | 257.1042 | 0 | 0 | 0 | 0 | 0 | 0 | 0.008128 | 0
1996 | 257.1146 | 0 | 0 | 0 | 0 | 0 | 0 | -0.004064 | -0.004006
1996 | 257.125 | 0 | 0 | 0.008128 | 0.008012 | 0 | 0 | -0.012192 | -0.004006
1996 | 257.1354 | 0 | 0 | 0.032512 | 0.032048 | 0 | 0 | 0 | 0
1996 | 257.1458 | 0 | 0 | 0.04064 | 0.04006 | 0 | 0 | -2.2737e-13 | 2.2737e-13
1996 | 257.1562 | 0 | 0 | 0.1463 | 0.18428 | 0 | 0 | 0 | 0
1996 | 257.1667 | 0 | 0 | 0.16256 | 0.17626 | 0 | 0 | 0 | 2.2737e-13
1996 | 257.1771 | 0 | 0 | 0.12192 | 0.11217 | 0 | 0 | 0 | 2.2737e-13
1996 | 257.1875 | 0 | 0 | 0.089408 | 0.096144 | 0 | 0 | 2.2737e-13 | 0
1996 | 257.1979 | 0 | 0 | 0.08128 | 0.08012 | 0 | 0 | -0.004064 | 0
1996 | 257.2083 | 0 | 0 | 0 | 0 | 0 | 0 | -0.008128 | -0.008012
1996 | 257.2187 | 0 | 0 | 0 | 0 | 0 | 0 | 0 | -0.004006
1996 | 257.2292 | 0 | 0 | 0 | 0 | 0 | 0 | 0.004064 | 0.008012
1996 | 257.2396 | 0 | 0 | 0 | 0 | 0 | 0 | 0.012192 | 0.004006
1996 | 257.25 | 0 | 0 | 0 | 0 | 0 | 0 | 0.012192 | 0.016024
1996 | 257.2604 | 0 | 0 | 0 | 0 | 0 | 0 | 0 | 0
1996 | 257.2708 | 0 | 0 | 0.024384 | 0.024036 | 0 | 0 | 0 | 2.2737e-13
1996 | 257.2812 | 0 | 0 | 0.056896 | 0.064096 | 0 | 0 | -2.2737e-13 | 0
1996 | 257.2917 | 0 | 0 | 0.065024 | 0.072108 | 0 | 0 | 0 | 0
1996 | 257.3021 | 0 | 0 | 0.016256 | 0.008012 | 0 | 0 | -2.2737e-13 | 0
1996 | 257.3125 | 0 | 0 | 0.008128 | 0.008012 | 0 | 0 | -0.004064 | 0
1996 | 257.3229 | 0 | 0 | 0 | 0 | 0 | 0 | 0.004064 | 0
1996 | 257.3333 | 0 | 0 | 0 | 0 | 0 | 0 | 0.008128 | 0.008012
1996 | 257.3437 | 0 | 0 | 0 | 0 | 0 | 0 | 0.008128 | 0.008012
1996 | 257.3542 | 0 | 0 | 0 | 0 | 0 | 0 | 0.012192 | 0.016024
1996 | 257.3646 | 0 | 0 | 0 | 0 | 0 | 0 | 0.008128 | 0.012018
1996 | 257.375 | 0 | 0 | 0 | 0 | 0 | 0 | 0.016256 | 0.012018
1996 | 257.3854 | 0 | 0 | 0 | 0 | 0 | 0 | 0.016256 | 0.016024
1996 | 257.3958 | 0 | 0 | 0 | 0 | 0 | 0 | 0.016256 | 0.012018
1996 | 257.4062 | 0 | 0 | 0 | 0 | 0 | 0 | 0.02032 | 0.028042
1996 | 257.4167 | 0 | 0 | 0 | 0 | 0 | 0 | 0.032512 | 0.024036
1996 | 257.4271 | 0 | 0 | 0 | 0 | 0 | 0 | 0.028448 | 0.024036
1996 | 257.4375 | 0 | 0 | 0 | 0 | 0 | 0 | 0.028448 | 0.044066
1996 | 257.4479 | 0 | 0 | 0 | 0 | 0 | 0 | 0.056896 | 0.052078
1996 | 257.4583 | 0 | 0 | 0 | 0 | 0 | 0 | 0.056896 | 0.06009
1996 | 257.4687 | 0 | 0 | 0 | 0 | 0 | 0 | 0.048768 | 0.052078
1996 | 257.4792 | 0 | 0 | 0 | 0 | 0 | 0 | 0.048768 | 0.04006
1996 | 257.4896 | 0 | 0 | 0 | 0 | 0 | 0 | 0.06096 | 0.056084
1996 | 257.5 | 0 | 0 | 0 | 0 | 0 | 0 | 0.048768 | 0.052078
1996 | 257.5104 | 0 | 0 | 0 | 0 | 0 | 0 | 0.08128 | 0.076114
1996 | 257.5208 | 0 | 0 | 0 | 0 | 0 | 0 | 0.073152 | 0.068102
1996 | 257.5312 | 0 | 0 | 0 | 0 | 0 | 0 | 0.044704 | 0.048072
1996 | 257.5417 | 0 | 0 | 0 | 0 | 0 | 0 | 0.077216 | 0.084126
1996 | 257.5521 | 0 | 0 | 0 | 0 | 0 | 0 | 0.065024 | 0.064096
1996 | 257.5625 | 0 | 0 | 0 | 0 | 0 | 0 | 0.048768 | 0.048072
1996 | 257.5729 | 0 | 0 | 0 | 0 | 0 | 0 | 0.044704 | 0.048072
1996 | 257.5833 | 0 | 0 | 0 | 0 | 0 | 0 | 0.06096 | 0.056084
1996 | 257.5937 | 0 | 0 | 0 | 0 | 0 | 0 | 0.06096 | 0.068102
1996 | 257.6042 | 0 | 0 | 0 | 0 | 0 | 0 | 0.077216 | 0.072108
1996 | 257.6146 | 0 | 0 | 0 | 0 | 0 | 0 | 0.069088 | 0.08012
1996 | 257.625 | 0 | 0 | 0 | 0 | 0 | 0 | 0.056896 | 0.056084
1996 | 257.6354 | 0 | 0 | 0 | 0 | 0 | 0 | 0.052832 | 0.048072
1996 | 257.6458 | 0 | 0 | 0 | 0 | 0 | 0 | 0.044704 | 0.044066
1996 | 257.6562 | 0 | 0 | 0 | 0 | 0 | 0 | 0.028448 | 0.036054
1996 | 257.6667 | 0 | 0 | 0 | 0 | 0 | 0 | 0.04064 | 0.044066
1996 | 257.6771 | 0 | 0 | 0 | 0 | 0 | 0 | 0.04064 | 0.036054
1996 | 257.6875 | 0 | 0 | 0 | 0 | 0 | 0 | 0.032512 | 0.044066
1996 | 257.6979 | 0 | 0 | 0 | 0 | 0 | 0 | 0.032512 | 0.028042
1996 | 257.7083 | 0 | 0 | 0 | 0 | 0 | 0 | 0.036576 | 0.04006
1996 | 257.7187 | 0 | 0 | 0 | 0 | 0 | 0 | 0.028448 | 0.032048
1996 | 257.7292 | 0 | 0 | 0 | 0 | 0 | 0 | 0.048768 | 0.04006
1996 | 257.7396 | 0 | 0 | 0 | 0 | 0 | 0 | 0.028448 | 0.036054
1996 | 257.75 | 0 | 0 | 0 | 0 | 0 | 0 | 0.028448 | 0.016024
1996 | 257.7604 | 0 | 0 | 0 | 0 | 0 | 0 | 0.024384 | 0.024036
1996 | 257.7708 | 0 | 0 | 0 | 0 | 0 | 0 | 0.008128 | 0.012018
1996 | 257.7812 | 0 | 0 | 0 | 0 | 0 | 0 | 0.016256 | 0.016024
1996 | 257.7917 | 0 | 0 | 0 | 0 | 0 | 0 | 0.012192 | 0.016024
1996 | 257.8021 | 0 | 0 | 0 | 0 | 0 | 0 | 0 | -0.004006
1996 | 257.8125 | 0 | 0 | 0 | 0 | 0 | 0 | -0.004064 | 0
1996 | 257.8229 | 0 | 0 | 0 | 0 | 0 | 0 | 0.008128 | 0
1996 | 257.8333 | 0 | 0 | 0 | 0 | 0 | 0 | 0 | 0.008012
1996 | 257.8437 | 0 | 0 | 0 | 0 | 0 | 0 | 0.004064 | 0.008012
1996 | 257.8542 | 0 | 0 | 0 | 0 | 0 | 0 | 0.008128 | 0.004006
1996 | 257.8646 | 0 | 0 | 0 | 0 | 0 | 0 | 0.008128 | 0.012018
1996 | 257.875 | 0 | 0 | 0 | 0 | 0 | 0 | 0.008128 | 0
1996 | 257.8854 | 0 | 0 | 0 | 0 | 0 | 0 | 0 | 0.008012
1996 | 257.8958 | 0 | 0 | 0 | 0 | 0 | 0 | -0.008128 | -0.016024
1996 | 257.9062 | 0 | 0 | 0 | 0 | 0 | 0 | 0 | 0.004006
1996 | 257.9167 | 0 | 0 | 0 | 0 | 0 | 0 | 0 | 0.008012
1996 | 257.9271 | 0 | 0 | 0 | 0 | 0 | 0 | 0.008128 | 0.004006
1996 | 257.9375 | 0 | 0 | 0 | 0 | 0 | 0 | -0.004064 | 0.004006
1996 | 257.9479 | 0 | 0 | 0 | 0 | 0 | 0 | 0.004064 | 0
1996 | 257.9583 | 0 | 0 | 0 | 0 | 0 | 0 | 0.008128 | 0.008012
1996 | 257.9687 | 0 | 0 | 0 | 0 | 0 | 0 | 0 | -0.008012
1996 | 257.9792 | 0 | 0 | 0 | 0 | 0 | 0 | 0.004064 | 0.02003
1996 | 257.9896 | 0 | 0 | 0 | 0 | 0 | 0 | 0.004064 | 0.004006
1996 | 258 | 0 | 0 | 0 | 0 | 0 | 0 | 0 | 0.004006
1996 | 258.0104 | 0 | 0 | 0 | 0 | 0 | 0 | 0.008128 | 0.012018
1996 | 258.0208 | 0 | 0 | 0 | 0 | 0 | 0 | 0.004064 | -0.008012
1996 | 258.0312 | 0 | 0 | 0 | 0 | 0 | 0 | 0 | 0.012018
1996 | 258.0417 | 0 | 0 | 0 | 0 | 0 | 0 | 0.004064 | -0.004006
1996 | 258.0521 | 0 | 0 | 0 | 0 | 0 | 0 | 0 | -0.004006
1996 | 258.0625 | 0 | 0 | 0 | 0 | 0 | 0 | -0.012192 | 0
1996 | 258.0729 | 0 | 0 | 0 | 0 | 0 | 0 | 0.004064 | -0.012018
1996 | 258.0833 | 0 | 0 | 0 | 0 | 0 | 0 | 0 | 0.008012
1996 | 258.0937 | 0 | 0 | 0 | 0 | 0 | 0 | 0.004064 | -0.004006
1996 | 258.1042 | 0 | 0 | 0 | 0 | 0 | 0 | 0.004064 | 0.008012
1996 | 258.1146 | 0 | 0 | 0 | 0 | 0 | 0 | -0.004064 | 0
1996 | 258.125 | 0 | 0 | 0 | 0 | 0 | 0 | -0.008128 | -0.008012
1996 | 258.1354 | 0 | 0 | 0 | 0 | 0 | 0 | -0.004064 | -0.008012
1996 | 258.1458 | 0 | 0 | 0 | 0 | 0 | 0 | -0.008128 | -0.016024
1996 | 258.1562 | 0 | 0 | 0 | 0 | 0 | 0 | 0 | 0.008012
1996 | 258.1667 | 0 | 0 | 0 | 0 | 0 | 0 | -0.016256 | 0
1996 | 258.1771 | 0 | 0 | 0 | 0 | 0 | 0 | 0.016256 | 0.012018
1996 | 258.1875 | 0 | 0 | 0 | 0 | 0 | 0 | -0.008128 | 0.008012
1996 | 258.1979 | 0 | 0 | 0 | 0 | 0 | 0 | 0.02032 | 0.008012
1996 | 258.2083 | 0 | 0 | 0 | 0 | 0 | 0 | 0.024384 | 0.02003
1996 | 258.2187 | 0 | 0 | 0 | 0 | 0 | 0 | 0.012192 | -0.004006
1996 | 258.2292 | 0 | 0 | 0 | 0 | 0 | 0 | -0.004064 | 0.02003
1996 | 258.2396 | 0 | 0 | 0 | 0 | 0 | 0 | 0.012192 | 0.012018
1996 | 258.25 | 0 | 0 | 0 | 0 | 0 | 0 | 0.012192 | 0.012018
1996 | 258.2604 | 0 | 0 | 0 | 0 | 0 | 0 | 0.016256 | 0.012018
1996 | 258.2708 | 0 | 0 | 0 | 0 | 0 | 0 | 0.02032 | 0.004006
1996 | 258.2812 | 0 | 0 | 0 | 0 | 0 | 0 | -0.004064 | 0.016024
1996 | 258.2917 | 0 | 0 | 0 | 0 | 0 | 0 | 0.012192 | 0.008012
1996 | 258.3021 | 0 | 0 | 0 | 0 | 0 | 0 | 0.008128 | 0.008012
1996 | 258.3125 | 0 | 0 | 0 | 0 | 0 | 0 | 0.012192 | 0.008012
1996 | 258.3229 | 0 | 0 | 0 | 0 | 0 | 0 | 0.016256 | 0.02003
1996 | 258.3333 | 0 | 0 | 0 | 0 | 0 | 0 | 0.016256 | 0.024036
1996 | 258.3437 | 0 | 0 | 0 | 0 | 0 | 0 | 0.012192 | 0.016024
1996 | 258.3542 | 0 | 0 | 0 | 0 | 0 | 0 | 0.032512 | 0.036054
1996 | 258.3646 | 0 | 0 | 0 | 0 | 0 | 0 | 0.032512 | 0.024036
1996 | 258.375 | 0 | 0 | 0 | 0 | 0 | 0 | 0.028448 | 0.028042
1996 | 258.3854 | 0 | 0 | 0 | 0 | 0 | 0 | 0.036576 | 0.032048
1996 | 258.3958 | 0 | 0 | 0 | 0 | 0 | 0 | 0.036576 | 0.036054
1996 | 258.4062 | 0 | 0 | 0 | 0 | 0 | 0 | 0.052832 | 0.06009
1996 | 258.4167 | 0 | 0 | 0 | 0 | 0 | 0 | 0.073152 | 0.08012
1996 | 258.4271 | 0 | 0 | 0 | 0 | 0 | 0 | 0.093472 | 0.10416
1996 | 258.4375 | 0 | 0 | 0 | 0 | 0 | 0 | 0.1016 | 0.088132
1996 | 258.4479 | 0 | 0 | 0 | 0 | 0 | 0 | 0.11379 | 0.10816
1996 | 258.4583 | 0 | 0 | 0 | 0 | 0 | 0 | 0.065024 | 0.08012
1996 | 258.4687 | 0 | 0 | 0 | 0 | 0 | 0 | 0.073152 | 0.06009
1996 | 258.4792 | 0 | 0 | 0 | 0 | 0 | 0 | 0.048768 | 0.056084
1996 | 258.4896 | 0 | 0 | 0 | 0 | 0 | 0 | 0.08128 | 0.084126
1996 | 258.5 | 0 | 0 | 0 | 0 | 0 | 0 | 0.073152 | 0.088132
1996 | 258.5104 | 0 | 0 | 0 | 0 | 0 | 0 | 0.085344 | 0.10015
1996 | 258.5208 | 0 | 0 | 0 | 0 | 0 | 0 | 0.10973 | 0.10416
1996 | 258.5312 | 0 | 0 | 0 | 0 | 0 | 0 | 0.10973 | 0.10816
1996 | 258.5417 | 0 | 0 | 0 | 0 | 0 | 0 | 0.11786 | 0.12819
1996 | 258.5521 | 0 | 0 | 0 | 0 | 0 | 0 | 0.10973 | 0.10416
1996 | 258.5625 | 0 | 0 | 0 | 0 | 0 | 0 | 0.08128 | 0.08012
1996 | 258.5729 | 0 | 0 | 0 | 0 | 0 | 0 | 0.077216 | 0.084126
1996 | 258.5833 | 0 | 0 | 0 | 0 | 0 | 0 | 0.052832 | 0.056084
1996 | 258.5937 | 0 | 0 | 0 | 0 | 0 | 0 | 0.04064 | 0.052078
1996 | 258.6042 | 0 | 0 | 0 | 0 | 0 | 0 | 0.048768 | 0.04006
1996 | 258.6146 | 0 | 0 | 0 | 0 | 0 | 0 | 0.02032 | 0
1996 | 258.625 | 0 | 0 | 0.89408 | 0.87331 | 0 | 0 | 2.2737e-13 | 2.2737e-13
1996 | 258.6354 | 0 | 0 | 0.77216 | 0.78518 | 0 | 0 | 0 | -2.2737e-13
1996 | 258.6458 | 0 | 0 | 0.30074 | 0.30446 | 0 | 0 | 0 | 0
1996 | 258.6562 | 0 | 0 | 0.48768 | 0.48873 | 0 | 0 | 0 | -2.2737e-13
1996 | 258.6667 | 0 | 0 | 0.56896 | 0.57686 | 0 | 0 | 2.2737e-13 | 2.2737e-13
1996 | 258.6771 | 0 | 0 | 0.1463 | 0.12819 | 0 | 0 | 0.008128 | 0
1996 | 258.6875 | 0 | 0 | 0 | 0 | 0 | 0 | 0 | -0.008012
1996 | 258.6979 | 0 | 0 | 0.08128 | 0.08012 | 0 | 0 | -2.2737e-13 | 0
1996 | 258.7083 | 0 | 0 | 0.10566 | 0.10416 | 0 | 0 | 2.2737e-13 | 2.2737e-13
1996 | 258.7187 | 0 | 0 | 0.97536 | 0.96945 | 0 | 0 | -2.2737e-13 | 0
1996 | 258.7292 | 0 | 0 | 1.0648 | 1.0175 | 0 | 0 | 0 | 0
1996 | 258.7396 | 0 | 0 | 0.27635 | 0.27241 | 0 | 0 | 0 | 2.2737e-13
1996 | 258.75 | 0 | 0 | 0.27635 | 0.2644 | 0 | 0 | 0 | 2.2737e-13
1996 | 258.7604 | 0 | 0 | 0.37389 | 0.29644 | 0 | 0 | 0 | 0
1996 | 258.7708 | 0 | 0 | 0.18694 | 0.16825 | 0 | 0 | 0 | 2.2737e-13
1996 | 258.7812 | 0 | 0 | 0.032512 | 0.024036 | 0 | 0 | 0.008128 | 0.004006
1996 | 258.7917 | 0 | 0 | 0 | 0 | 0 | 0 | -0.004064 | -0.004006
1996 | 258.8021 | 0 | 0 | 0 | 0 | 0 | 0 | -0.004064 | 0.004006
1996 | 258.8125 | 0 | 0 | 0 | 0 | 0 | 0 | 0.004064 | -0.008012
1996 | 258.8229 | 0 | 0 | 0 | 0 | 0 | 0 | 0.008128 | 0.008012
1996 | 258.8333 | 0 | 0 | 0 | 0 | 0 | 0 | -0.008128 | 0
1996 | 258.8437 | 0 | 0 | 0 | 0 | 0 | 0 | 0.012192 | 0.004006
1996 | 258.8542 | 0 | 0 | 0 | 0 | 0 | 0 | -0.008128 | 0.004006
1996 | 258.8646 | 0 | 0 | 0 | 0 | 0 | 0 | 0.004064 | -0.008012
1996 | 258.875 | 0 | 0 | 0 | 0 | 0 | 0 | -0.004064 | 0.004006
1996 | 258.8854 | 0 | 0 | 0 | 0 | 0 | 0 | 0 | 0
1996 | 258.8958 | 0 | 0 | 0 | 0 | 0 | 0 | 0 | 0
1996 | 258.9062 | 0 | 0 | 0 | 0 | 0 | 0 | 0.004064 | 0.008012
1996 | 258.9167 | 0 | 0 | 0 | 0 | 0 | 0 | 0.004064 | -0.008012
1996 | 258.9271 | 0 | 0 | 0 | 0 | 0 | 0 | -0.004064 | 0.008012
1996 | 258.9375 | 0 | 0 | 0 | 0 | 0 | 0 | -0.004064 | -0.008012
1996 | 258.9479 | 0 | 0 | 0 | 0 | 0 | 0 | 0 | -0.004006
1996 | 258.9583 | 0 | 0 | 0.008128 | 0 | 0 | 0 | 0 | -0.004006
1996 | 258.9687 | 0 | 0 | 0.008128 | 0 | 0 | 0 | -2.2737e-13 | -0.012018
1996 | 258.9792 | 0 | 0 | 0 | 0 | 0 | 0 | -0.004064 | 0.004006
1996 | 258.9896 | 0 | 0 | 0 | 0 | 0 | 0 | 0 | -0.008012
1996 | 259 | 0 | 0 | 0 | 0 | 0 | 0 | -0.008128 | -0.004006
1996 | 259.0104 | 0 | 0 | 0 | 0 | 0 | 0 | -0.012192 | 0.004006
1996 | 259.0208 | 0 | 0 | 0 | 0 | 0 | 0 | 0 | -0.016024
1996 | 259.0312 | 0 | 0 | 0 | 0 | 0 | 0 | 0 | 0.008012
1996 | 259.0417 | 0 | 0 | 0 | 0 | 0 | 0 | -0.008128 | -0.012018
1996 | 259.0521 | 0 | 0 | 0 | 0 | 0 | 0 | 0 | 0.004006
1996 | 259.0625 | 0 | 0 | 0 | 0 | 0 | 0 | 0 | -0.004006
1996 | 259.0729 | 0 | 0 | 0 | 0 | 0 | 0 | -0.008128 | -0.012018
1996 | 259.0833 | 0 | 0 | 0 | 0 | 0 | 0 | -0.004064 | 0.004006
1996 | 259.0937 | 0 | 0 | 0 | 0 | 0 | 0 | 0 | 0
1996 | 259.1042 | 0 | 0 | 0 | 0 | 0 | 0 | -0.012192 | -0.004006
1996 | 259.1146 | 0 | 0 | 0 | 0 | 0 | 0 | 0 | -0.008012
1996 | 259.125 | 0 | 0 | 0 | 0 | 0 | 0 | 0 | 0
1996 | 259.1354 | 0 | 0 | 0 | 0 | 0 | 0 | 0 | 0.008012
1996 | 259.1458 | 0 | 0 | 0 | 0 | 0 | 0 | 0.004064 | 0.004006
1996 | 259.1562 | 0 | 0 | 0 | 0 | 0 | 0 | 0.004064 | 0.004006
1996 | 259.1667 | 0 | 0 | 0 | 0 | 0 | 0 | 0.004064 | 0.012018
1996 | 259.1771 | 0 | 0 | 0 | 0 | 0 | 0 | 0.012192 | -0.004006
1996 | 259.1875 | 0 | 0 | 0 | 0 | 0 | 0 | 0 | 0.012018
1996 | 259.1979 | 0 | 0 | 0 | 0 | 0 | 0 | -0.004064 | -0.004006
1996 | 259.2083 | 0 | 0 | 0 | 0 | 0 | 0 | 0.004064 | -0.004006
1996 | 259.2187 | 0 | 0 | 0 | 0 | 0 | 0 | -0.012192 | -0.008012
1996 | 259.2292 | 0 | 0 | 0 | 0 | 0 | 0 | -0.004064 | -0.012018
1996 | 259.2396 | 0 | 0 | 0 | 0 | 0 | 0 | 0 | 0.008012
1996 | 259.25 | 0 | 0 | 0 | 0 | 0 | 0 | -0.004064 | -0.008012
1996 | 259.2604 | 0 | 0 | 0 | 0 | 0 | 0 | -0.004064 | -0.008012
1996 | 259.2708 | 0 | 0 | 0 | 0 | 0 | 0 | -0.008128 | 0
1996 | 259.2812 | 0 | 0 | 0 | 0 | 0 | 0 | 0 | 0
1996 | 259.2917 | 0 | 0 | 0 | 0 | 0 | 0 | -0.008128 | -0.008012
1996 | 259.3021 | 0 | 0 | 0 | 0 | 0 | 0 | -0.004064 | 0
1996 | 259.3125 | 0 | 0 | 0 | 0 | 0 | 0 | -0.004064 | -0.004006
1996 | 259.3229 | 0 | 0 | 0 | 0 | 0 | 0 | 0.004064 | 0.008012
1996 | 259.3333 | 0 | 0 | 0 | 0 | 0 | 0 | 0.02032 | 0.024036
1996 | 259.3437 | 0 | 0 | 0 | 0 | 0 | 0 | 0.032512 | 0.024036
1996 | 259.3542 | 0 | 0 | 0 | 0 | 0 | 0 | 0.048768 | 0.06009
1996 | 259.3646 | 0 | 0 | 0 | 0 | 0 | 0 | 0.056896 | 0.064096
1996 | 259.375 | 0 | 0 | 0 | 0 | 0 | 0 | 0.065024 | 0.068102
1996 | 259.3854 | 0 | 0 | 0 | 0 | 0 | 0 | 0.093472 | 0.084126
1996 | 259.3958 | 0 | 0 | 0 | 0 | 0 | 0 | 0.097536 | 0.08012
1996 | 259.4062 | 0 | 0 | 0 | 0 | 0 | 0 | 0.097536 | 0.10416
1996 | 259.4167 | 0 | 0 | 0 | 0 | 0 | 0 | 0.12192 | 0.10816
1996 | 259.4271 | 0 | 0 | 0 | 0 | 0 | 0 | 0.12598 | 0.12419
1996 | 259.4375 | 0 | 0 | 0 | 0 | 0 | 0 | 0.13005 | 0.12419
1996 | 259.4479 | 0 | 0 | 0 | 0 | 0 | 0 | 0.13818 | 0.12819
1996 | 259.4583 | 0 | 0 | 0 | 0 | 0 | 0 | 0.16662 | 0.15623
1996 | 259.4687 | 0 | 0 | 0 | 0 | 0 | 0 | 0.1463 | 0.1362
1996 | 259.4792 | 0 | 0 | 0 | 0 | 0 | 0 | 0.13005 | 0.1322
1996 | 259.4896 | 0 | 0 | 0 | 0 | 0 | 0 | 0.1585 | 0.14822
1996 | 259.5 | 0 | 0 | 0 | 0 | 0 | 0 | 0.16256 | 0.15223
1996 | 259.5104 | 0 | 0 | 0 | 0 | 0 | 0 | 0.17069 | 0.15623
1996 | 259.5208 | 0 | 0 | 0 | 0 | 0 | 0 | 0.15037 | 0.15223
1996 | 259.5312 | 0 | 0 | 0 | 0 | 0 | 0 | 0.19507 | 0.18428
1996 | 259.5417 | 0 | 0 | 0 | 0 | 0 | 0 | 0.17069 | 0.15623
1996 | 259.5521 | 0 | 0 | 0 | 0 | 0 | 0 | 0.17882 | 0.18828
1996 | 259.5625 | 0 | 0 | 0 | 0 | 0 | 0 | 0.19101 | 0.18828
1996 | 259.5729 | 0 | 0 | 0 | 0 | 0 | 0 | 0.2032 | 0.19229
1996 | 259.5833 | 0 | 0 | 0 | 0 | 0 | 0 | 0.2032 | 0.20831
1996 | 259.5937 | 0 | 0 | 0 | 0 | 0 | 0 | 0.10566 | 0.1362
1996 | 259.6042 | 0 | 0 | 4.4867 | 4.7511 | 0 | 0 | 0 | 0
1996 | 259.6146 | 0 | 0 | 0.008128 | 0 | 0 | 0 | 0.077216 | 0.056084
1996 | 259.625 | 0 | 0 | 0 | 0 | 0 | 0 | 0.12192 | 0.14422
1996 | 259.6354 | 0 | 0 | 0 | 0 | 0 | 0 | 0.17882 | 0.17626
1996 | 259.6458 | 0 | 0 | 0 | 0 | 0 | 0 | 0.1585 | 0.1322
1996 | 259.6562 | 0 | 0 | 0 | 0 | 0 | 0 | 0.13005 | 0.1322
1996 | 259.6667 | 0 | 0 | 0 | 0 | 0 | 0 | 0.17882 | 0.15623
1996 | 259.6771 | 0 | 0 | 0 | 0 | 0 | 0 | 0.14224 | 0.14422
1996 | 259.6875 | 0 | 0 | 0 | 0 | 0 | 0 | 0.15037 | 0.12819
1996 | 259.6979 | 0 | 0 | 0 | 0 | 0 | 0 | 0.12598 | 0.1322
1996 | 259.7083 | 0 | 0 | 0 | 0 | 0 | 0 | 0.11786 | 0.11217
1996 | 259.7187 | 0 | 0 | 0 | 0 | 0 | 0 | 0.10566 | 0.092138
1996 | 259.7292 | 0 | 0 | 0 | 0 | 0 | 0 | 0.093472 | 0.096144
1996 | 259.7396 | 0 | 0 | 0 | 0 | 0 | 0 | 0.073152 | 0.076114
1996 | 259.75 | 0 | 0 | 0 | 0 | 0 | 0 | 0.069088 | 0.056084
1996 | 259.7604 | 0 | 0 | 0 | 0 | 0 | 0 | 0.052832 | 0.052078
1996 | 259.7708 | 0 | 0 | 0 | 0 | 0 | 0 | 0.036576 | 0.036054
1996 | 259.7812 | 0 | 0 | 0 | 0 | 0 | 0 | 0.036576 | 0.036054
1996 | 259.7917 | 0 | 0 | 0 | 0 | 0 | 0 | 0.028448 | 0.02003
1996 | 259.8021 | 0 | 0 | 0 | 0 | 0 | 0 | 0.012192 | 0.008012
1996 | 259.8125 | 0 | 0 | 0 | 0 | 0 | 0 | 0.004064 | 0.008012
1996 | 259.8229 | 0 | 0 | 0 | 0 | 0 | 0 | 0.008128 | -0.008012
1996 | 259.8333 | 0 | 0 | 0 | 0 | 0 | 0 | 0 | 0.008012
1996 | 259.8437 | 0 | 0 | 0 | 0 | 0 | 0 | -0.004064 | 0.008012
1996 | 259.8542 | 0 | 0 | 0 | 0 | 0 | 0 | 0.004064 | -0.004006
1996 | 259.8646 | 0 | 0 | 0 | 0 | 0 | 0 | 0 | 0.004006
1996 | 259.875 | 0 | 0 | 0 | 0 | 0 | 0 | 0.004064 | -0.012018
1996 | 259.8854 | 0 | 0 | 0 | 0 | 0 | 0 | -0.008128 | 0.012018
1996 | 259.8958 | 0 | 0 | 0 | 0 | 0 | 0 | 0.004064 | 0
1996 | 259.9062 | 0 | 0 | 0 | 0 | 0 | 0 | 0.004064 | -0.008012
1996 | 259.9167 | 0 | 0 | 0 | 0 | 0 | 0 | -0.004064 | 0.008012
1996 | 259.9271 | 0 | 0 | 0 | 0 | 0 | 0 | -0.004064 | -0.016024
1996 | 259.9375 | 0 | 0 | 0 | 0 | 0 | 0 | -0.008128 | 0.008012
1996 | 259.9479 | 0 | 0 | 0 | 0 | 0 | 0 | 0.004064 | -0.008012
1996 | 259.9583 | 0 | 0 | 0 | 0 | 0 | 0 | 0 | 0.008012
1996 | 259.9687 | 0 | 0 | 0 | 0 | 0 | 0 | -0.004064 | 0
1996 | 259.9792 | 0 | 0 | 0 | 0 | 0 | 0 | 0.004064 | -0.012018
1996 | 259.9896 | 0 | 0 | 0 | 0 | 0 | 0 | 0 | 0.012018
1996 | 260 | 0 | 0 | 0 | 0 | 0 | 0 | 0 | 0
1996 | 260.0104 | 0 | 0 | 0 | 0 | 0 | 0 | 0.004064 | 0.004006
1996 | 260.0208 | 0 | 0 | 0 | 0 | 0 | 0 | 0.008128 | 0.012018
1996 | 260.0312 | 0 | 0 | 0 | 0 | 0 | 0 | 0.004064 | -0.004006
1996 | 260.0417 | 0 | 0 | 0 | 0 | 0 | 0 | 0 | 0.004006
1996 | 260.0521 | 0 | 0 | 0 | 0 | 0 | 0 | -0.008128 | -0.008012
1996 | 260.0625 | 0 | 0 | 0 | 0 | 0 | 0 | 0.008128 | 0
1996 | 260.0729 | 0 | 0 | 0 | 0 | 0 | 0 | -0.004064 | 0
1996 | 260.0833 | 0 | 0 | 0 | 0 | 0 | 0 | -0.008128 | -0.008012
1996 | 260.0937 | 0 | 0 | 0 | 0 | 0 | 0 | -0.004064 | 0
1996 | 260.1042 | 0 | 0 | 0 | 0 | 0 | 0 | 0 | -0.004006
1996 | 260.1146 | 0 | 0 | 0 | 0 | 0 | 0 | -0.004064 | 0.004006
1996 | 260.125 | 0 | 0 | 0 | 0 | 0 | 0 | 0.012192 | 0.008012
1996 | 260.1354 | 0 | 0 | 0 | 0 | 0 | 0 | 0.008128 | 0.004006
1996 | 260.1458 | 0 | 0 | 0 | 0 | 0 | 0 | -0.008128 | 0.004006
1996 | 260.1562 | 0 | 0 | 0 | 0 | 0 | 0 | 0.016256 | 0
1996 | 260.1667 | 0 | 0 | 0 | 0 | 0 | 0 | 0 | 0.012018
1996 | 260.1771 | 0 | 0 | 0 | 0 | 0 | 0 | 0.004064 | 0
1996 | 260.1875 | 0 | 0 | 0 | 0 | 0 | 0 | 0.004064 | 0.008012
1996 | 260.1979 | 0 | 0 | 0 | 0 | 0 | 0 | 0.008128 | 0.004006
1996 | 260.2083 | 0 | 0 | 0 | 0 | 0 | 0 | 0.004064 | 0.004006
1996 | 260.2187 | 0 | 0 | 0 | 0 | 0 | 0 | 0.012192 | 0.008012
1996 | 260.2292 | 0 | 0 | 0 | 0 | 0 | 0 | -0.004064 | 0.004006
1996 | 260.2396 | 0 | 0 | 0 | 0 | 0 | 0 | 0.004064 | 0.012018
1996 | 260.25 | 0 | 0 | 0 | 0 | 0 | 0 | 0.012192 | 0.004006
1996 | 260.2604 | 0 | 0 | 0 | 0 | 0 | 0 | 0.004064 | 0
1996 | 260.2708 | 0 | 0 | 0 | 0 | 0 | 0 | 0.008128 | 0.012018
1996 | 260.2812 | 0 | 0 | 0 | 0 | 0 | 0 | 0.008128 | 0.004006
1996 | 260.2917 | 0 | 0 | 0 | 0 | 0 | 0 | 0.004064 | 0.008012
1996 | 260.3021 | 0 | 0 | 0 | 0 | 0 | 0 | 0.008128 | 0.012018
1996 | 260.3125 | 0 | 0 | 0 | 0 | 0 | 0 | 0.016256 | 0.004006
1996 | 260.3229 | 0 | 0 | 0 | 0 | 0 | 0 | 0.008128 | 0.012018
1996 | 260.3333 | 0 | 0 | 0 | 0 | 0 | 0 | 0.02032 | 0.008012
1996 | 260.3437 | 0 | 0 | 0 | 0 | 0 | 0 | 0.02032 | 0.032048
1996 | 260.3542 | 0 | 0 | 0 | 0 | 0 | 0 | 0.024384 | 0.02003
1996 | 260.3646 | 0 | 0 | 0 | 0 | 0 | 0 | 0.032512 | 0.04006
1996 | 260.375 | 0 | 0 | 0 | 0 | 0 | 0 | 0.04064 | 0.04006
1996 | 260.3854 | 0 | 0 | 0 | 0 | 0 | 0 | 0.044704 | 0.036054
1996 | 260.3958 | 0 | 0 | 0 | 0 | 0 | 0 | 0.04064 | 0.044066
1996 | 260.4062 | 0 | 0 | 0 | 0 | 0 | 0 | 0.04064 | 0.04006
1996 | 260.4167 | 0 | 0 | 0 | 0 | 0 | 0 | 0.048768 | 0.056084
1996 | 260.4271 | 0 | 0 | 0 | 0 | 0 | 0 | 0.052832 | 0.056084
1996 | 260.4375 | 0 | 0 | 0 | 0 | 0 | 0 | 0.065024 | 0.072108
1996 | 260.4479 | 0 | 0 | 0 | 0 | 0 | 0 | 0.073152 | 0.08012
1996 | 260.4583 | 0 | 0 | 0 | 0 | 0 | 0 | 0.08128 | 0.08012
1996 | 260.4687 | 0 | 0 | 0 | 0 | 0 | 0 | 0.08128 | 0.084126
1996 | 260.4792 | 0 | 0 | 0 | 0 | 0 | 0 | 0.056896 | 0.06009
1996 | 260.4896 | 0 | 0 | 0 | 0 | 0 | 0 | 0.097536 | 0.10015
1996 | 260.5 | 0 | 0 | 0 | 0 | 0 | 0 | 0.10973 | 0.16425
1996 | 260.5104 | 0 | 0 | 0 | 0 | 0 | 0 | 0.1016 | 0.1362
1996 | 260.5208 | 0 | 0 | 0 | 0 | 0 | 0 | 0.13818 | 0.14422
1996 | 260.5312 | 0 | 0 | 0 | 0 | 0 | 0 | 0.13005 | 0.14422
1996 | 260.5417 | 0 | 0 | 0 | 0 | 0 | 0 | 0.12192 | 0.1362
1996 | 260.5521 | 0 | 0 | 0 | 0 | 0 | 0 | 0.12598 | 0.14822
1996 | 260.5625 | 0 | 0 | 0 | 0 | 0 | 0 | 0.10973 | 0.10816
1996 | 260.5729 | 0 | 0 | 0 | 0 | 0 | 0 | 0.08128 | 0.068102
1996 | 260.5833 | 0 | 0 | 0 | 0 | 0 | 0 | 0.13005 | 0.14021
1996 | 260.5937 | 0 | 0 | 0 | 0 | 0 | 0 | 0.15443 | 0.17626
1996 | 260.6042 | 0 | 0 | 0 | 0 | 0 | 0 | 0.16256 | 0.18027
1996 | 260.6146 | 0 | 0 | 0 | 0 | 0 | 0 | 0.13005 | 0.14422
1996 | 260.625 | 0 | 0 | 0 | 0 | 0 | 0 | 0.15037 | 0.14822
1996 | 260.6354 | 0 | 0 | 0 | 0 | 0 | 0 | 0.10566 | 0.10816
1996 | 260.6458 | 0 | 0 | 0 | 0 | 0 | 0 | 0.10566 | 0.10015
1996 | 260.6562 | 0 | 0 | 0 | 0 | 0 | 0 | 0.11379 | 0.1362
1996 | 260.6667 | 0 | 0 | 0 | 0 | 0 | 0 | 0.13005 | 0.14021
1996 | 260.6771 | 0 | 0 | 0 | 0 | 0 | 0 | 0.12598 | 0.1322
1996 | 260.6875 | 0 | 0 | 0 | 0 | 0 | 0 | 0.11786 | 0.12018
1996 | 260.6979 | 0 | 0 | 0 | 0 | 0 | 0 | 0.11379 | 0.10816
1996 | 260.7083 | 0 | 0 | 0 | 0 | 0 | 0 | 0.1016 | 0.11217
1996 | 260.7187 | 0 | 0 | 0 | 0 | 0 | 0 | 0.097536 | 0.096144
1996 | 260.7292 | 0 | 0 | 0 | 0 | 0 | 0 | 0.08128 | 0.092138
1996 | 260.7396 | 0 | 0 | 0 | 0 | 0 | 0 | 0.069088 | 0.08012
1996 | 260.75 | 0 | 0 | 0 | 0 | 0 | 0 | 0.069088 | 0.064096
1996 | 260.7604 | 0 | 0 | 0 | 0 | 0 | 0 | 0.048768 | 0.056084
1996 | 260.7708 | 0 | 0 | 0 | 0 | 0 | 0 | 0.044704 | 0.032048
1996 | 260.7812 | 0 | 0 | 0 | 0 | 0 | 0 | 0.032512 | 0.04006
1996 | 260.7917 | 0 | 0 | 0 | 0 | 0 | 0 | 0.024384 | 0.016024
1996 | 260.8021 | 0 | 0 | 0 | 0 | 0 | 0 | 0.016256 | 0.012018
1996 | 260.8125 | 0 | 0 | 0 | 0 | 0 | 0 | 0.004064 | 0.016024
1996 | 260.8229 | 0 | 0 | 0 | 0 | 0 | 0 | 0.016256 | 0.008012
1996 | 260.8333 | 0 | 0 | 0 | 0 | 0 | 0 | 0.008128 | 0.012018
1996 | 260.8437 | 0 | 0 | 0 | 0 | 0 | 0 | 0.008128 | -0.004006
1996 | 260.8542 | 0 | 0 | 0 | 0 | 0 | 0 | 0 | 0.008012
1996 | 260.8646 | 0 | 0 | 0 | 0 | 0 | 0 | -0.004064 | 0
1996 | 260.875 | 0 | 0 | 0 | 0 | 0 | 0 | 0 | 0.004006
1996 | 260.8854 | 0 | 0 | 0 | 0 | 0 | 0 | -0.004064 | 0
1996 | 260.8958 | 0 | 0 | 0 | 0 | 0 | 0 | 0.012192 | 0.004006
1996 | 260.9062 | 0 | 0 | 0 | 0 | 0 | 0 | 0 | 0.004006
1996 | 260.9167 | 0 | 0 | 0 | 0 | 0 | 0 | 0.004064 | 0
1996 | 260.9271 | 0 | 0 | 0 | 0 | 0 | 0 | 0 | 0.008012
1996 | 260.9375 | 0 | 0 | 0 | 0 | 0 | 0 | 0.004064 | 0.004006
1996 | 260.9479 | 0 | 0 | 0 | 0 | 0 | 0 | -0.004064 | 0.004006
1996 | 260.9583 | 0 | 0 | 0 | 0 | 0 | 0 | 0.012192 | 0.004006
1996 | 260.9687 | 0 | 0 | 0 | 0 | 0 | 0 | 0 | -0.004006
1996 | 260.9792 | 0 | 0 | 0 | 0 | 0 | 0 | -0.008128 | 0.008012
1996 | 260.9896 | 0 | 0 | 0 | 0 | 0 | 0 | 0.008128 | -0.004006
1996 | 261 | 0 | 0 | 0 | 0 | 0 | 0 | -0.008128 | 0.008012
1996 | 261.0104 | 0 | 0 | 0 | 0 | 0 | 0 | 0.008128 | 0
1996 | 261.0208 | 0 | 0 | 0 | 0 | 0 | 0 | 0.008128 | 0.004006
1996 | 261.0312 | 0 | 0 | 0 | 0 | 0 | 0 | 0 | 0
1996 | 261.0417 | 0 | 0 | 0 | 0 | 0 | 0 | -0.012192 | -0.008012
1996 | 261.0521 | 0 | 0 | 0 | 0 | 0 | 0 | 0 | 0
1996 | 261.0625 | 0 | 0 | 0 | 0 | 0 | 0 | 0.004064 | -0.004006
1996 | 261.0729 | 0 | 0 | 0 | 0 | 0 | 0 | -0.004064 | 0.008012
1996 | 261.0833 | 0 | 0 | 0 | 0 | 0 | 0 | -0.004064 | -0.004006
1996 | 261.0937 | 0 | 0 | 0 | 0 | 0 | 0 | 2.2737e-13 | -0.012018
1996 | 261.1042 | 0 | 0 | 0 | 0 | 0 | 0 | -0.008128 | 0.004006
1996 | 261.1146 | 0 | 0 | 0 | 0 | 0 | 0 | 0 | -0.004006
1996 | 261.125 | 0 | 0 | 0 | 0 | 0 | 0 | 0 | 0.008012
1996 | 261.1354 | 0 | 0 | 0 | 0 | 0 | 0 | 0 | 0.004006
1996 | 261.1458 | 0 | 0 | 0 | 0 | 0 | 0 | 0.016256 | 0.004006
1996 | 261.1562 | 0 | 0 | 0 | 0 | 0 | 0 | 0.012192 | 0.02003
1996 | 261.1667 | 0 | 0 | 0 | 0 | 0 | 0 | -0.004064 | 0
1996 | 261.1771 | 0 | 0 | 0 | 0 | 0 | 0 | 0.012192 | 0.008012
1996 | 261.1875 | 0 | 0 | 0 | 0 | 0 | 0 | 0.004064 | 0.008012
1996 | 261.1979 | 0 | 0 | 0 | 0 | 0 | 0 | 0.008128 | -0.004006
1996 | 261.2083 | 0 | 0 | 0 | 0 | 0 | 0 | -0.004064 | 0.02003
1996 | 261.2187 | 0 | 0 | 0 | 0 | 0 | 0 | 0.008128 | 0
1996 | 261.2292 | 0 | 0 | 0 | 0 | 0 | 0 | 0.004064 | 0.008012
1996 | 261.2396 | 0 | 0 | 0 | 0 | 0 | 0 | -0.004064 | 0
1996 | 261.25 | 0 | 0 | 0 | 0 | 0 | 0 | 0.012192 | 0
1996 | 261.2604 | 0 | 0 | 0 | 0 | 0 | 0 | 0.004064 | 0.012018
1996 | 261.2708 | 0 | 0 | 0 | 0 | 0 | 0 | 0.008128 | 0.016024
1996 | 261.2812 | 0 | 0 | 0 | 0 | 0 | 0 | 0 | 0
1996 | 261.2917 | 0 | 0 | 0 | 0 | 0 | 0 | 0.016256 | 0.02003
1996 | 261.3021 | 0 | 0 | 0 | 0 | 0 | 0 | 0.004064 | 0.008012
1996 | 261.3125 | 0 | 0 | 0 | 0 | 0 | 0 | 0.008128 | 0.008012
1996 | 261.3229 | 0 | 0 | 0 | 0 | 0 | 0 | 0.02032 | 0.016024
1996 | 261.3333 | 0 | 0 | 0 | 0 | 0 | 0 | 0.016256 | 0.008012
1996 | 261.3437 | 0 | 0 | 0 | 0 | 0 | 0 | 0.02032 | 0.036054
1996 | 261.3542 | 0 | 0 | 0 | 0 | 0 | 0 | 0.016256 | 0.032048
1996 | 261.3646 | 0 | 0 | 0 | 0 | 0 | 0 | 0.036576 | 0.016024
1996 | 261.375 | 0 | 0 | 0 | 0 | 0 | 0 | 0.036576 | 0.048072
1996 | 261.3854 | 0 | 0 | 0 | 0 | 0 | 0 | 0.04064 | 0.036054
1996 | 261.3958 | 0 | 0 | 0 | 0 | 0 | 0 | 0.06096 | 0.064096
1996 | 261.4062 | 0 | 0 | 0 | 0 | 0 | 0 | 0.056896 | 0.072108
1996 | 261.4167 | 0 | 0 | 0 | 0 | 0 | 0 | 0.085344 | 0.076114
1996 | 261.4271 | 0 | 0 | 0 | 0 | 0 | 0 | 0.089408 | 0.10416
1996 | 261.4375 | 0 | 0 | 0 | 0 | 0 | 0 | 0.1016 | 0.084126
1996 | 261.4479 | 0 | 0 | 0 | 0 | 0 | 0 | 0.11379 | 0.068102
1996 | 261.4583 | 0 | 0 | 0 | 0 | 0 | 0 | 0.13005 | 0.19629
1996 | 261.4687 | 0 | 0 | 0 | 0 | 0 | 0 | 0.13005 | 0.1322
1996 | 261.4792 | 0 | 0 | 0 | 0 | 0 | 0 | 0.15037 | 0.16024
1996 | 261.4896 | 0 | 0 | 0 | 0 | 0 | 0 | 0.16256 | 0.16024
1996 | 261.5 | 0 | 0 | 0 | 0 | 0 | 0 | 0.16256 | 0.16825
1996 | 261.5104 | 0 | 0 | 0 | 0 | 0 | 0 | 0.17475 | 0.17226
1996 | 261.5208 | 0 | 0 | 0 | 0 | 0 | 0 | 0.18288 | 0.18428
1996 | 261.5312 | 0 | 0 | 0 | 0 | 0 | 0 | 0.18694 | 0.19229
1996 | 261.5417 | 0 | 0 | 0 | 0 | 0 | 0 | 0.19101 | 0.20431
1996 | 261.5521 | 0 | 0 | 0 | 0 | 0 | 0 | 0.19914 | 0.2003
1996 | 261.5625 | 0 | 0 | 0 | 0 | 0 | 0 | 0.17475 | 0.2003
1996 | 261.5729 | 0 | 0 | 0 | 0 | 0 | 0 | 0.17475 | 0.19229
1996 | 261.5833 | 0 | 0 | 0 | 0 | 0 | 0 | 0.20726 | 0.20831
1996 | 261.5937 | 0 | 0 | 0 | 0 | 0 | 0 | 0.1585 | 0.16024
1996 | 261.6042 | 0 | 0 | 0 | 0 | 0 | 0 | 0.11379 | 0.12819
1996 | 261.6146 | 0 | 0 | 0 | 0 | 0 | 0 | 0.17069 | 0.17226
1996 | 261.625 | 0 | 0 | 0 | 0 | 0 | 0 | 0.1463 | 0.14422
1996 | 261.6354 | 0 | 0 | 0 | 0 | 0 | 0 | 0.13818 | 0.16024
1996 | 261.6458 | 0 | 0 | 0 | 0 | 0 | 0 | 0.17882 | 0.19629
1996 | 261.6562 | 0 | 0 | 0 | 0 | 0 | 0 | 0.13005 | 0.11217
1996 | 261.6667 | 0 | 0 | 0 | 0 | 0 | 0 | 0.13818 | 0.16425
1996 | 261.6771 | 0 | 0 | 0 | 0 | 0 | 0 | 0.14224 | 0.16024
1996 | 261.6875 | 0 | 0 | 0 | 0 | 0 | 0 | 0.18288 | 0.16425
1996 | 261.6979 | 0 | 0 | 0 | 0 | 0 | 0 | 0.069088 | 0.072108
1996 | 261.7083 | 0 | 0 | 0 | 0 | 0 | 0 | 0.06096 | 0.10015
1996 | 261.7187 | 0 | 0 | 0 | 0 | 0 | 0 | 0.10973 | 0.076114
1996 | 261.7292 | 0 | 0 | 0 | 0 | 0 | 0 | 0.065024 | 0.068102
1996 | 261.7396 | 0 | 0 | 0 | 0 | 0 | 0 | 0.048768 | 0.04006
1996 | 261.75 | 0 | 0 | 0 | 0 | 0 | 0 | 0.032512 | 0.044066
1996 | 261.7604 | 0 | 0 | 0 | 0 | 0 | 0 | 0.028448 | 0.032048
1996 | 261.7708 | 0 | 0 | 0 | 0 | 0 | 0 | 0.024384 | 0.02003
1996 | 261.7812 | 0 | 0 | 0 | 0 | 0 | 0 | 0.02032 | 0.016024
1996 | 261.7917 | 0 | 0 | 0 | 0 | 0 | 0 | 0.004064 | 0
1996 | 261.8021 | 0 | 0 | 0 | 0 | 0 | 0 | 0.004064 | 0
1996 | 261.8125 | 0 | 0 | 0 | 0 | 0 | 0 | 0 | 0.008012
1996 | 261.8229 | 0 | 0 | 0 | 0 | 0 | 0 | 0.016256 | 0.004006
1996 | 261.8333 | 0 | 0 | 0 | 0 | 0 | 0 | -0.024384 | -0.008012
1996 | 261.8437 | 0.024384 | 0 | 0 | 0 | 0 | 0 | 0.012192 | 0.02003
1996 | 261.8542 | 0.024384 | 0.048072 | 0 | 0 | 0 | 0 | -0.012192 | -0.008012
1996 | 261.8646 | 0 | 0 | 0 | 0 | 0 | 0 | -0.004064 | 0.004006
1996 | 261.875 | 0 | 0 | 0 | 0 | 0 | 0 | 0.012192 | 0
1996 | 261.8854 | 0 | 0 | 0 | 0 | 0 | 0 | -0.004064 | 0.012018
1996 | 261.8958 | 0 | 0 | 0 | 0 | 0 | 0 | 0.02032 | 0.028042
1996 | 261.9062 | 0 | 0 | 0 | 0 | 0 | 0 | 0.04064 | 0.008012
1996 | 261.9167 | 0.024384 | 0 | 0 | 0 | 0 | 0 | -0.004064 | 0.004006
1996 | 261.9271 | 0 | 0 | 0 | 0 | 0 | 0 | 0.036576 | -0.008012
1996 | 261.9375 | 0 | 0 | 0 | 0 | 0 | 0 | -0.008128 | 0.016024
1996 | 261.9479 | 0 | 0 | 0 | 0 | 0 | 0 | 0.008128 | 0
1996 | 261.9583 | 0 | 0 | 0 | 0 | 0 | 0 | -0.008128 | 0.008012
1996 | 261.9687 | 0 | 0 | 0 | 0 | 0 | 0 | 0.024384 | 0.012018
1996 | 261.9792 | 0 | 0 | 0 | 0 | 0 | 0 | -0.008128 | 0.008012
1996 | 261.9896 | 0 | 0 | 0 | 0 | 0 | 0 | 2.2737e-13 | 0.012018
1996 | 262 | 0 | 0 | 0 | 0 | 0 | 0 | 0.036576 | 0.016024
1996 | 262.0104 | 0 | 0 | 0 | 0 | 0 | 0 | -0.004064 | 0.008012
1996 | 262.0208 | 0 | 0 | 0 | 0 | 0 | 0 | 0.02032 | 0.016024
1996 | 262.0312 | 0 | 0 | 0 | 0 | 0 | 0 | 0.016256 | 0
1996 | 262.0417 | 0 | 0 | 0 | 0 | 0 | 0 | -0.012192 | 0.004006
1996 | 262.0521 | 0 | 0 | 0 | 0 | 0 | 0 | 0.008128 | 0.004006
1996 | 262.0625 | 0 | 0 | 0 | 0 | 0 | 0 | 0.004064 | -0.008012
1996 | 262.0729 | 0 | 0 | 0 | 0 | 0 | 0 | 0 | 0.012018
1996 | 262.0833 | 0 | 0 | 0 | 0 | 0 | 0 | 0 | -0.004006
1996 | 262.0937 | 0 | 0 | 0 | 0 | 0 | 0 | 0 | -0.016024
1996 | 262.1042 | 0 | 0 | 0 | 0 | 0 | 0 | -0.012192 | 0.004006
1996 | 262.1146 | 0 | 0 | 0 | 0 | 0 | 0 | -0.016256 | -0.008012
1996 | 262.125 | 0 | 0 | 0 | 0 | 0 | 0 | 0.004064 | -0.004006
1996 | 262.1354 | 0 | 0 | 0 | 0 | 0 | 0 | 0 | -0.008012
1996 | 262.1458 | 0 | 0 | 0 | 0 | 0 | 0 | 0 | 0
1996 | 262.1562 | 0 | 0 | 0 | 0 | 0 | 0 | -0.008128 | -0.004006
1996 | 262.1667 | 0 | 0 | 0 | 0 | 0 | 0 | -0.004064 | -0.016024
1996 | 262.1771 | 0 | 0 | 0 | 0 | 0 | 0 | -0.008128 | 0
1996 | 262.1875 | 0 | 0 | 0 | 0 | 0 | 0 | -0.008128 | -0.012018
1996 | 262.1979 | 0 | 0 | 0 | 0 | 0 | 0 | 0 | -0.008012
1996 | 262.2083 | 0 | 0 | 0 | 0 | 0 | 0 | -0.004064 | -0.008012
1996 | 262.2187 | 0 | 0 | 0 | 0 | 0 | 0 | -0.012192 | -0.004006
1996 | 262.2292 | 0 | 0 | 0 | 0 | 0 | 0 | -0.016256 | -0.016024
1996 | 262.2396 | 0 | 0 | 0 | 0 | 0 | 0 | -0.008128 | -0.012018
1996 | 262.25 | 0 | 0 | 0 | 0 | 0 | 0 | -0.012192 | -0.004006
1996 | 262.2604 | 0 | 0 | 0 | 0 | 0 | 0 | -0.008128 | -0.016024
1996 | 262.2708 | 0 | 0 | 0 | 0 | 0 | 0 | -0.016256 | -0.012018
1996 | 262.2812 | 0 | 0 | 0 | 0 | 0 | 0 | -0.016256 | -0.008012
1996 | 262.2917 | 0 | 0 | 0 | 0 | 0 | 0 | -0.008128 | -0.008012
1996 | 262.3021 | 0 | 0 | 0 | 0 | 0 | 0 | -0.008128 | -0.016024
1996 | 262.3125 | 0 | 0 | 0 | 0 | 0 | 0 | -0.008128 | 0
1996 | 262.3229 | 0 | 0 | 0 | 0 | 0 | 0 | 0.008128 | 0.004006
1996 | 262.3333 | 0 | 0 | 0 | 0 | 0 | 0 | 0.008128 | 0.008012
1996 | 262.3437 | 0 | 0 | 0 | 0 | 0 | 0 | 0.024384 | 0.028042
1996 | 262.3542 | 0 | 0 | 0 | 0 | 0 | 0 | 0.036576 | 0.028042
1996 | 262.3646 | 0 | 0 | 0 | 0 | 0 | 0 | 0.04064 | 0.04006
1996 | 262.375 | 0 | 0 | 0 | 0 | 0 | 0 | 0.056896 | 0.056084
1996 | 262.3854 | 0 | 0 | 0 | 0 | 0 | 0 | 0.065024 | 0.068102
1996 | 262.3958 | 0 | 0 | 0 | 0 | 0 | 0 | 0.065024 | 0.076114
1996 | 262.4062 | 0 | 0 | 0 | 0 | 0 | 0 | 0.093472 | 0.092138
1996 | 262.4167 | 0 | 0 | 0 | 0 | 0 | 0 | 0.1016 | 0.10416
1996 | 262.4271 | 0 | 0 | 0 | 0 | 0 | 0 | 0.11379 | 0.11217
1996 | 262.4375 | 0 | 0 | 0 | 0 | 0 | 0 | 0.12192 | 0.11217
1996 | 262.4479 | 0 | 0 | 0 | 0 | 0 | 0 | 0.11786 | 0.12819
1996 | 262.4583 | 0 | 0 | 0 | 0 | 0 | 0 | 0.13005 | 0.14021
1996 | 262.4687 | 0 | 0 | 0 | 0 | 0 | 0 | 0.15443 | 0.14822
1996 | 262.4792 | 0 | 0 | 0 | 0 | 0 | 0 | 0.1463 | 0.15623
1996 | 262.4896 | 0 | 0 | 0 | 0 | 0 | 0 | 0.17475 | 0.16024
1996 | 262.5 | 0 | 0 | 0 | 0 | 0 | 0 | 0.13818 | 0.17226
1996 | 262.5104 | 0 | 0 | 0 | 0 | 0 | 0 | 0.1463 | 0.18428
1996 | 262.5208 | 0 | 0 | 0 | 0 | 0 | 0 | 0.23165 | 0.18428
1996 | 262.5312 | 0 | 0 | 0 | 0 | 0 | 0 | 0.16256 | 0.18428
1996 | 262.5417 | 0 | 0 | 0 | 0 | 0 | 0 | 0.20726 | 0.16825
1996 | 262.5521 | 0 | 0 | 0 | 0 | 0 | 0 | 0.19507 | 0.20831
1996 | 262.5625 | 0 | 0 | 0 | 0 | 0 | 0 | 0.18694 | 0.18828
1996 | 262.5729 | 0 | 0 | 0 | 0 | 0 | 0 | 0.17475 | 0.16024
1996 | 262.5833 | 0 | 0 | 0 | 0 | 0 | 0 | 0.085344 | 0.16024
1996 | 262.5937 | 0 | 0 | 0 | 0 | 0 | 0 | 0.2032 | 0.15223
1996 | 262.6042 | 0 | 0 | 0 | 0 | 0 | 0 | 0.12598 | 0.11617
1996 | 262.6146 | 0 | 0 | 0 | 0 | 0 | 0 | 0.11379 | 0.14822
1996 | 262.625 | 0 | 0 | 0 | 0 | 0 | 0 | 0.15443 | 0.16425
1996 | 262.6354 | 0 | 0 | 0 | 0 | 0 | 0 | 0.16256 | 0.18027
1996 | 262.6458 | 0 | 0 | 0 | 0 | 0 | 0 | 0.19507 | 0.19629
1996 | 262.6562 | 0 | 0 | 0 | 0 | 0 | 0 | 0.16662 | 0.18027
1996 | 262.6667 | 0 | 0 | 0 | 0 | 0 | 0 | 0.1585 | 0.16825
1996 | 262.6771 | 0 | 0 | 0 | 0 | 0 | 0 | 0.13411 | 0.15223
1996 | 262.6875 | 0 | 0 | 0 | 0 | 0 | 0 | 0.089408 | 0.10816
1996 | 262.6979 | 0 | 0 | 0 | 0 | 0 | 0 | 0.093472 | 0.084126
1996 | 262.7083 | 0 | 0 | 0 | 0 | 0 | 0 | 0.06096 | 0.06009
1996 | 262.7187 | 0 | 0 | 0 | 0 | 0 | 0 | 0.056896 | 0.048072
1996 | 262.7292 | 0 | 0 | 0 | 0 | 0 | 0 | 0.044704 | 0.052078
1996 | 262.7396 | 0 | 0 | 0 | 0 | 0 | 0 | 0.06096 | 0.04006
1996 | 262.75 | 0 | 0 | 0 | 0 | 0 | 0 | 0.032512 | 0.036054
1996 | 262.7604 | 0 | 0 | 0 | 0 | 0 | 0 | 0.032512 | 0.024036
1996 | 262.7708 | 0 | 0 | 0 | 0 | 0 | 0 | 0.008128 | 0.032048
1996 | 262.7812 | 0 | 0 | 0 | 0 | 0 | 0 | 0.016256 | 0.008012
1996 | 262.7917 | 0 | 0 | 0 | 0 | 0 | 0 | 0.024384 | 0.012018
1996 | 262.8021 | 0 | 0 | 0 | 0 | 0 | 0 | 0.008128 | 0.012018
1996 | 262.8125 | 0 | 0 | 0 | 0 | 0 | 0 | -0.004064 | -0.012018
1996 | 262.8229 | 0 | 0 | 0 | 0 | 0 | 0 | -0.012192 | 0.02003
1996 | 262.8333 | 0 | 0 | 0 | 0 | 0 | 0 | 0.012192 | 0
1996 | 262.8437 | 0 | 0 | 0 | 0 | 0 | 0 | 0.016256 | -0.004006
1996 | 262.8542 | 0 | 0 | 0 | 0 | 0 | 0 | -0.008128 | 0.012018
1996 | 262.8646 | 0 | 0 | 0 | 0 | 0 | 0 | 0.012192 | 0.008012
1996 | 262.875 | 0 | 0 | 0 | 0 | 0 | 0 | -0.012192 | -0.004006
1996 | 262.8854 | 0 | 0 | 0 | 0 | 0 | 0 | 0.02032 | 0.012018
1996 | 262.8958 | 0 | 0 | 0 | 0 | 0 | 0 | -0.016256 | 0.012018
1996 | 262.9062 | 0 | 0 | 0 | 0 | 0 | 0 | -0.008128 | -0.008012
1996 | 262.9167 | 0 | 0 | 0 | 0 | 0 | 0 | 0.024384 | 0.008012
1996 | 262.9271 | 0 | 0 | 0 | 0 | 0 | 0 | 0.004064 | 0
1996 | 262.9375 | 0 | 0 | 0 | 0 | 0 | 0 | 0 | 0.008012
1996 | 262.9479 | 0 | 0 | 0 | 0 | 0 | 0 | 0.02032 | -0.02003
1996 | 262.9583 | 0 | 0 | 0 | 0 | 0 | 0 | 0.012192 | 0.032048
1996 | 262.9687 | 0 | 0 | 0.17069 | 0.12018 | 0 | 0 | 0 | 0
1996 | 262.9792 | 0 | 0 | 0 | 0 | 0 | 0 | 0.028448 | 0.012018
1996 | 262.9896 | 0 | 0 | 0 | 0 | 0 | 0 | 0.012192 | 0.024036
1996 | 263 | 0 | 0 | 0 | 0 | 0 | 0 | 0 | -0.004006
1996 | 263.0104 | 0 | 0 | 0 | 0 | 0 | 0 | 0 | 0.004006
1996 | 263.0208 | 0 | 0 | 0 | 0 | 0 | 0 | -0.004064 | 0.008012
1996 | 263.0312 | 0 | 0 | 0 | 0 | 0 | 0 | 0.016256 | 0.012018
1996 | 263.0417 | 0 | 0 | 0 | 0 | 0 | 0 | 0.004064 | 0.004006
1996 | 263.0521 | 0 | 0 | 0 | 0 | 0 | 0 | 0.008128 | 0.004006
1996 | 263.0625 | 0 | 0 | 0 | 0 | 0 | 0 | 0 | 0.004006
1996 | 263.0729 | 0 | 0 | 0 | 0 | 0 | 0 | 0 | -0.004006
1996 | 263.0833 | 0 | 0 | 0 | 0 | 0 | 0 | 0 | 0.004006
1996 | 263.0937 | 0 | 0 | 0 | 0 | 0 | 0 | -0.004064 | -0.004006
1996 | 263.1042 | 0 | 0 | 0 | 0 | 0 | 0 | 0.004064 | 0
1996 | 263.1146 | 0 | 0 | 0 | 0 | 0 | 0 | -0.008128 | 0.004006
1996 | 263.125 | 0 | 0 | 0 | 0 | 0 | 0 | 0.012192 | 0.012018
1996 | 263.1354 | 0 | 0 | 0 | 0 | 0 | 0 | 0.012192 | 0
1996 | 263.1458 | 0 | 0 | 0 | 0 | 0 | 0 | 0 | 0.004006
1996 | 263.1562 | 0 | 0 | 0 | 0 | 0 | 0 | 0.004064 | 0.008012
1996 | 263.1667 | 0 | 0 | 0 | 0 | 0 | 0 | 0.004064 | 0.008012
1996 | 263.1771 | 0 | 0 | 0 | 0 | 0 | 0 | 0.02032 | 0.008012
1996 | 263.1875 | 0 | 0 | 0 | 0 | 0 | 0 | 0 | 0.012018
1996 | 263.1979 | 0 | 0 | 0 | 0 | 0 | 0 | 0.008128 | 0.008012
1996 | 263.2083 | 0 | 0 | 0 | 0 | 0 | 0 | 0.004064 | 0
1996 | 263.2187 | 0 | 0 | 0 | 0 | 0 | 0 | 0.02032 | 0.02003
1996 | 263.2292 | 0 | 0 | 0 | 0 | 0 | 0 | 0.016256 | 0.02003
1996 | 263.2396 | 0 | 0 | 0 | 0 | 0 | 0 | 0.032512 | 0.028042
1996 | 263.25 | 0 | 0 | 0 | 0 | 0 | 0 | 0.04064 | 0.032048
1996 | 263.2604 | 0 | 0 | 0 | 0 | 0 | 0 | 0.02032 | 0.02003
1996 | 263.2708 | 0 | 0 | 0 | 0 | 0 | 0 | 0.02032 | 0.02003
1996 | 263.2812 | 0 | 0 | 0 | 0 | 0 | 0 | 0.02032 | 0.028042
1996 | 263.2917 | 0 | 0 | 0 | 0 | 0 | 0 | 0.024384 | 0.024036
1996 | 263.3021 | 0 | 0 | 0 | 0 | 0 | 0 | 0.024384 | 0.028042
1996 | 263.3125 | 0 | 0 | 0 | 0 | 0 | 0 | 0.036576 | 0.032048
1996 | 263.3229 | 0 | 0 | 0 | 0 | 0 | 0 | 0.032512 | 0.024036
1996 | 263.3333 | 0 | 0 | 0 | 0 | 0 | 0 | 0.032512 | 0.04006
1996 | 263.3437 | 0 | 0 | 0 | 0 | 0 | 0 | 0.044704 | 0.036054
1996 | 263.3542 | 0 | 0 | 0 | 0 | 0 | 0 | 0.073152 | 0.06009
1996 | 263.3646 | 0 | 0 | 0 | 0 | 0 | 0 | 0.06096 | 0.068102
1996 | 263.375 | 0 | 0 | 0 | 0 | 0 | 0 | 0.077216 | 0.068102
1996 | 263.3854 | 0 | 0 | 0 | 0 | 0 | 0 | 0.08128 | 0.076114
1996 | 263.3958 | 0 | 0 | 0 | 0 | 0 | 0 | 0.08128 | 0.088132
1996 | 263.4062 | 0 | 0 | 0 | 0 | 0 | 0 | 0.10973 | 0.10015
1996 | 263.4167 | 0 | 0 | 0 | 0 | 0 | 0 | 0.10973 | 0.11217
1996 | 263.4271 | 0 | 0 | 0 | 0 | 0 | 0 | 0.11379 | 0.11217
1996 | 263.4375 | 0 | 0 | 0 | 0 | 0 | 0 | 0.11786 | 0.11617
1996 | 263.4479 | 0 | 0 | 0 | 0 | 0 | 0 | 0.13411 | 0.1322
1996 | 263.4583 | 0 | 0 | 0 | 0 | 0 | 0 | 0.15037 | 0.14021
1996 | 263.4687 | 0 | 0 | 0 | 0 | 0 | 0 | 0.15443 | 0.14021
1996 | 263.4792 | 0 | 0 | 0 | 0 | 0 | 0 | 0.17069 | 0.18027
1996 | 263.4896 | 0 | 0 | 0 | 0 | 0 | 0 | 0.17475 | 0.16825
1996 | 263.5 | 0 | 0 | 0 | 0 | 0 | 0 | 0.1585 | 0.18027
1996 | 263.5104 | 0 | 0 | 0 | 0 | 0 | 0 | 0.18694 | 0.17626
1996 | 263.5208 | 0 | 0 | 0 | 0 | 0 | 0 | 0.19101 | 0.18828
1996 | 263.5312 | 0 | 0 | 0 | 0 | 0 | 0 | 0.19914 | 0.19229
1996 | 263.5417 | 0 | 0 | 0 | 0 | 0 | 0 | 0.19101 | 0.19229
1996 | 263.5521 | 0 | 0 | 0 | 0 | 0 | 0 | 0.21133 | 0.19629
1996 | 263.5625 | 0 | 0 | 0 | 0 | 0 | 0 | 0.19914 | 0.18828
1996 | 263.5729 | 0 | 0 | 0 | 0 | 0 | 0 | 0.19101 | 0.2003
1996 | 263.5833 | 0 | 0 | 0 | 0 | 0 | 0 | 0.19914 | 0.20431
1996 | 263.5937 | 0 | 0 | 0 | 0 | 0 | 0 | 0.21946 | 0.20431
1996 | 263.6042 | 0 | 0 | 0 | 0 | 0 | 0 | 0.2032 | 0.19629
1996 | 263.6146 | 0 | 0 | 0 | 0 | 0 | 0 | 0.17882 | 0.17226
1996 | 263.625 | 0 | 0 | 0 | 0 | 0 | 0 | 0.16662 | 0.18027
1996 | 263.6354 | 0 | 0 | 0 | 0 | 0 | 0 | 0.17475 | 0.17226
1996 | 263.6458 | 0 | 0 | 0 | 0 | 0 | 0 | 0.16662 | 0.16024
1996 | 263.6562 | 0 | 0 | 0 | 0 | 0 | 0 | 0.13818 | 0.1362
1996 | 263.6667 | 0 | 0 | 0 | 0 | 0 | 0 | 0.12598 | 0.14021
1996 | 263.6771 | 0 | 0 | 0 | 0 | 0 | 0 | 0.12598 | 0.12819
1996 | 263.6875 | 0 | 0 | 0 | 0 | 0 | 0 | 0.11379 | 0.11617
1996 | 263.6979 | 0 | 0 | 0 | 0 | 0 | 0 | 0.08128 | 0.10015
1996 | 263.7083 | 0 | 0 | 0 | 0 | 0 | 0 | 0.097536 | 0.10416
1996 | 263.7187 | 0 | 0 | 0 | 0 | 0 | 0 | 0.089408 | 0.084126
1996 | 263.7292 | 0 | 0 | 0 | 0 | 0 | 0 | 0.077216 | 0.064096
1996 | 263.7396 | 0 | 0 | 0 | 0 | 0 | 0 | 0.056896 | 0.088132
1996 | 263.75 | 0 | 0 | 0 | 0 | 0 | 0 | 0.032512 | 0.06009
1996 | 263.7604 | 0 | 0 | 0 | 0 | 0 | 0 | 0.044704 | 0.04006
1996 | 263.7708 | 0 | 0 | 0 | 0 | 0 | 0 | 0.056896 | 0.036054
1996 | 263.7812 | 0 | 0 | 0 | 0 | 0 | 0 | 0.016256 | 0.028042
1996 | 263.7917 | 0 | 0 | 0 | 0 | 0 | 0 | -0.012192 | 0.012018
1996 | 263.8021 | 0 | 0 | 0 | 0 | 0 | 0 | 0.008128 | 0.004006
1996 | 263.8125 | 0 | 0 | 0 | 0 | 0 | 0 | 0.032512 | 0
1996 | 263.8229 | 0 | 0 | 0 | 0 | 0 | 0 | -0.012192 | 0.004006
1996 | 263.8333 | 0 | 0 | 0 | 0 | 0 | 0 | -0.008128 | 0
1996 | 263.8437 | 0 | 0 | 0 | 0 | 0 | 0 | 0.02032 | 0
1996 | 263.8542 | 0 | 0 | 0 | 0 | 0 | 0 | -0.012192 | 0
1996 | 263.8646 | 0 | 0 | 0 | 0 | 0 | 0 | 0.004064 | 0.008012
1996 | 263.875 | 0 | 0 | 0 | 0 | 0 | 0 | 0.012192 | 0.008012
1996 | 263.8854 | 0 | 0 | 0 | 0 | 0 | 0 | 0.012192 | 0.012018
1996 | 263.8958 | 0 | 0 | 0 | 0 | 0 | 0 | 0 | 0.008012
1996 | 263.9062 | 0 | 0 | 0 | 0 | 0 | 0 | 0.028448 | 0.012018
1996 | 263.9167 | 0 | 0 | 0 | 0 | 0 | 0 | -0.004064 | 0.012018
1996 | 263.9271 | 0 | 0 | 0 | 0 | 0 | 0 | 0.004064 | 0.008012
1996 | 263.9375 | 0 | 0 | 0 | 0 | 0 | 0 | 0.008128 | 0.016024
1996 | 263.9479 | 0 | 0 | 0 | 0 | 0 | 0 | 0.012192 | 0.02003
1996 | 263.9583 | 0 | 0 | 0 | 0 | 0 | 0 | 0.024384 | 0.016024
1996 | 263.9687 | 0 | 0 | 0 | 0 | 0 | 0 | 0.02032 | 0.016024
1996 | 263.9792 | 0 | 0 | 0 | 0 | 0 | 0 | 0.004064 | 0.012018
1996 | 263.9896 | 0 | 0 | 0 | 0 | 0 | 0 | 0.016256 | 0.008012
1996 | 264 | 0 | 0 | 0 | 0 | 0 | 0 | -0.008128 | 0.02003
1996 | 264.0104 | 0 | 0 | 0 | 0 | 0 | 0 | 0.004064 | 0.012018
1996 | 264.0208 | 0 | 0 | 0 | 0 | 0 | 0 | 0.024384 | 0.016024
1996 | 264.0312 | 0 | 0 | 0 | 0 | 0 | 0 | 0.016256 | 0.02003
1996 | 264.0417 | 0 | 0 | 0 | 0 | 0 | 0 | 0.012192 | 0.02003
1996 | 264.0521 | 0 | 0 | 0 | 0 | 0 | 0 | 0.024384 | 0.008012
1996 | 264.0625 | 0 | 0 | 0 | 0 | 0 | 0 | 0.008128 | 0.024036
1996 | 264.0729 | 0 | 0 | 0 | 0 | 0 | 0 | 0.008128 | 0.02003
1996 | 264.0833 | 0 | 0 | 0 | 0 | 0 | 0 | 0.016256 | 0.016024
1996 | 264.0937 | 0 | 0 | 0 | 0 | 0 | 0 | 0.012192 | 0.008012
1996 | 264.1042 | 0 | 0 | 0 | 0 | 0 | 0 | 0.008128 | 0.02003
1996 | 264.1146 | 0 | 0 | 0 | 0 | 0 | 0 | 0.024384 | 0.012018
1996 | 264.125 | 0 | 0 | 0 | 0 | 0 | 0 | -0.012192 | 0.008012
1996 | 264.1354 | 0 | 0 | 0 | 0 | 0 | 0 | 0.024384 | 0.02003
1996 | 264.1458 | 0 | 0 | 0 | 0 | 0 | 0 | 0 | 0.012018
1996 | 264.1562 | 0 | 0 | 0 | 0 | 0 | 0 | 0.028448 | 0.012018
1996 | 264.1667 | 0 | 0 | 0 | 0 | 0 | 0 | 0.008128 | 0.016024
1996 | 264.1771 | 0 | 0 | 0 | 0 | 0 | 0 | 0.024384 | 0.02003
1996 | 264.1875 | 0 | 0 | 0 | 0 | 0 | 0 | 0 | 0.008012
1996 | 264.1979 | 0 | 0 | 0 | 0 | 0 | 0 | 0.004064 | 0.012018
1996 | 264.2083 | 0 | 0 | 0 | 0 | 0 | 0 | -0.004064 | 0.012018
1996 | 264.2187 | 0 | 0 | 0 | 0 | 0 | 0 | 0.02032 | 0.008012
1996 | 264.2292 | 0 | 0 | 0 | 0 | 0 | 0 | 0.02032 | 0.016024
1996 | 264.2396 | 0 | 0 | 0 | 0 | 0 | 0 | 0.012192 | 0.004006
1996 | 264.25 | 0 | 0 | 0 | 0 | 0 | 0 | 0.016256 | 0.008012
1996 | 264.2604 | 0 | 0 | 0 | 0 | 0 | 0 | 0.004064 | 0.012018
1996 | 264.2708 | 0 | 0 | 0 | 0 | 0 | 0 | -0.004064 | -0.004006
1996 | 264.2812 | 0 | 0 | 0 | 0 | 0 | 0 | 0 | 0.004006
1996 | 264.2917 | 0 | 0 | 0 | 0 | 0 | 0 | 0 | -0.008012
1996 | 264.3021 | 0 | 0 | 0 | 0 | 0 | 0 | 0.008128 | 0
1996 | 264.3125 | 0 | 0 | 0 | 0 | 0 | 0 | -0.02032 | 0.008012
1996 | 264.3229 | 0 | 0 | 0 | 0 | 0 | 0 | 0.028448 | 0.012018
1996 | 264.3333 | 0 | 0 | 0 | 0 | 0 | 0 | 0.036576 | 0.02003
1996 | 264.3437 | 0 | 0 | 0 | 0 | 0 | 0 | 0.016256 | 0.04006
1996 | 264.3542 | 0 | 0 | 0 | 0 | 0 | 0 | 0.073152 | 0.06009
1996 | 264.3646 | 0 | 0 | 0 | 0 | 0 | 0 | 0.056896 | 0.068102
1996 | 264.375 | 0 | 0 | 0 | 0 | 0 | 0 | 0.065024 | 0.068102
1996 | 264.3854 | 0 | 0 | 0 | 0 | 0 | 0 | 0.065024 | 0.064096
1996 | 264.3958 | 0 | 0 | 0 | 0 | 0 | 0 | 0.093472 | 0.096144
1996 | 264.4062 | 0 | 0 | 0 | 0 | 0 | 0 | 0.13411 | 0.11217
1996 | 264.4167 | 0 | 0 | 0 | 0 | 0 | 0 | 0.12192 | 0.12018
1996 | 264.4271 | 0 | 0 | 0 | 0 | 0 | 0 | 0.1463 | 0.14021
1996 | 264.4375 | 0 | 0 | 0 | 0 | 0 | 0 | 0.13005 | 0.14021
1996 | 264.4479 | 0 | 0 | 0 | 0 | 0 | 0 | 0.1463 | 0.14822
1996 | 264.4583 | 0 | 0 | 0 | 0 | 0 | 0 | 0.16256 | 0.14422
1996 | 264.4687 | 0 | 0 | 0 | 0 | 0 | 0 | 0.16256 | 0.17226
1996 | 264.4792 | 0 | 0 | 0 | 0 | 0 | 0 | 0.17475 | 0.17626
1996 | 264.4896 | 0 | 0 | 0 | 0 | 0 | 0 | 0.17882 | 0.16425
1996 | 264.5 | 0 | 0 | 0 | 0 | 0 | 0 | 0.17475 | 0.18828
1996 | 264.5104 | 0 | 0 | 0 | 0 | 0 | 0 | 0.19507 | 0.19629
1996 | 264.5208 | 0 | 0 | 0 | 0 | 0 | 0 | 0.17882 | 0.18828
1996 | 264.5312 | 0 | 0 | 0 | 0 | 0 | 0 | 0.2032 | 0.17626
1996 | 264.5417 | 0 | 0 | 0 | 0 | 0 | 0 | 0.17882 | 0.21632
1996 | 264.5521 | 0 | 0 | 0 | 0 | 0 | 0 | 0.22352 | 0.20831
1996 | 264.5625 | 0 | 0 | 0 | 0 | 0 | 0 | 0.19914 | 0.2003
1996 | 264.5729 | 0 | 0 | 0 | 0 | 0 | 0 | 0.22352 | 0.22834
1996 | 264.5833 | 0 | 0 | 0 | 0 | 0 | 0 | 0.21539 | 0.22434
1996 | 264.5937 | 0 | 0 | 0 | 0 | 0 | 0 | 0.21539 | 0.21232
1996 | 264.6042 | 0 | 0 | 0 | 0 | 0 | 0 | 0.22758 | 0.21232
1996 | 264.6146 | 0 | 0 | 0 | 0 | 0 | 0 | 0.21133 | 0.20831
1996 | 264.625 | 0 | 0 | 0 | 0 | 0 | 0 | 0.2032 | 0.2003
1996 | 264.6354 | 0 | 0 | 0 | 0 | 0 | 0 | 0.19914 | 0.19229
1996 | 264.6458 | 0 | 0 | 0 | 0 | 0 | 0 | 0.21946 | 0.21632
1996 | 264.6562 | 0 | 0 | 0 | 0 | 0 | 0 | 0.19101 | 0.18828
1996 | 264.6667 | 0 | 0 | 0 | 0 | 0 | 0 | 0.18694 | 0.16425
1996 | 264.6771 | 0 | 0 | 0 | 0 | 0 | 0 | 0.1585 | 0.16425
1996 | 264.6875 | 0 | 0 | 0 | 0 | 0 | 0 | 0.17069 | 0.15623
1996 | 264.6979 | 0 | 0 | 0 | 0 | 0 | 0 | 0.1585 | 0.1322
1996 | 264.7083 | 0 | 0 | 0 | 0 | 0 | 0 | 0.12598 | 0.12419
1996 | 264.7187 | 0 | 0 | 0 | 0 | 0 | 0 | 0.12192 | 0.10816
1996 | 264.7292 | 0 | 0 | 0 | 0 | 0 | 0 | 0.097536 | 0.092138
1996 | 264.7396 | 0 | 0 | 0 | 0 | 0 | 0 | 0.097536 | 0.10015
1996 | 264.75 | 0 | 0 | 0 | 0 | 0 | 0 | 0.077216 | 0.076114
1996 | 264.7604 | 0 | 0 | 0 | 0 | 0 | 0 | 0.065024 | 0.06009
1996 | 264.7708 | 0 | 0 | 0 | 0 | 0 | 0 | 0.056896 | 0.06009
1996 | 264.7812 | 0 | 0 | 0 | 0 | 0 | 0 | 0.032512 | 0.024036
1996 | 264.7917 | 0 | 0 | 0 | 0 | 0 | 0 | 0.02032 | 0.028042
1996 | 264.8021 | 0 | 0 | 0 | 0 | 0 | 0 | 0.016256 | 0.016024
1996 | 264.8125 | 0 | 0 | 0 | 0 | 0 | 0 | 0.004064 | 0
1996 | 264.8229 | 0 | 0 | 0 | 0 | 0 | 0 | 0.012192 | 0.012018
1996 | 264.8333 | 0 | 0 | 0 | 0 | 0 | 0 | 0.016256 | 0.012018
1996 | 264.8437 | 0 | 0 | 0 | 0 | 0 | 0 | 0.012192 | 0.008012
1996 | 264.8542 | 0 | 0 | 0 | 0 | 0 | 0 | 0.02032 | 0.016024
1996 | 264.8646 | 0 | 0 | 0 | 0 | 0 | 0 | 0 | 0.012018
1996 | 264.875 | 0 | 0 | 0 | 0 | 0 | 0 | 0.012192 | 0.008012
1996 | 264.8854 | 0 | 0 | 0 | 0 | 0 | 0 | 0.012192 | 0.012018
1996 | 264.8958 | 0 | 0 | 0 | 0 | 0 | 0 | 0 | 0.004006
1996 | 264.9062 | 0 | 0 | 0 | 0 | 0 | 0 | 0.004064 | 0.004006
1996 | 264.9167 | 0 | 0 | 0 | 0 | 0 | 0 | 0.012192 | 0.012018
1996 | 264.9271 | 0 | 0 | 0 | 0 | 0 | 0 | 0.016256 | 0.012018
1996 | 264.9375 | 0 | 0 | 0 | 0 | 0 | 0 | 0.004064 | 0.012018
1996 | 264.9479 | 0 | 0 | 0 | 0 | 0 | 0 | 0.008128 | 0.016024
1996 | 264.9583 | 0 | 0 | 0 | 0 | 0 | 0 | 0.008128 | 0
1996 | 264.9687 | 0 | 0 | 0 | 0 | 0 | 0 | 0.004064 | 0.024036
1996 | 264.9792 | 0 | 0 | 0 | 0 | 0 | 0 | 0.016256 | 0.008012
1996 | 264.9896 | 0 | 0 | 0 | 0 | 0 | 0 | 0 | 0.008012
1996 | 265 | 0 | 0 | 0 | 0 | 0 | 0 | 0.012192 | 0.008012
1996 | 265.0104 | 0 | 0 | 0 | 0 | 0 | 0 | -0.004064 | 0
1996 | 265.0208 | 0 | 0 | 0 | 0 | 0 | 0 | 0.004064 | 0
1996 | 265.0312 | 0 | 0 | 0 | 0 | 0 | 0 | -0.004064 | 0.004006
1996 | 265.0417 | 0 | 0 | 0 | 0 | 0 | 0 | 0 | 0.004006
1996 | 265.0521 | 0 | 0 | 0 | 0 | 0 | 0 | 0 | -0.008012
1996 | 265.0625 | 0 | 0 | 0 | 0 | 0 | 0 | -0.004064 | 0
1996 | 265.0729 | 0 | 0 | 0 | 0 | 0 | 0 | 0 | 0.004006
1996 | 265.0833 | 0 | 0 | 0 | 0 | 0 | 0 | -0.004064 | -0.004006
1996 | 265.0937 | 0 | 0 | 0 | 0 | 0 | 0 | 0 | 0
1996 | 265.1042 | 0 | 0 | 0 | 0 | 0 | 0 | -0.008128 | 0
1996 | 265.1146 | 0 | 0 | 0 | 0 | 0 | 0 | -0.004064 | -0.008012
1996 | 265.125 | 0 | 0 | 0 | 0 | 0 | 0 | 0.004064 | 0.004006
1996 | 265.1354 | 0 | 0 | 0 | 0 | 0 | 0 | 0 | 0.004006
1996 | 265.1458 | 0 | 0 | 0 | 0 | 0 | 0 | 0 | -0.004006
1996 | 265.1562 | 0 | 0 | 0 | 0 | 0 | 0 | -0.004064 | 0.004006
1996 | 265.1667 | 0 | 0 | 0 | 0 | 0 | 0 | 0 | -0.004006
1996 | 265.1771 | 0 | 0 | 0 | 0 | 0 | 0 | -0.004064 | 0
1996 | 265.1875 | 0 | 0 | 0 | 0 | 0 | 0 | -0.008128 | -0.004006
1996 | 265.1979 | 0 | 0 | 0 | 0 | 0 | 0 | 0 | 0
1996 | 265.2083 | 0 | 0 | 0 | 0 | 0 | 0 | -0.008128 | -0.008012
1996 | 265.2187 | 0 | 0 | 0 | 0 | 0 | 0 | -0.004064 | 0
1996 | 265.2292 | 0 | 0 | 0 | 0 | 0 | 0 | -0.004064 | -0.004006
1996 | 265.2396 | 0 | 0 | 0 | 0 | 0 | 0 | -0.004064 | -0.004006
1996 | 265.25 | 0 | 0 | 0 | 0 | 0 | 0 | -0.004064 | -0.008012
1996 | 265.2604 | 0 | 0 | 0 | 0 | 0 | 0 | -0.004064 | 0.004006
1996 | 265.2708 | 0 | 0 | 0 | 0 | 0 | 0 | -0.004064 | -0.004006
1996 | 265.2812 | 0 | 0 | 0 | 0 | 0 | 0 | 0 | 0
1996 | 265.2917 | 0 | 0 | 0 | 0 | 0 | 0 | -0.004064 | 0
1996 | 265.3021 | 0 | 0 | 0 | 0 | 0 | 0 | 0 | -0.004006
1996 | 265.3125 | 0 | 0 | 0 | 0 | 0 | 0 | 0 | 0.004006
1996 | 265.3229 | 0 | 0 | 0 | 0 | 0 | 0 | 0 | 0.012018
1996 | 265.3333 | 0 | 0 | 0 | 0 | 0 | 0 | 0.02032 | 0.012018
1996 | 265.3437 | 0 | 0 | 0 | 0 | 0 | 0 | 0.012192 | 0.02003
1996 | 265.3542 | 0 | 0 | 0 | 0 | 0 | 0 | 0.016256 | 0.016024
1996 | 265.3646 | 0 | 0 | 0 | 0 | 0 | 0 | 0.02032 | 0.024036
1996 | 265.375 | 0 | 0 | 0 | 0 | 0 | 0 | 0.024384 | 0.032048
1996 | 265.3854 | 0 | 0 | 0 | 0 | 0 | 0 | 0.052832 | 0.036054
1996 | 265.3958 | 0 | 0 | 0 | 0 | 0 | 0 | 0.052832 | 0.056084
1996 | 265.4062 | 0 | 0 | 0 | 0 | 0 | 0 | 0.069088 | 0.064096
1996 | 265.4167 | 0 | 0 | 0 | 0 | 0 | 0 | 0.065024 | 0.084126
1996 | 265.4271 | 0 | 0 | 0 | 0 | 0 | 0 | 0.085344 | 0.084126
1996 | 265.4375 | 0 | 0 | 0 | 0 | 0 | 0 | 0.097536 | 0.088132
1996 | 265.4479 | 0 | 0 | 0 | 0 | 0 | 0 | 0.10566 | 0.10816
1996 | 265.4583 | 0 | 0 | 0 | 0 | 0 | 0 | 0.11379 | 0.10816
1996 | 265.4687 | 0 | 0 | 0 | 0 | 0 | 0 | 0.10566 | 0.11217
1996 | 265.4792 | 0 | 0 | 0 | 0 | 0 | 0 | 0.11786 | 0.1322
1996 | 265.4896 | 0 | 0 | 0 | 0 | 0 | 0 | 0.1463 | 0.14822
1996 | 265.5 | 0 | 0 | 0 | 0 | 0 | 0 | 0.13818 | 0.14422
1996 | 265.5104 | 0 | 0 | 0 | 0 | 0 | 0 | 0.1463 | 0.17226
1996 | 265.5208 | 0 | 0 | 0 | 0 | 0 | 0 | 0.18288 | 0.18027
1996 | 265.5312 | 0 | 0 | 0 | 0 | 0 | 0 | 0.18288 | 0.16825
1996 | 265.5417 | 0 | 0 | 0 | 0 | 0 | 0 | 0.17069 | 0.18828
1996 | 265.5521 | 0 | 0 | 0 | 0 | 0 | 0 | 0.18288 | 0.18428
1996 | 265.5625 | 0 | 0 | 0 | 0 | 0 | 0 | 0.17475 | 0.18428
1996 | 265.5729 | 0 | 0 | 0 | 0 | 0 | 0 | 0.17882 | 0.18828
1996 | 265.5833 | 0 | 0 | 0 | 0 | 0 | 0 | 0.19507 | 0.20831
1996 | 265.5937 | 0 | 0 | 0 | 0 | 0 | 0 | 0.19101 | 0.19229
1996 | 265.6042 | 0 | 0 | 0 | 0 | 0 | 0 | 0.18694 | 0.2003
1996 | 265.6146 | 0 | 0 | 0 | 0 | 0 | 0 | 0.17882 | 0.19229
1996 | 265.625 | 0 | 0 | 0 | 0 | 0 | 0 | 0.19914 | 0.18428
1996 | 265.6354 | 0 | 0 | 0 | 0 | 0 | 0 | 0.16662 | 0.18828
1996 | 265.6458 | 0 | 0 | 0 | 0 | 0 | 0 | 0.17069 | 0.18027
1996 | 265.6562 | 0 | 0 | 0 | 0 | 0 | 0 | 0.17475 | 0.16825
1996 | 265.6667 | 0 | 0 | 0 | 0 | 0 | 0 | 0.16256 | 0.18027
1996 | 265.6771 | 0 | 0 | 0 | 0 | 0 | 0 | 0.1463 | 0.16024
1996 | 265.6875 | 0 | 0 | 0 | 0 | 0 | 0 | 0.15443 | 0.1362
1996 | 265.6979 | 0 | 0 | 0 | 0 | 0 | 0 | 0.13818 | 0.15223
1996 | 265.7083 | 0 | 0 | 0 | 0 | 0 | 0 | 0.1016 | 0.12819
1996 | 265.7187 | 0 | 0 | 0 | 0 | 0 | 0 | 0.11786 | 0.12419
1996 | 265.7292 | 0 | 0 | 0 | 0 | 0 | 0 | 0.097536 | 0.10816
1996 | 265.7396 | 0 | 0 | 0 | 0 | 0 | 0 | 0.085344 | 0.096144
1996 | 265.75 | 0 | 0 | 0 | 0 | 0 | 0 | 0.065024 | 0.068102
1996 | 265.7604 | 0 | 0 | 0 | 0 | 0 | 0 | 0.048768 | 0.056084
1996 | 265.7708 | 0 | 0 | 0 | 0 | 0 | 0 | 0.028448 | 0.044066
1996 | 265.7812 | 0 | 0 | 0 | 0 | 0 | 0 | 0.016256 | 0.02003
1996 | 265.7917 | 0 | 0 | 0 | 0 | 0 | 0 | 0.012192 | 0.012018
1996 | 265.8021 | 0 | 0 | 0 | 0 | 0 | 0 | 0 | 0
1996 | 265.8125 | 0 | 0 | 0 | 0 | 0 | 0 | -0.008128 | -0.004006
1996 | 265.8229 | 0 | 0 | 0 | 0 | 0 | 0 | 0.008128 | 0.008012
1996 | 265.8333 | 0 | 0 | 0 | 0 | 0 | 0 | 0.004064 | 0.004006
1996 | 265.8437 | 0 | 0 | 0 | 0 | 0 | 0 | 0.004064 | -0.004006
1996 | 265.8542 | 0 | 0 | 0 | 0 | 0 | 0 | 0 | 0.008012
1996 | 265.8646 | 0 | 0 | 0 | 0 | 0 | 0 | -0.004064 | 0
1996 | 265.875 | 0 | 0 | 0 | 0 | 0 | 0 | 0 | 0
1996 | 265.8854 | 0 | 0 | 0 | 0 | 0 | 0 | 0.004064 | 0.004006
1996 | 265.8958 | 0 | 0 | 0 | 0 | 0 | 0 | 0 | 0
1996 | 265.9062 | 0 | 0 | 0 | 0 | 0 | 0 | 0 | -0.004006
1996 | 265.9167 | 0 | 0 | 0 | 0 | 0 | 0 | 0.004064 | 0.008012
1996 | 265.9271 | 0 | 0 | 0 | 0 | 0 | 0 | 0.008128 | 0.012018
1996 | 265.9375 | 0 | 0 | 0 | 0 | 0 | 0 | 0.004064 | 0.008012
1996 | 265.9479 | 0 | 0 | 0 | 0 | 0 | 0 | 0 | 0.012018
1996 | 265.9583 | 0 | 0 | 0 | 0 | 0 | 0 | 0 | 0.008012
1996 | 265.9687 | 0 | 0 | 0 | 0 | 0 | 0 | 0.012192 | 0
1996 | 265.9792 | 0 | 0 | 0 | 0 | 0 | 0 | 0.004064 | 0.008012
1996 | 265.9896 | 0 | 0 | 0 | 0 | 0 | 0 | 0.004064 | 0.024036
1996 | 266 | 0 | 0 | 0 | 0 | 0 | 0 | 0 | 0.004006
1996 | 266.0104 | 0 | 0 | 0 | 0 | 0 | 0 | 0.02032 | 0.012018
1996 | 266.0208 | 0 | 0 | 0 | 0 | 0 | 0 | 0.008128 | 0.008012
1996 | 266.0312 | 0 | 0 | 0 | 0 | 0 | 0 | 0 | 0.008012
1996 | 266.0417 | 0 | 0 | 0 | 0 | 0 | 0 | 0.008128 | 0.004006
1996 | 266.0521 | 0 | 0 | 0 | 0 | 0 | 0 | 0.004064 | 0.004006
1996 | 266.0625 | 0 | 0 | 0 | 0 | 0 | 0 | 0.004064 | 0.004006
1996 | 266.0729 | 0 | 0 | 0 | 0 | 0 | 0 | 0.004064 | 0.004006
1996 | 266.0833 | 0 | 0 | 0 | 0 | 0 | 0 | 0.004064 | 0.004006
1996 | 266.0937 | 0 | 0 | 0 | 0 | 0 | 0 | 0 | 0.004006
1996 | 266.1042 | 0 | 0 | 0 | 0 | 0 | 0 | 0.008128 | 0
1996 | 266.1146 | 0 | 0 | 0 | 0 | 0 | 0 | 0.004064 | 0.008012
1996 | 266.125 | 0 | 0 | 0 | 0 | 0 | 0 | 0 | -0.008012
1996 | 266.1354 | 0 | 0 | 0 | 0 | 0 | 0 | -0.012192 | -0.004006
1996 | 266.1458 | 0 | 0 | 0 | 0 | 0 | 0 | 0 | 0
1996 | 266.1562 | 0 | 0 | 0 | 0 | 0 | 0 | 0.004064 | 0.004006
1996 | 266.1667 | 0 | 0 | 0 | 0 | 0 | 0 | 0.004064 | 0
1996 | 266.1771 | 0 | 0 | 0 | 0 | 0 | 0 | -0.008128 | -0.008012
1996 | 266.1875 | 0 | 0 | 0 | 0 | 0 | 0 | -0.012192 | 0
1996 | 266.1979 | 0 | 0 | 0 | 0 | 0 | 0 | -0.004064 | -0.008012
1996 | 266.2083 | 0 | 0 | 0 | 0 | 0 | 0 | -0.008128 | -0.004006
1996 | 266.2187 | 0 | 0 | 0 | 0 | 0 | 0 | -0.004064 | -0.004006
1996 | 266.2292 | 0 | 0 | 0 | 0 | 0 | 0 | -0.008128 | -0.008012
1996 | 266.2396 | 0 | 0 | 0 | 0 | 0 | 0 | -0.008128 | -0.02003
1996 | 266.25 | 0 | 0 | 0 | 0 | 0 | 0 | -0.012192 | 0
1996 | 266.2604 | 0 | 0 | 0 | 0 | 0 | 0 | -0.008128 | -0.004006
1996 | 266.2708 | 0 | 0 | 0 | 0 | 0 | 0 | -0.008128 | -0.012018
1996 | 266.2812 | 0 | 0 | 0 | 0 | 0 | 0 | -0.016256 | -0.012018
1996 | 266.2917 | 0 | 0 | 0 | 0 | 0 | 0 | -0.004064 | -0.008012
1996 | 266.3021 | 0 | 0 | 0 | 0 | 0 | 0 | -0.004064 | 0
1996 | 266.3125 | 0 | 0 | 0 | 0 | 0 | 0 | 0 | -0.004006
1996 | 266.3229 | 0 | 0 | 0 | 0 | 0 | 0 | 0.016256 | 0.02003
1996 | 266.3333 | 0 | 0 | 0 | 0 | 0 | 0 | 0.036576 | 0.032048
1996 | 266.3437 | 0 | 0 | 0 | 0 | 0 | 0 | 0.04064 | 0.048072
1996 | 266.3542 | 0 | 0 | 0 | 0 | 0 | 0 | 0.044704 | 0.044066
1996 | 266.3646 | 0 | 0 | 0 | 0 | 0 | 0 | 0.077216 | 0.072108
1996 | 266.375 | 0 | 0 | 0 | 0 | 0 | 0 | 0.077216 | 0.08012
1996 | 266.3854 | 0 | 0 | 0 | 0 | 0 | 0 | 0.097536 | 0.092138
1996 | 266.3958 | 0 | 0 | 0 | 0 | 0 | 0 | 0.11379 | 0.12018
1996 | 266.4062 | 0 | 0 | 0 | 0 | 0 | 0 | 0.12192 | 0.12419
1996 | 266.4167 | 0 | 0 | 0 | 0 | 0 | 0 | 0.12192 | 0.1362
1996 | 266.4271 | 0 | 0 | 0 | 0 | 0 | 0 | 0.1463 | 0.14422
1996 | 266.4375 | 0 | 0 | 0 | 0 | 0 | 0 | 0.16662 | 0.16425
1996 | 266.4479 | 0 | 0 | 0 | 0 | 0 | 0 | 0.17069 | 0.18428
1996 | 266.4583 | 0 | 0 | 0 | 0 | 0 | 0 | 0.19507 | 0.18027
1996 | 266.4687 | 0 | 0 | 0 | 0 | 0 | 0 | 0.19914 | 0.22434
1996 | 266.4792 | 0 | 0 | 0 | 0 | 0 | 0 | 0.21946 | 0.23635
1996 | 266.4896 | 0 | 0 | 0 | 0 | 0 | 0 | 0.23571 | 0.24437
1996 | 266.5 | 0 | 0 | 0 | 0 | 0 | 0 | 0.22352 | 0.24437
1996 | 266.5104 | 0 | 0 | 0 | 0 | 0 | 0 | 0.24384 | 0.25238
1996 | 266.5208 | 0 | 0 | 0 | 0 | 0 | 0 | 0.26822 | 0.28042
1996 | 266.5312 | 0 | 0 | 0 | 0 | 0 | 0 | 0.27229 | 0.27641
1996 | 266.5417 | 0 | 0 | 0 | 0 | 0 | 0 | 0.28042 | 0.28042
1996 | 266.5521 | 0 | 0 | 0 | 0 | 0 | 0 | 0.2479 | 0.2684
1996 | 266.5625 | 0 | 0 | 0 | 0 | 0 | 0 | 0.26416 | 0.2684
1996 | 266.5729 | 0 | 0 | 0 | 0 | 0 | 0 | 0.2601 | 0.27641
1996 | 266.5833 | 0 | 0 | 0 | 0 | 0 | 0 | 0.27229 | 0.2684
1996 | 266.5937 | 0 | 0 | 0 | 0 | 0 | 0 | 0.27635 | 0.27241
1996 | 266.6042 | 0 | 0 | 0 | 0 | 0 | 0 | 0.23978 | 0.27241
1996 | 266.6146 | 0 | 0 | 0 | 0 | 0 | 0 | 0.2479 | 0.25638
1996 | 266.625 | 0 | 0 | 0 | 0 | 0 | 0 | 0.26416 | 0.25638
1996 | 266.6354 | 0 | 0 | 0 | 0 | 0 | 0 | 0.20726 | 0.26039
1996 | 266.6458 | 0 | 0 | 0 | 0 | 0 | 0 | 0.23571 | 0.24837
1996 | 266.6562 | 0 | 0 | 0 | 0 | 0 | 0 | 0.22758 | 0.23235
1996 | 266.6667 | 0 | 0 | 0 | 0 | 0 | 0 | 0.19914 | 0.22434
1996 | 266.6771 | 0 | 0 | 0 | 0 | 0 | 0 | 0.17475 | 0.18828
1996 | 266.6875 | 0 | 0 | 0 | 0 | 0 | 0 | 0.17069 | 0.17626
1996 | 266.6979 | 0 | 0 | 0 | 0 | 0 | 0 | 0.17069 | 0.19229
1996 | 266.7083 | 0 | 0 | 0 | 0 | 0 | 0 | 0.16256 | 0.18828
1996 | 266.7187 | 0 | 0 | 0 | 0 | 0 | 0 | 0.15037 | 0.16825
1996 | 266.7292 | 0 | 0 | 0 | 0 | 0 | 0 | 0.10973 | 0.12018
1996 | 266.7396 | 0 | 0 | 0 | 0 | 0 | 0 | 0.093472 | 0.10015
1996 | 266.75 | 0 | 0 | 0 | 0 | 0 | 0 | 0.085344 | 0.084126
1996 | 266.7604 | 0 | 0 | 0 | 0 | 0 | 0 | 0.048768 | 0.06009
1996 | 266.7708 | 0 | 0 | 0 | 0 | 0 | 0 | 0.056896 | 0.064096
1996 | 266.7812 | 0 | 0 | 0 | 0 | 0 | 0 | 0.044704 | 0.056084
1996 | 266.7917 | 0 | 0 | 0 | 0 | 0 | 0 | 0.032512 | 0.024036
1996 | 266.8021 | 0 | 0 | 0 | 0 | 0 | 0 | 0.016256 | 0.02003
1996 | 266.8125 | 0 | 0 | 0 | 0 | 0 | 0 | 0.012192 | 0.016024
1996 | 266.8229 | 0 | 0 | 0 | 0 | 0 | 0 | 0.012192 | 0.008012
1996 | 266.8333 | 0 | 0 | 0 | 0 | 0 | 0 | 0.012192 | 0.004006
1996 | 266.8437 | 0 | 0 | 0 | 0 | 0 | 0 | 0.008128 | 0.024036
1996 | 266.8542 | 0 | 0 | 0 | 0 | 0 | 0 | 0.008128 | 0.012018
1996 | 266.8646 | 0 | 0 | 0 | 0 | 0 | 0 | 0.016256 | 0.008012
1996 | 266.875 | 0 | 0 | 0 | 0 | 0 | 0 | 0.012192 | 0.016024
1996 | 266.8854 | 0 | 0 | 0 | 0 | 0 | 0 | 0.012192 | 0.016024
1996 | 266.8958 | 0 | 0 | 0 | 0 | 0 | 0 | 0.012192 | 0.02003
1996 | 266.9062 | 0 | 0 | 0 | 0 | 0 | 0 | 0.016256 | 0.004006
1996 | 266.9167 | 0 | 0 | 0 | 0 | 0 | 0 | 0.016256 | 0.028042
1996 | 266.9271 | 0 | 0 | 0 | 0 | 0 | 0 | 0.012192 | 0.012018
1996 | 266.9375 | 0 | 0 | 0 | 0 | 0 | 0 | 0.008128 | 0.016024
1996 | 266.9479 | 0 | 0 | 0 | 0 | 0 | 0 | 0.012192 | 0
1996 | 266.9583 | 0 | 0 | 0 | 0 | 0 | 0 | 0.008128 | 0.016024
1996 | 266.9687 | 0 | 0 | 0 | 0 | 0 | 0 | 0.008128 | 0.016024
1996 | 266.9792 | 0 | 0 | 0 | 0 | 0 | 0 | 0.008128 | 0.004006
1996 | 266.9896 | 0 | 0 | 0 | 0 | 0 | 0 | 0.004064 | 0.004006
1996 | 267 | 0 | 0 | 0 | 0 | 0 | 0 | 0.016256 | 0.02003
1996 | 267.0104 | 0 | 0 | 0 | 0 | 0 | 0 | 0.012192 | 0.008012
1996 | 267.0208 | 0 | 0 | 0 | 0 | 0 | 0 | 0.004064 | 0.004006
1996 | 267.0312 | 0 | 0 | 0 | 0 | 0 | 0 | 0.004064 | 0.02003
1996 | 267.0417 | 0 | 0 | 0 | 0 | 0 | 0 | 0.032512 | 0.02003
1996 | 267.0521 | 0 | 0 | 0 | 0 | 0 | 0 | 0.008128 | 0.008012
1996 | 267.0625 | 0 | 0 | 0 | 0 | 0 | 0 | 0.008128 | 0.008012
1996 | 267.0729 | 0 | 0 | 0 | 0 | 0 | 0 | 0.008128 | 0.02003
1996 | 267.0833 | 0 | 0 | 0 | 0 | 0 | 0 | 0.012192 | 0.008012
1996 | 267.0937 | 0 | 0 | 0 | 0 | 0 | 0 | 0.008128 | 0.008012
1996 | 267.1042 | 0 | 0 | 0 | 0 | 0 | 0 | 0.004064 | 0.016024
1996 | 267.1146 | 0 | 0 | 0 | 0 | 0 | 0 | 0.008128 | 0.004006
1996 | 267.125 | 0 | 0 | 0 | 0 | 0 | 0 | 0.016256 | 0.016024
1996 | 267.1354 | 0 | 0 | 0 | 0 | 0 | 0 | 0 | 0.004006
1996 | 267.1458 | 0 | 0 | 0 | 0 | 0 | 0 | 0.008128 | 0.008012
1996 | 267.1562 | 0 | 0 | 0 | 0 | 0 | 0 | 0.008128 | 0.008012
1996 | 267.1667 | 0 | 0 | 0 | 0 | 0 | 0 | 0.016256 | 0.008012
1996 | 267.1771 | 0 | 0 | 0 | 0 | 0 | 0 | 0.016256 | 0.016024
1996 | 267.1875 | 0 | 0 | 0 | 0 | 0 | 0 | 0.004064 | 0.012018
1996 | 267.1979 | 0 | 0 | 0 | 0 | 0 | 0 | 0.012192 | 0.008012
1996 | 267.2083 | 0 | 0 | 0 | 0 | 0 | 0 | 0.008128 | 0.016024
1996 | 267.2187 | 0 | 0 | 0 | 0 | 0 | 0 | 0.02032 | 0.012018
1996 | 267.2292 | 0 | 0 | 0 | 0 | 0 | 0 | 0.016256 | 0.008012
1996 | 267.2396 | 0 | 0 | 0 | 0 | 0 | 0 | 0.004064 | 0.012018
1996 | 267.25 | 0 | 0 | 0 | 0 | 0 | 0 | 0.004064 | 0.004006
1996 | 267.2604 | 0 | 0 | 0 | 0 | 0 | 0 | 0.008128 | 0.008012
1996 | 267.2708 | 0 | 0 | 0 | 0 | 0 | 0 | 0.02032 | 0.012018
1996 | 267.2812 | 0 | 0 | 0 | 0 | 0 | 0 | 0.008128 | 0.008012
1996 | 267.2917 | 0 | 0 | 0 | 0 | 0 | 0 | 0.016256 | 0.032048
1996 | 267.3021 | 0 | 0 | 0 | 0 | 0 | 0 | 0.04064 | 0.028042
1996 | 267.3125 | 0 | 0 | 0 | 0 | 0 | 0 | 0.04064 | 0.044066
1996 | 267.3229 | 0 | 0 | 0 | 0 | 0 | 0 | 0.04064 | 0.044066
1996 | 267.3333 | 0 | 0 | 0 | 0 | 0 | 0 | 0.052832 | 0.036054
1996 | 267.3437 | 0 | 0 | 0 | 0 | 0 | 0 | 0.065024 | 0.056084
1996 | 267.3542 | 0 | 0 | 0 | 0 | 0 | 0 | 0.069088 | 0.06009
1996 | 267.3646 | 0 | 0 | 0 | 0 | 0 | 0 | 0.044704 | 0.064096
1996 | 267.375 | 0 | 0 | 0 | 0 | 0 | 0 | 0.089408 | 0.072108
1996 | 267.3854 | 0 | 0 | 0 | 0 | 0 | 0 | 0.08128 | 0.08012
1996 | 267.3958 | 0 | 0 | 0 | 0 | 0 | 0 | 0.089408 | 0.088132
1996 | 267.4062 | 0 | 0 | 0 | 0 | 0 | 0 | 0.11786 | 0.096144
1996 | 267.4167 | 0 | 0 | 0 | 0 | 0 | 0 | 0.13411 | 0.14021
1996 | 267.4271 | 0 | 0 | 0 | 0 | 0 | 0 | 0.12192 | 0.12018
1996 | 267.4375 | 0 | 0 | 0 | 0 | 0 | 0 | 0.14224 | 0.12018
1996 | 267.4479 | 0 | 0 | 0 | 0 | 0 | 0 | 0.13005 | 0.1362
1996 | 267.4583 | 0 | 0 | 0 | 0 | 1.9426 | 2.019 | 0.02032 | 0.028042
1996 | 267.4687 | 0 | 0 | 0 | 0 | 11.6718 | 11.7616 | 0 | 2.2737e-13
1996 | 267.4792 | 0 | 0 | 0 | 0 | 6.6243 | 5.5844 | 0.048768 | 0.036054
1996 | 267.4896 | 0 | 0 | 0 | 0 | 0 | 0 | 0.29667 | 0.24437
1996 | 267.5 | 0 | 0 | 0 | 0 | 0 | 0 | 0.2479 | 0.24036
1996 | 267.5104 | 0 | 0 | 0 | 0 | 0 | 0 | 0.28854 | 0.23635
1996 | 267.5208 | 0 | 0 | 0 | 0 | 0 | 0 | 0.25197 | 0.24837
1996 | 267.5312 | 0 | 0 | 0 | 0 | 0 | 0 | 0.27635 | 0.24837
1996 | 267.5417 | 0 | 0 | 0 | 0 | 0 | 0 | 0.23978 | 0.22834
1996 | 267.5521 | 0 | 0 | 0 | 0 | 0 | 0 | 0.26416 | 0.24437
1996 | 267.5625 | 0 | 0 | 0 | 0 | 0 | 0 | 0.25603 | 0.22834
1996 | 267.5729 | 0 | 0 | 0 | 0 | 0 | 0 | 0.21133 | 0.21232
1996 | 267.5833 | 0 | 0 | 0 | 0 | 0 | 0 | 0.23978 | 0.22434
1996 | 267.5937 | 0 | 0 | 0 | 0 | 0 | 0 | 0.23571 | 0.23235
1996 | 267.6042 | 0 | 0 | 0 | 0 | 0 | 0 | 0.22352 | 0.21232
1996 | 267.6146 | 0 | 0 | 0 | 0 | 0 | 0 | 0.2479 | 0.22834
1996 | 267.625 | 0 | 0 | 0 | 0 | 0 | 0 | 0.23165 | 0.22834
1996 | 267.6354 | 0 | 0 | 0 | 0 | 0 | 0 | 0.19101 | 0.20431
1996 | 267.6458 | 0 | 0 | 0 | 0 | 0 | 0 | 0.20726 | 0.19629
1996 | 267.6562 | 0 | 0 | 0 | 0 | 0 | 0 | 0.20726 | 0.2003
1996 | 267.6667 | 0 | 0 | 0 | 0 | 0 | 0 | 0.17069 | 0.17626
1996 | 267.6771 | 0 | 0 | 0 | 0 | 0 | 0 | 0.19507 | 0.18027
1996 | 267.6875 | 0 | 0 | 0 | 0 | 0 | 0 | 0.1585 | 0.15623
1996 | 267.6979 | 0 | 0 | 0 | 0 | 0 | 0 | 0.15443 | 0.16024
1996 | 267.7083 | 0 | 0 | 0 | 0 | 0 | 0 | 0.15443 | 0.1322
1996 | 267.7187 | 0 | 0 | 0 | 0 | 0 | 0 | 0.11786 | 0.1322
1996 | 267.7292 | 0 | 0 | 0 | 0 | 0 | 0 | 0.10973 | 0.10816
1996 | 267.7396 | 0 | 0 | 0 | 0 | 0 | 0 | 0.10566 | 0.10015
1996 | 267.75 | 0 | 0 | 0 | 0 | 0 | 0 | 0.077216 | 0.088132
1996 | 267.7604 | 0 | 0 | 0 | 0 | 0 | 0 | 0.069088 | 0.068102
1996 | 267.7708 | 0 | 0 | 0 | 0 | 0 | 0 | 0.044704 | 0.052078
1996 | 267.7812 | 0 | 0 | 0 | 0 | 0 | 0 | 0.036576 | 0.036054
1996 | 267.7917 | 0 | 0 | 0 | 0 | 0 | 0 | 0.012192 | 0.024036
1996 | 267.8021 | 0 | 0 | 0 | 0 | 0 | 0 | 0.016256 | 0.012018
1996 | 267.8125 | 0 | 0 | 0 | 0 | 0 | 0 | 0.008128 | 0.012018
1996 | 267.8229 | 0 | 0 | 0 | 0 | 0 | 0 | 0.004064 | 0
1996 | 267.8333 | 0 | 0 | 0 | 0 | 0 | 0 | 0 | 0
1996 | 267.8437 | 0 | 0 | 0 | 0 | 0 | 0 | 0 | 0
1996 | 267.8542 | 0 | 0 | 0 | 0 | 0 | 0 | 0.004064 | 0.004006
1996 | 267.8646 | 0 | 0 | 0 | 0 | 0 | 0 | 0.012192 | 0.008012
1996 | 267.875 | 0 | 0 | 0 | 0 | 0 | 0 | 0 | 0
1996 | 267.8854 | 0 | 0 | 0 | 0 | 0 | 0 | 0.008128 | 0.008012
1996 | 267.8958 | 0 | 0 | 0 | 0 | 0 | 0 | 0 | 0
1996 | 267.9062 | 0 | 0 | 0 | 0 | 0 | 0 | 0 | -0.004006
1996 | 267.9167 | 0 | 0 | 0 | 0 | 0 | 0 | 0.008128 | 0.008012
1996 | 267.9271 | 0 | 0 | 0 | 0 | 0 | 0 | 0.016256 | 0.012018
1996 | 267.9375 | 0 | 0 | 0 | 0 | 0 | 0 | 0.004064 | 0.008012
1996 | 267.9479 | 0 | 0 | 0 | 0 | 0 | 0 | 0.004064 | -0.008012
1996 | 267.9583 | 0 | 0 | 0 | 0 | 0 | 0 | 0.012192 | 0.012018
1996 | 267.9687 | 0 | 0 | 0 | 0 | 0 | 0 | 0.008128 | 0.008012
1996 | 267.9792 | 0 | 0 | 0 | 0 | 0 | 0 | 0.008128 | 0
1996 | 267.9896 | 0 | 0 | 0 | 0 | 0 | 0 | 0.012192 | 0.008012
1996 | 268 | 0 | 0 | 0 | 0 | 0 | 0 | 0.004064 | 0.004006
1996 | 268.0104 | 0 | 0 | 0 | 0 | 0 | 0 | -0.008128 | 0.004006
1996 | 268.0208 | 0 | 0 | 0 | 0 | 0 | 0 | 0.004064 | -0.008012
1996 | 268.0312 | 0 | 0 | 0 | 0 | 0 | 0 | 0.008128 | 0.004006
1996 | 268.0417 | 0 | 0 | 0 | 0 | 0 | 0 | -0.004064 | -0.008012
1996 | 268.0521 | 0 | 0 | 0 | 0 | 0 | 0 | -0.008128 | 0
1996 | 268.0625 | 0 | 0 | 0 | 0 | 0 | 0 | 0 | 0.008012
1996 | 268.0729 | 0 | 0 | 0 | 0 | 0 | 0 | 0.012192 | 0.004006
1996 | 268.0833 | 0 | 0 | 0 | 0 | 0 | 0 | 0.008128 | 0.008012
1996 | 268.0937 | 0 | 0 | 0 | 0 | 0 | 0 | -0.008128 | -0.004006
1996 | 268.1042 | 0 | 0 | 0 | 0 | 0 | 0 | 0.008128 | 0.008012
1996 | 268.1146 | 0 | 0 | 0 | 0 | 0 | 0 | 0 | 0
1996 | 268.125 | 0 | 0 | 0 | 0 | 0 | 0 | 0.004064 | -0.004006
1996 | 268.1354 | 0 | 0 | 0 | 0 | 0 | 0 | 0.008128 | 0.008012
1996 | 268.1458 | 0 | 0 | 0 | 0 | 0 | 0 | 0.024384 | 0.02003
1996 | 268.1562 | 0 | 0 | 0 | 0 | 0 | 0 | 0.012192 | 0.012018
1996 | 268.1667 | 0 | 0 | 0 | 0 | 0 | 0 | 0.004064 | 0.02003
1996 | 268.1771 | 0 | 0 | 0 | 0 | 0 | 0 | 0.012192 | 0.008012
1996 | 268.1875 | 0 | 0 | 0 | 0 | 0 | 0 | 0.004064 | 0.004006
1996 | 268.1979 | 0 | 0 | 0 | 0 | 0 | 0 | 0.004064 | 0.008012
1996 | 268.2083 | 0 | 0 | 0 | 0 | 0 | 0 | 0.02032 | 0.024036
1996 | 268.2187 | 0 | 0 | 0 | 0 | 0 | 0 | 0.008128 | 0.012018
1996 | 268.2292 | 0 | 0 | 0 | 0 | 0 | 0 | 0.012192 | 0.016024
1996 | 268.2396 | 0 | 0 | 0 | 0 | 0 | 0 | 0.012192 | 0.008012
1996 | 268.25 | 0 | 0 | 0 | 0 | 0 | 0 | 0.004064 | 0.008012
1996 | 268.2604 | 0 | 0 | 0 | 0 | 0 | 0 | 0.004064 | 0.008012
1996 | 268.2708 | 0 | 0 | 0 | 0 | 0 | 0 | 0.008128 | 0.012018
1996 | 268.2812 | 0 | 0 | 0 | 0 | 0 | 0 | 0.008128 | 0.004006
1996 | 268.2917 | 0 | 0 | 0 | 0 | 0 | 0 | 0.008128 | 0.008012
1996 | 268.3021 | 0 | 0 | 0 | 0 | 0 | 0 | 0.008128 | 0.008012
1996 | 268.3125 | 0 | 0 | 0 | 0 | 0 | 0 | 0.008128 | 0.012018
1996 | 268.3229 | 0 | 0 | 0 | 0 | 0 | 0 | 0.008128 | 0.012018
1996 | 268.3333 | 0 | 0 | 0 | 0 | 0 | 0 | 0.008128 | 0.012018
1996 | 268.3437 | 0 | 0 | 0 | 0 | 0 | 0 | 0.012192 | 0.016024
1996 | 268.3542 | 0 | 0 | 0 | 0 | 0 | 0 | 0.036576 | 0.028042
1996 | 268.3646 | 0 | 0 | 0 | 0 | 0 | 0 | 0.02032 | 0.028042
1996 | 268.375 | 0 | 0 | 0 | 0 | 0 | 0 | 0.044704 | 0.04006
1996 | 268.3854 | 0 | 0 | 0 | 0 | 0 | 0 | 0.04064 | 0.036054
1996 | 268.3958 | 0 | 0 | 0 | 0 | 0 | 0 | 0.04064 | 0.032048
1996 | 268.4062 | 0 | 0 | 0 | 0 | 0 | 0 | 0.044704 | 0.048072
1996 | 268.4167 | 0 | 0 | 0 | 0 | 0 | 0 | 0.048768 | 0.044066
1996 | 268.4271 | 0 | 0 | 0 | 0 | 0 | 0 | 0.048768 | 0.048072
1996 | 268.4375 | 0 | 0 | 0 | 0 | 0 | 0 | 0.048768 | 0.06009
1996 | 268.4479 | 0 | 0 | 0 | 0 | 0 | 0 | 0.073152 | 0.064096
1996 | 268.4583 | 0 | 0 | 0 | 0 | 0 | 0 | 0.077216 | 0.08012
1996 | 268.4687 | 0 | 0 | 0 | 0 | 0 | 0 | 0.085344 | 0.08012
1996 | 268.4792 | 0 | 0 | 0 | 0 | 0 | 0 | 0.13818 | 0.14422
1996 | 268.4896 | 0 | 0 | 0 | 0 | 0 | 0 | 0.11379 | 0.10416
1996 | 268.5 | 0 | 0 | 0 | 0 | 0 | 0 | 0.13005 | 0.12419
1996 | 268.5104 | 0 | 0 | 0 | 0 | 0 | 0 | 0.12192 | 0.14422
1996 | 268.5208 | 0 | 0 | 0 | 0 | 0 | 0 | 0.13005 | 0.12018
1996 | 268.5312 | 0 | 0 | 0 | 0 | 0 | 0 | 0.1463 | 0.1362
1996 | 268.5417 | 0 | 0 | 0 | 0 | 0 | 0 | 0.1463 | 0.14422
1996 | 268.5521 | 0 | 0 | 0 | 0 | 0 | 0 | 0.12598 | 0.14021
1996 | 268.5625 | 0 | 0 | 0 | 0 | 0 | 0 | 0.16256 | 0.15223
1996 | 268.5729 | 0 | 0 | 0 | 0 | 0 | 0 | 0.13818 | 0.15223
1996 | 268.5833 | 0 | 0 | 0 | 0 | 0 | 0 | 0.1463 | 0.16024
1996 | 268.5937 | 0 | 0 | 0 | 0 | 0 | 0 | 0.1585 | 0.15623
1996 | 268.6042 | 0 | 0 | 0 | 0 | 0 | 0 | 0.15037 | 0.14822
1996 | 268.6146 | 0 | 0 | 0 | 0 | 0 | 0 | 0.14224 | 0.1362
1996 | 268.625 | 0 | 0 | 0 | 0 | 0 | 0 | 0.13005 | 0.16024
1996 | 268.6354 | 0 | 0 | 0 | 0 | 0 | 0 | 0.13411 | 0.14422
1996 | 268.6458 | 0 | 0 | 0 | 0 | 0 | 0 | 0.14224 | 0.14822
1996 | 268.6562 | 0 | 0 | 0 | 0 | 0 | 0 | 0.10973 | 0.12419
1996 | 268.6667 | 0 | 0 | 0 | 0 | 0 | 0 | 0.12598 | 0.12419
1996 | 268.6771 | 0 | 0 | 0 | 0 | 0 | 0 | 0.10973 | 0.11217
1996 | 268.6875 | 0 | 0 | 0 | 0 | 0 | 0 | 0.089408 | 0.10816
1996 | 268.6979 | 0 | 0 | 0 | 0 | 0 | 0 | 0.089408 | 0.10416
1996 | 268.7083 | 0 | 0 | 0 | 0 | 0 | 0 | 0.089408 | 0.10416
1996 | 268.7187 | 0 | 0 | 0 | 0 | 0 | 0 | 0.085344 | 0.096144
1996 | 268.7292 | 0 | 0 | 0 | 0 | 0 | 0 | 0.069088 | 0.068102
1996 | 268.7396 | 0 | 0 | 0 | 0 | 0 | 0 | 0.065024 | 0.084126
1996 | 268.75 | 0 | 0 | 0 | 0 | 0 | 0 | 0.056896 | 0.06009
1996 | 268.7604 | 0 | 0 | 0 | 0 | 0 | 0 | 0.036576 | 0.04006
1996 | 268.7708 | 0 | 0 | 0 | 0 | 0 | 0 | 0.032512 | 0.036054
1996 | 268.7812 | 0 | 0 | 0 | 0 | 0 | 0 | 0.024384 | 0.028042
1996 | 268.7917 | 0 | 0 | 0 | 0 | 0 | 0 | 0.008128 | 0.016024
1996 | 268.8021 | 0 | 0 | 0 | 0 | 0 | 0 | 0.008128 | 0.008012
1996 | 268.8125 | 0 | 0 | 0 | 0 | 0 | 0 | 0.004064 | 0.004006
1996 | 268.8229 | 0 | 0 | 0 | 0 | 0 | 0 | 0.012192 | 0.008012
1996 | 268.8333 | 0 | 0 | 0 | 0 | 0 | 0 | 0.008128 | 0.008012
1996 | 268.8437 | 0 | 0 | 0 | 0 | 0 | 0 | -0.004064 | -0.004006
1996 | 268.8542 | 0 | 0 | 0 | 0 | 0 | 0 | 0.008128 | 0.016024
1996 | 268.8646 | 0 | 0 | 0 | 0 | 0 | 0 | 0.016256 | 0.004006
1996 | 268.875 | 0 | 0 | 0 | 0 | 0 | 0 | 0.004064 | 0.008012
1996 | 268.8854 | 0 | 0 | 0 | 0 | 0 | 0 | -0.008128 | -0.012018
1996 | 268.8958 | 0 | 0 | 0 | 0 | 0 | 0 | 0.012192 | 0.012018
1996 | 268.9062 | 0 | 0 | 0 | 0 | 0 | 0 | 0.004064 | 0.016024
1996 | 268.9167 | 0 | 0 | 0 | 0 | 0 | 0 | 0.012192 | 0
1996 | 268.9271 | 0 | 0 | 0 | 0 | 0 | 0 | -0.008128 | 0
1996 | 268.9375 | 0 | 0 | 0 | 0 | 0 | 0 | 0.02032 | 0.016024
1996 | 268.9479 | 0 | 0 | 0 | 0 | 0 | 0 | -0.008128 | 0.008012
1996 | 268.9583 | 0 | 0 | 0 | 0 | 0 | 0 | 0 | 0
1996 | 268.9687 | 0 | 0 | 0 | 0 | 0 | 0 | 0.02032 | 0.004006
1996 | 268.9792 | 0 | 0 | 0 | 0 | 0 | 0 | 0.004064 | 0.02003
1996 | 268.9896 | 0 | 0 | 0 | 0 | 0 | 0 | 0.004064 | 0.008012
1996 | 269 | 0 | 0 | 0 | 0 | 0 | 0 | 0.004064 | 0.008012
1996 | 269.0104 | 0 | 0 | 0 | 0 | 0 | 0 | 0.012192 | -0.008012
1996 | 269.0208 | 0 | 0 | 0 | 0 | 0 | 0 | 0.004064 | 0.016024
1996 | 269.0312 | 0 | 0 | 0 | 0 | 0 | 0 | -0.004064 | 0.004006
1996 | 269.0417 | 0 | 0 | 0 | 0 | 0 | 0 | 0 | 0
1996 | 269.0521 | 0 | 0 | 0 | 0 | 0 | 0 | 0.012192 | 0.012018
1996 | 269.0625 | 0 | 0 | 0 | 0 | 0 | 0 | 0.016256 | 0.004006
1996 | 269.0729 | 0 | 0 | 0 | 0 | 0 | 0 | 0 | 0.012018
1996 | 269.0833 | 0 | 0 | 0 | 0 | 0 | 0 | -0.004064 | 0.004006
1996 | 269.0937 | 0 | 0 | 0 | 0 | 0 | 0 | 0.016256 | 0.008012
1996 | 269.1042 | 0 | 0 | 0 | 0 | 0 | 0 | 0.008128 | 0
1996 | 269.1146 | 0 | 0 | 0 | 0 | 0 | 0 | -0.004064 | 0.004006
1996 | 269.125 | 0 | 0 | 0 | 0 | 0 | 0 | 0.016256 | 0.008012
1996 | 269.1354 | 0 | 0 | 0 | 0 | 0 | 0 | -0.008128 | 0.004006
1996 | 269.1458 | 0 | 0 | 0 | 0 | 0 | 0 | 0 | -0.004006
1996 | 269.1562 | 0 | 0 | 0.1463 | 0.12819 | 0 | 0 | 0 | 0
1996 | 269.1667 | 0 | 0 | 0.065024 | 0.08012 | 0 | 0 | 0.004064 | 0.008012
1996 | 269.1771 | 0 | 0 | 0 | 0 | 0 | 0 | 0.016256 | 0.008012
1996 | 269.1875 | 0 | 0 | 0 | 0 | 0 | 0 | 0 | 0.008012
1996 | 269.1979 | 0 | 0 | 0 | 0 | 0 | 0 | 0.004064 | -0.004006
1996 | 269.2083 | 0 | 0 | 0 | 0 | 0 | 0 | -0.004064 | 0.004006
1996 | 269.2187 | 0 | 0 | 0 | 0 | 0 | 0 | 0.012192 | -0.004006
1996 | 269.2292 | 0 | 0 | 0 | 0 | 0 | 0 | -0.004064 | 0.012018
1996 | 269.2396 | 0 | 0 | 0 | 0 | 0 | 0 | 0.004064 | 0
1996 | 269.25 | 0 | 0 | 0 | 0 | 0 | 0 | 0.004064 | 0.008012
1996 | 269.2604 | 0 | 0 | 0 | 0 | 0 | 0 | 0 | -0.008012
1996 | 269.2708 | 0 | 0 | 0 | 0 | 0 | 0 | 0.004064 | 0.012018
1996 | 269.2812 | 0 | 0 | 0 | 0 | 0 | 0 | -0.004064 | 0
1996 | 269.2917 | 0 | 0 | 0 | 0 | 0 | 0 | 2.2737e-13 | 0.004006
1996 | 269.3021 | 0 | 0 | 0 | 0 | 0 | 0 | 0.004064 | 0
1996 | 269.3125 | 0 | 0 | 0 | 0 | 0 | 0 | 0 | 0.016024
1996 | 269.3229 | 0 | 0 | 0 | 0 | 0 | 0 | 0.016256 | 0.004006
1996 | 269.3333 | 0 | 0 | 0 | 0 | 0 | 0 | 0.024384 | 0.02003
1996 | 269.3437 | 0 | 0 | 0 | 0 | 0 | 0 | -0.016256 | 0
1996 | 269.3542 | 0 | 0 | 0 | 0 | 0 | 0 | 0.036576 | 0.032048
1996 | 269.3646 | 0 | 0 | 0 | 0 | 0 | 0 | 0.032512 | 0.052078
1996 | 269.375 | 0 | 0 | 0 | 0 | 0 | 0 | 0.069088 | 0.06009
1996 | 269.3854 | 0 | 0 | 0 | 0 | 0 | 0 | 0.044704 | 0.044066
1996 | 269.3958 | 0 | 0 | 0 | 0 | 0 | 0 | 0.073152 | 0.088132
1996 | 269.4062 | 0 | 0 | 0 | 0 | 0 | 0 | 0.1016 | 0.084126
1996 | 269.4167 | 0 | 0 | 0 | 0 | 0 | 0 | 0.089408 | 0.11617
1996 | 269.4271 | 0 | 0 | 0 | 0 | 0 | 0 | 0.11786 | 0.10816
1996 | 269.4375 | 0 | 0 | 0 | 0 | 0 | 0 | 0.13818 | 0.14021
1996 | 269.4479 | 0 | 0 | 0 | 0 | 0 | 0 | 0.1585 | 0.18828
1996 | 269.4583 | 0 | 0 | 0 | 0 | 0 | 0 | 0.19101 | 0.16825
1996 | 269.4687 | 0 | 0 | 0 | 0 | 0 | 0 | 0.18288 | 0.19229
1996 | 269.4792 | 0 | 0 | 0 | 0 | 0 | 0 | 0.21539 | 0.20431
1996 | 269.4896 | 0 | 0 | 0 | 0 | 0 | 0 | 0.20726 | 0.21232
1996 | 269.5 | 0 | 0 | 0 | 0 | 0 | 0 | 0.20726 | 0.21232
1996 | 269.5104 | 0 | 0 | 0 | 0 | 0 | 0 | 0.21946 | 0.22033
1996 | 269.5208 | 0 | 0 | 0 | 0 | 0 | 0 | 0.23571 | 0.23235
1996 | 269.5312 | 0 | 0 | 0 | 0 | 0 | 0 | 0.24384 | 0.23635
1996 | 269.5417 | 0 | 0 | 0 | 0 | 0 | 0 | 0.2601 | 0.25638
1996 | 269.5521 | 0 | 0 | 0 | 0 | 0 | 0 | 0.24384 | 0.23235
1996 | 269.5625 | 0 | 0 | 0 | 0 | 0 | 0 | 0.26416 | 0.2644
1996 | 269.5729 | 0 | 0 | 0 | 0 | 0 | 0 | 0.2601 | 0.24837
1996 | 269.5833 | 0 | 0 | 0 | 0 | 0 | 0 | 0.20726 | 0.21232
1996 | 269.5937 | 0 | 0 | 0 | 0 | 0 | 0 | 0.2032 | 0.2003
1996 | 269.6042 | 0 | 0 | 0 | 0 | 0 | 0 | 0.21539 | 0.20431
1996 | 269.6146 | 0 | 0 | 0 | 0 | 0 | 0 | 0.21133 | 0.22834
1996 | 269.625 | 0 | 0 | 0 | 0 | 0 | 0 | 0.23571 | 0.24036
1996 | 269.6354 | 0 | 0 | 0 | 0 | 0 | 0 | 0.22352 | 0.24036
1996 | 269.6458 | 0 | 0 | 0 | 0 | 0 | 0 | 0.22352 | 0.21632
1996 | 269.6562 | 0 | 0 | 0 | 0 | 0 | 0 | 0.18288 | 0.19229
1996 | 269.6667 | 0 | 0 | 0 | 0 | 0 | 0 | 0.19914 | 0.2003
1996 | 269.6771 | 0 | 0 | 0 | 0 | 0 | 0 | 0.17069 | 0.18027
1996 | 269.6875 | 0 | 0 | 0 | 0 | 0 | 0 | 0.18288 | 0.18428
1996 | 269.6979 | 0 | 0 | 0 | 0 | 0 | 0 | 0.1585 | 0.14021
1996 | 269.7083 | 0 | 0 | 0 | 0 | 0 | 0 | 0.13005 | 0.14422
1996 | 269.7187 | 0 | 0 | 0 | 0 | 0 | 0 | 0.13411 | 0.12018
1996 | 269.7292 | 0 | 0 | 0 | 0 | 0 | 0 | 0.077216 | 0.088132
1996 | 269.7396 | 0 | 0 | 0 | 0 | 0 | 0 | 0.077216 | 0.076114
1996 | 269.75 | 0 | 0 | 0 | 0 | 0 | 0 | 0.077216 | 0.084126
1996 | 269.7604 | 0 | 0 | 0 | 0 | 0 | 0 | 0.06096 | 0.052078
1996 | 269.7708 | 0 | 0 | 0 | 0 | 0 | 0 | 0.032512 | 0.056084
1996 | 269.7812 | 0 | 0 | 0 | 0 | 0 | 0 | 0.048768 | 0.028042
1996 | 269.7917 | 0 | 0 | 0 | 0 | 0 | 0 | 0.024384 | 0.028042
1996 | 269.8021 | 0 | 0 | 0 | 0 | 0 | 0 | 0.016256 | 0.028042
1996 | 269.8125 | 0 | 0 | 0 | 0 | 0 | 0 | 0.024384 | 0.016024
1996 | 269.8229 | 0 | 0 | 0 | 0 | 0 | 0 | 0.016256 | 0.024036
1996 | 269.8333 | 0 | 0 | 0 | 0 | 0 | 0 | 0.016256 | 0.02003
1996 | 269.8437 | 0 | 0 | 0 | 0 | 0 | 0 | 0.016256 | 0.008012
1996 | 269.8542 | 0 | 0 | 0 | 0 | 0 | 0 | 0.008128 | 0.012018
1996 | 269.8646 | 0 | 0 | 0 | 0 | 0 | 0 | 0.012192 | 0.012018
1996 | 269.875 | 0 | 0 | 0 | 0 | 0 | 0 | 0.012192 | 0.016024
1996 | 269.8854 | 0 | 0 | 0 | 0 | 0 | 0 | 0.016256 | 0.012018
1996 | 269.8958 | 0 | 0 | 0 | 0 | 0 | 0 | 0.012192 | 0.02003
1996 | 269.9062 | 0 | 0 | 0 | 0 | 0 | 0 | 0.016256 | 0.012018
1996 | 269.9167 | 0 | 0 | 0 | 0 | 0 | 0 | 0.012192 | 0.004006
1996 | 269.9271 | 0 | 0 | 0 | 0 | 0 | 0 | 0.016256 | 0.02003
1996 | 269.9375 | 0 | 0 | 0 | 0 | 0 | 0 | 0.008128 | 0.02003
1996 | 269.9479 | 0 | 0 | 0 | 0 | 0 | 0 | 0.016256 | 0.016024
1996 | 269.9583 | 0 | 0 | 0 | 0 | 0 | 0 | 0.02032 | 0.004006
1996 | 269.9687 | 0 | 0 | 0 | 0 | 0 | 0 | 0 | 0.02003
1996 | 269.9792 | 0 | 0 | 0 | 0 | 0 | 0 | 0.032512 | 0.012018
1996 | 269.9896 | 0 | 0 | 0 | 0 | 0 | 0 | 0 | 0.004006
1996 | 270 | 0 | 0 | 0 | 0 | 0 | 0 | 0.012192 | 0.008012
1996 | 270.0104 | 0 | 0 | 0 | 0 | 0 | 0 | 0 | -0.004006
1996 | 270.0208 | 0 | 0 | 0 | 0 | 0 | 0 | -0.016256 | 0.016024
1996 | 270.0312 | 0 | 0 | 0 | 0 | 0 | 0 | 0.032512 | 0.032048
1996 | 270.0417 | 0 | 0 | 0 | 0 | 0 | 0 | 0.02032 | 0.012018
1996 | 270.0521 | 0 | 0 | 0 | 0 | 0 | 0 | 0.024384 | 0.028042
1996 | 270.0625 | 0 | 0 | 0 | 0 | 0 | 0 | 0.036576 | 0.016024
1996 | 270.0729 | 0 | 0 | 0 | 0 | 0 | 0 | 0.004064 | 0.024036
1996 | 270.0833 | 0 | 0 | 0 | 0 | 0 | 0 | 0.036576 | 0.016024
1996 | 270.0937 | 0 | 0 | 0 | 0 | 0 | 0 | -0.004064 | 0.012018
1996 | 270.1042 | 0 | 0 | 0 | 0 | 0 | 0 | 0.016256 | 0.024036
1996 | 270.1146 | 0 | 0 | 0 | 0 | 0 | 0 | 0.008128 | -0.004006
1996 | 270.125 | 0 | 0 | 0.073152 | 0.096144 | 0 | 0 | -0.008128 | 0
1996 | 270.1354 | 0 | 0 | 0.016256 | 0.016024 | 0 | 0 | -0.004064 | -0.004006
1996 | 270.1458 | 0 | 0 | 0 | 0 | 0 | 0 | 0.028448 | 0.02003
1996 | 270.1562 | 0 | 0 | 0 | 0 | 0 | 0 | 0.012192 | 0.02003
1996 | 270.1667 | 0 | 0 | 0 | 0 | 0 | 0 | -0.012192 | -0.004006
1996 | 270.1771 | 0 | 0 | 0 | 0 | 0 | 0 | 0.004064 | 0.016024
1996 | 270.1875 | 0 | 0 | 0 | 0 | 0 | 0 | 0.04064 | 0.028042
1996 | 270.1979 | 0 | 0 | 0 | 0 | 0 | 0 | 0.036576 | 0.04006
1996 | 270.2083 | 0 | 0 | 0 | 0 | 0 | 0 | -0.008128 | -0.004006
1996 | 270.2187 | 0 | 0 | 0 | 0 | 0 | 0 | 0.016256 | 0.008012
1996 | 270.2292 | 0 | 0 | 0.048768 | 0.056084 | 0 | 0 | -2.2737e-13 | 0
1996 | 270.2396 | 0 | 0 | 0.17882 | 0.20831 | 0 | 0 | 0 | 2.2737e-13
1996 | 270.25 | 0 | 0 | 0.04064 | 0.032048 | 0 | 0 | -0.004064 | -0.004006
1996 | 270.2604 | 0 | 0 | 0 | 0 | 0 | 0 | 0.028448 | 0.036054
1996 | 270.2708 | 0 | 0 | 0 | 0 | 0 | 0 | 0.008128 | 0.016024
1996 | 270.2812 | 0 | 0 | 0 | 0 | 0 | 0 | 0.016256 | 0.008012
1996 | 270.2917 | 0 | 0 | 0 | 0 | 0 | 0 | 0.012192 | 0.02003
1996 | 270.3021 | 0 | 0 | 0 | 0 | 0 | 0 | 0.036576 | 0.04006
1996 | 270.3125 | 0 | 0 | 0 | 0 | 0 | 0 | 0.032512 | 0.024036
1996 | 270.3229 | 0 | 0 | 0 | 0 | 0 | 0 | 0.016256 | 0.024036
1996 | 270.3333 | 0 | 0 | 0 | 0 | 0 | 0 | 0.024384 | 0.036054
1996 | 270.3437 | 0 | 0 | 0 | 0 | 0 | 0 | 0.028448 | 0.016024
1996 | 270.3542 | 0 | 0 | 0 | 0 | 0 | 0 | 0.04064 | 0.044066
1996 | 270.3646 | 0 | 0 | 0 | 0 | 0 | 0 | 0.024384 | 0.04006
1996 | 270.375 | 0 | 0 | 0 | 0 | 0 | 0 | 0.077216 | 0.068102
1996 | 270.3854 | 0 | 0 | 0 | 0 | 0 | 0 | 0.04064 | 0.048072
1996 | 270.3958 | 0 | 0 | 0 | 0 | 0 | 0 | 0.056896 | 0.04006
1996 | 270.4062 | 0 | 0 | 0 | 0 | 0 | 0 | 0.04064 | 0.052078
1996 | 270.4167 | 0 | 0 | 0 | 0 | 0 | 0 | 0.06096 | 0.052078
1996 | 270.4271 | 0 | 0 | 0 | 0 | 0 | 0 | 0.04064 | 0.056084
1996 | 270.4375 | 0 | 0 | 0 | 0 | 0 | 0 | 0.04064 | 0.04006
1996 | 270.4479 | 0 | 0 | 0 | 0 | 0 | 0 | 0.032512 | 0.044066
1996 | 270.4583 | 0 | 0 | 0 | 0 | 0 | 0 | 0.028448 | 0.02003
1996 | 270.4687 | 0 | 0 | 0 | 0 | 0 | 0 | 0.02032 | 0.028042
1996 | 270.4792 | 0 | 0 | 0 | 0 | 0 | 0 | 0.04064 | 0.028042
1996 | 270.4896 | 0 | 0 | 0 | 0 | 0 | 0 | 0.036576 | 0.032048
1996 | 270.5 | 0 | 0 | 0 | 0 | 0 | 0 | 0.02032 | 0.032048
1996 | 270.5104 | 0 | 0 | 0 | 0 | 0 | 0 | 0.056896 | 0.052078
1996 | 270.5208 | 0 | 0 | 0 | 0 | 0 | 0 | 0.06096 | 0.068102
1996 | 270.5312 | 0 | 0 | 0 | 0 | 0 | 0 | 0.077216 | 0.08012
1996 | 270.5417 | 0 | 0 | 0 | 0 | 0 | 0 | 0.093472 | 0.072108
1996 | 270.5521 | 0 | 0 | 0 | 0 | 0 | 0 | 0.1016 | 0.10416
1996 | 270.5625 | 0 | 0 | 0 | 0 | 0 | 0 | 0.08128 | 0.076114
1996 | 270.5729 | 0 | 0 | 0 | 0 | 0 | 0 | 0.089408 | 0.08012
1996 | 270.5833 | 0 | 0 | 0 | 0 | 0 | 0 | 0.097536 | 0.092138
1996 | 270.5937 | 0 | 0 | 0 | 0 | 0 | 0 | 0.085344 | 0.08012
1996 | 270.6042 | 0 | 0 | 0 | 0 | 0 | 0 | 0.097536 | 0.092138
1996 | 270.6146 | 0 | 0 | 0 | 0 | 0 | 0 | 0.077216 | 0.072108
1996 | 270.625 | 0 | 0 | 0 | 0 | 0 | 0 | 0.069088 | 0.072108
1996 | 270.6354 | 0 | 0 | 0 | 0 | 0 | 0 | 0.056896 | 0.06009
1996 | 270.6458 | 0 | 0 | 0 | 0 | 0 | 0 | 0.069088 | 0.052078
1996 | 270.6562 | 0 | 0 | 0 | 0 | 0 | 0 | 0.044704 | 0.036054
1996 | 270.6667 | 0 | 0 | 0 | 0 | 0 | 0 | 0.056896 | 0.052078
1996 | 270.6771 | 0 | 0 | 0 | 0 | 0 | 0 | 0.04064 | 0.048072
1996 | 270.6875 | 0 | 0 | 0 | 0 | 0 | 0 | 0.048768 | 0.04006
1996 | 270.6979 | 0 | 0 | 0 | 0 | 0 | 0 | 0.036576 | 0.036054
1996 | 270.7083 | 0 | 0 | 0 | 0 | 0 | 0 | 0.036576 | 0.032048
1996 | 270.7187 | 0 | 0 | 0 | 0 | 0 | 0 | 0.028448 | 0.028042
1996 | 270.7292 | 0 | 0 | 0 | 0 | 0 | 0 | 0.024384 | 0.02003
1996 | 270.7396 | 0 | 0 | 0 | 0 | 0 | 0 | 0.028448 | 0.024036
1996 | 270.75 | 0 | 0 | 0 | 0 | 0 | 0 | 0.02032 | 0.02003
1996 | 270.7604 | 0 | 0 | 0 | 0 | 0 | 0 | 0.012192 | 0.008012
1996 | 270.7708 | 0 | 0 | 0 | 0 | 0 | 0 | -0.028448 | -0.028042
1996 | 270.7812 | 0 | 0 | 0 | 0 | 0 | 0 | 0.02032 | 0.024036
1996 | 270.7917 | 0 | 0 | 0 | 0 | 0 | 0 | 0.016256 | 0.016024
1996 | 270.8021 | 0 | 0 | 0 | 0 | 0 | 0 | 0.024384 | 0.016024
1996 | 270.8125 | 0 | 0 | 0 | 0 | 0 | 0 | 0.02032 | 0.024036
1996 | 270.8229 | 0 | 0 | 0 | 0 | 0 | 0 | 0.016256 | 0.02003
1996 | 270.8333 | 0 | 0 | 0 | 0 | 0 | 0 | 0.02032 | 0.024036
1996 | 270.8437 | 0 | 0 | 0 | 0 | 0 | 0 | 2.2737e-13 | 0.008012
1996 | 270.8542 | 0 | 0 | 0 | 0 | 0 | 0 | 0.02032 | 0.016024
1996 | 270.8646 | 0 | 0 | 0 | 0 | 0 | 0 | 0.024384 | 0.024036
1996 | 270.875 | 0 | 0 | 0.016256 | 0.024036 | 0 | 0 | 0.004064 | 0.004006
1996 | 270.8854 | 0 | 0 | 0.39014 | 0.43265 | 0 | 0 | -2.2737e-13 | 0
1996 | 270.8958 | 0 | 0 | 0.74778 | 0.78518 | 0 | 0 | 2.2737e-13 | 0
1996 | 270.9062 | 0 | 0 | 0.08128 | 0.11217 | 0 | 0 | 0.008128 | 0.004006
1996 | 270.9167 | 0 | 0 | 0 | 0 | 0 | 0 | 0.008128 | 0.004006
1996 | 270.9271 | 0 | 0 | 0.36576 | 0.31247 | 0 | 0 | 2.2737e-13 | -0.008012
1996 | 270.9375 | 0 | 0 | 0.13818 | 0.16825 | 0 | 0 | -2.2737e-13 | 2.2737e-13
1996 | 270.9479 | 0 | 0 | 0.68275 | 0.77716 | 0 | 0 | 0 | 0
1996 | 270.9583 | 0 | 0 | 0.63398 | 0.56885 | 0 | 0 | 0 | 2.2737e-13
1996 | 270.9687 | 0 | 0 | 0.032512 | 0.056084 | 0 | 0 | 0.004064 | 0.012018
1996 | 270.9792 | 0 | 0 | 0 | 0 | 0 | 0 | 0.02032 | 0.02003
1996 | 270.9896 | 0 | 0 | 0 | 0 | 0 | 0 | 0.02032 | 0.012018
1996 | 271 | 0 | 0 | 0 | 0 | 0 | 0 | -0.004064 | 0.02003
1996 | 271.0104 | 0 | 0 | 0.13005 | 0.12018 | 0 | 0 | 0 | 0
1996 | 271.0208 | 0 | 0 | 0 | 0 | 0 | 0 | 0.012192 | 0.02003
1996 | 271.0312 | 0 | 0 | 0 | 0 | 0 | 0 | 0.004064 | 0.004006
1996 | 271.0417 | 0 | 0 | 0 | 0 | 0 | 0 | 0.004064 | 0.012018
1996 | 271.0521 | 0 | 0 | 0 | 0 | 0 | 0 | 0.012192 | 0.012018
1996 | 271.0625 | 0 | 0 | 0.008128 | 0 | 0 | 0 | -2.2737e-13 | -0.016024
1996 | 271.0729 | 0 | 0 | 0.048768 | 0 | 0 | 0 | 0 | -0.036054
1996 | 271.0833 | 0 | 0 | 0 | 0 | 0 | 0 | 0 | 0
1996 | 271.0937 | 0 | 0 | 0 | 0 | 0 | 0 | 0.004064 | 0.004006
1996 | 271.1042 | 0 | 0 | 0 | 0 | 0 | 0 | 0.004064 | 0.008012
1996 | 271.1146 | 0 | 0 | 0 | 0 | 0 | 0 | 0 | 0.004006
1996 | 271.125 | 0 | 0 | 0.024384 | 0.016024 | 0 | 0 | -2.2737e-13 | -0.004006
1996 | 271.1354 | 0 | 0 | 0.016256 | 0.024036 | 0 | 0 | 0 | 0
1996 | 271.1458 | 0 | 0 | 0.032512 | 0.032048 | 0 | 0 | -2.2737e-13 | 2.2737e-13
1996 | 271.1562 | 0 | 0 | 0.04064 | 0.04006 | 0 | 0 | 0 | 0
1996 | 271.1667 | 0 | 0 | 0.024384 | 0.032048 | 0 | 0 | -2.2737e-13 | 0
1996 | 271.1771 | 0 | 0 | 0 | 0 | 0 | 0 | 0 | 0.004006
1996 | 271.1875 | 0 | 0 | 0.04064 | 0.04006 | 0 | 0 | 2.2737e-13 | -0.004006
1996 | 271.1979 | 0 | 0 | 0.073152 | 0.072108 | 0 | 0 | -2.2737e-13 | 0
1996 | 271.2083 | 0 | 0 | 0.26822 | 0.2644 | 0 | 0 | 0 | 4.5475e-13
1996 | 271.2187 | 0 | 0 | 0.089408 | 0.096144 | 0 | 0 | -2.2737e-13 | 0
1996 | 271.2292 | 0 | 0 | 0.032512 | 0.04006 | 0 | 0 | -2.2737e-13 | 0
1996 | 271.2396 | 0 | 0 | 0.008128 | 0 | 0 | 0 | 0 | 0.004006
1996 | 271.25 | 0 | 0 | 0 | 0 | 0 | 0 | 0.012192 | 0.012018
1996 | 271.2604 | 0 | 0 | 0 | 0 | 0 | 0 | 0.004064 | 0.012018
1996 | 271.2708 | 0 | 0 | 0 | 0 | 0 | 0 | 0.008128 | 0.004006
1996 | 271.2812 | 0 | 0 | 0.008128 | 0 | 0 | 0 | -2.2737e-13 | -0.012018
1996 | 271.2917 | 0 | 0 | 0.016256 | 0.008012 | 0 | 0 | 0 | -0.004006
1996 | 271.3021 | 0 | 0 | 0.04064 | 0.048072 | 0 | 0 | 0 | 0
1996 | 271.3125 | 0 | 0 | 0.024384 | 0.032048 | 0 | 0 | 0 | 0
1996 | 271.3229 | 0 | 0 | 0.1463 | 0.12819 | 0 | 0 | -2.2737e-13 | 2.2737e-13
1996 | 271.3333 | 0 | 0 | 0.18694 | 0.22434 | 0 | 0 | 4.5475e-13 | 2.2737e-13
1996 | 271.3437 | 0 | 0 | 0.30074 | 0.2644 | 0 | 0 | -2.2737e-13 | 2.2737e-13
1996 | 271.3542 | 0 | 0 | 0.39014 | 0.36855 | 0 | 0 | 0 | 2.2737e-13
1996 | 271.3646 | 0 | 0 | 0.024384 | 0.024036 | 0 | 0 | 0.008128 | 0.004006
1996 | 271.375 | 0 | 0 | 0 | 0 | 0 | 0 | 0.024384 | 0.016024
1996 | 271.3854 | 0 | 0 | 0 | 0 | 0 | 0 | 0.02032 | 0.028042
1996 | 271.3958 | 0 | 0 | 0 | 0 | 0 | 0 | 0 | -0.004006
1996 | 271.4062 | 0 | 0 | 0 | 0 | 0 | 0 | -0.012192 | -0.02003
1996 | 271.4167 | 0 | 0 | 0 | 0 | 0 | 0 | 0.012192 | 0.02003
1996 | 271.4271 | 0 | 0 | 0 | 0 | 0 | 0 | 0.052832 | 0.052078
1996 | 271.4375 | 0 | 0 | 0 | 0 | 0 | 0 | 0.065024 | 0.052078
1996 | 271.4479 | 0 | 0 | 0 | 0 | 0 | 0 | 0.048768 | 0.04006
1996 | 271.4583 | 0 | 0 | 0 | 0 | 0 | 0 | 0.077216 | 0.096144
1996 | 271.4687 | 0 | 0 | 0 | 0 | 0 | 0 | 0.13411 | 0.12419
1996 | 271.4792 | 0 | 0 | 0 | 0 | 0 | 0 | 0.093472 | 0.088132
1996 | 271.4896 | 0 | 0 | 0 | 0 | 0 | 0 | 0.077216 | 0.06009
1996 | 271.5 | 0 | 0 | 0 | 0 | 0 | 0 | 0.08128 | 0.068102
1996 | 271.5104 | 0 | 0 | 0 | 0 | 0 | 0 | 0.056896 | 0.056084
1996 | 271.5208 | 0 | 0 | 0 | 0 | 0 | 0 | 0.11786 | 0.11217
1996 | 271.5312 | 0 | 0 | 0 | 0 | 0 | 0 | 0.097536 | 0.072108
1996 | 271.5417 | 0 | 0 | 0 | 0 | 0 | 0 | 0.077216 | 0.072108
1996 | 271.5521 | 0 | 0 | 0 | 0 | 0 | 0 | 0.12598 | 0.12018
1996 | 271.5625 | 0 | 0 | 0 | 0 | 0 | 0 | 0.1016 | 0.10416
1996 | 271.5729 | 0 | 0 | 0 | 0 | 0 | 0 | 0.093472 | 0.076114
1996 | 271.5833 | 0 | 0 | 0 | 0 | 0 | 0 | 0.12598 | 0.10416
1996 | 271.5937 | 0 | 0 | 0 | 0 | 0 | 0 | 0.13818 | 0.15223
1996 | 271.6042 | 0 | 0 | 0 | 0 | 0 | 0 | 0.13411 | 0.12819
1996 | 271.6146 | 0 | 0 | 0 | 0 | 0 | 0 | 0.11786 | 0.11217
1996 | 271.625 | 0 | 0 | 0 | 0 | 0 | 0 | 0.1016 | 0.10015
1996 | 271.6354 | 0 | 0 | 0 | 0 | 0 | 0 | 0.12192 | 0.10816
1996 | 271.6458 | 0 | 0 | 0 | 0 | 0 | 0 | 0.1016 | 0.11217
1996 | 271.6562 | 0 | 0 | 0 | 0 | 0 | 0 | 0.11786 | 0.11217
1996 | 271.6667 | 0 | 0 | 0 | 0 | 0 | 0 | 0.11379 | 0.10015
1996 | 271.6771 | 0 | 0 | 0 | 0 | 0 | 0 | 0.10973 | 0.10816
1996 | 271.6875 | 0 | 0 | 0 | 0 | 0 | 0 | 0.11379 | 0.10015
1996 | 271.6979 | 0 | 0 | 0 | 0 | 0 | 0 | 0.093472 | 0.084126
1996 | 271.7083 | 0 | 0 | 0 | 0 | 0 | 0 | 0.085344 | 0.08012
1996 | 271.7187 | 0 | 0 | 0 | 0 | 0 | 0 | 0.073152 | 0.072108
1996 | 271.7292 | 0 | 0 | 0 | 0 | 0 | 0 | 0.069088 | 0.064096
1996 | 271.7396 | 0 | 0 | 0 | 0 | 0 | 0 | 0.065024 | 0.044066
1996 | 271.75 | 0 | 0 | 0 | 0 | 0 | 0 | 0.044704 | 0.044066
1996 | 271.7604 | 0 | 0 | 0 | 0 | 0 | 0 | 0.036576 | 0.036054
1996 | 271.7708 | 0 | 0 | 0 | 0 | 0 | 0 | 0.02032 | 0.016024
1996 | 271.7812 | 0 | 0 | 0 | 0 | 0 | 0 | 0.012192 | 0
1996 | 271.7917 | 0 | 0 | 0 | 0 | 0 | 0 | 0.004064 | 0.008012
1996 | 271.8021 | 0 | 0 | 0 | 0 | 0 | 0 | 0 | 0
1996 | 271.8125 | 0 | 0 | 0 | 0 | 0 | 0 | 0.008128 | 0.004006
1996 | 271.8229 | 0 | 0 | 0 | 0 | 0 | 0 | -0.008128 | 0.004006
1996 | 271.8333 | 0 | 0 | 0 | 0 | 0 | 0 | 0.008128 | 0
1996 | 271.8437 | 0 | 0 | 0 | 0 | 0 | 0 | -0.008128 | 0
1996 | 271.8542 | 0 | 0 | 0 | 0 | 0 | 0 | 0.004064 | 0
1996 | 271.8646 | 0 | 0 | 0 | 0 | 0 | 0 | 0 | 0.008012
1996 | 271.875 | 0 | 0 | 0 | 0 | 0 | 0 | 0 | 0
1996 | 271.8854 | 0 | 0 | 0 | 0 | 0 | 0 | -0.004064 | 0
1996 | 271.8958 | 0 | 0 | 0 | 0 | 0 | 0 | 0 | -0.008012
1996 | 271.9062 | 0 | 0 | 0 | 0 | 0 | 0 | 0.008128 | 0.008012
1996 | 271.9167 | 0 | 0 | 0 | 0 | 0 | 0 | -0.008128 | 0.004006
1996 | 271.9271 | 0 | 0 | 0 | 0 | 0 | 0 | 0 | -0.004006
1996 | 271.9375 | 0 | 0 | 0 | 0 | 0 | 0 | 0.004064 | 0.008012
1996 | 271.9479 | 0 | 0 | 0 | 0 | 0 | 0 | -0.004064 | 0
1996 | 271.9583 | 0 | 0 | 0 | 0 | 0 | 0 | 0 | -0.004006
1996 | 271.9687 | 0 | 0 | 0 | 0 | 0 | 0 | 0 | 0.004006
1996 | 271.9792 | 0 | 0 | 0 | 0 | 0 | 0 | 0 | 0.004006
1996 | 271.9896 | 0 | 0 | 0 | 0 | 0 | 0 | -0.008128 | -0.004006
1996 | 272 | 0 | 0 | 0 | 0 | 0 | 0 | 0 | 0
1996 | 272.0104 | 0 | 0 | 0 | 0 | 0 | 0 | 0 | 0
1996 | 272.0208 | 0 | 0 | 0 | 0 | 0 | 0 | 0 | 0
1996 | 272.0312 | 0 | 0 | 0 | 0 | 0 | 0 | -0.008128 | 0
1996 | 272.0417 | 0 | 0 | 0 | 0 | 0 | 0 | 0.008128 | 0
1996 | 272.0521 | 0 | 0 | 0 | 0 | 0 | 0 | -0.008128 | 0
1996 | 272.0625 | 0 | 0 | 0 | 0 | 0 | 0 | 0.004064 | 0.004006
1996 | 272.0729 | 0 | 0 | 0 | 0 | 0 | 0 | -0.004064 | -0.004006
1996 | 272.0833 | 0 | 0 | 0 | 0 | 0 | 0 | 0 | 0
1996 | 272.0937 | 0 | 0 | 0 | 0 | 0 | 0 | 0 | 0
1996 | 272.1042 | 0 | 0 | 0 | 0 | 0 | 0 | -0.008128 | 0
1996 | 272.1146 | 0 | 0 | 0 | 0 | 0 | 0 | 0.004064 | 0
1996 | 272.125 | 0 | 0 | 0 | 0 | 0 | 0 | 0.004064 | 0
1996 | 272.1354 | 0 | 0 | 0 | 0 | 0 | 0 | -0.008128 | 0
1996 | 272.1458 | 0 | 0 | 0 | 0 | 0 | 0 | 0 | 0
1996 | 272.1562 | 0 | 0 | 0 | 0 | 0 | 0 | 0 | 0
1996 | 272.1667 | 0 | 0 | 0 | 0 | 0 | 0 | 0 | -0.008012
1996 | 272.1771 | 0 | 0 | 0 | 0 | 0 | 0 | -0.004064 | 0
1996 | 272.1875 | 0 | 0 | 0 | 0 | 0 | 0 | -0.004064 | 0
1996 | 272.1979 | 0 | 0 | 0 | 0 | 0 | 0 | 0 | 0.004006
1996 | 272.2083 | 0 | 0 | 0 | 0 | 0 | 0 | 0 | 0
1996 | 272.2187 | 0 | 0 | 0 | 0 | 0 | 0 | 0 | 0.004006
1996 | 272.2292 | 0 | 0 | 0 | 0 | 0 | 0 | 0 | 0
1996 | 272.2396 | 0 | 0 | 0 | 0 | 0 | 0 | 0.004064 | -0.008012
1996 | 272.25 | 0 | 0 | 0 | 0 | 0 | 0 | 0 | 0
1996 | 272.2604 | 0 | 0 | 0 | 0 | 0 | 0 | 0.004064 | 0.004006
1996 | 272.2708 | 0 | 0 | 0 | 0 | 0 | 0 | -0.008128 | -0.004006
1996 | 272.2812 | 0 | 0 | 0 | 0 | 0 | 0 | 0.008128 | 0.004006
1996 | 272.2917 | 0 | 0 | 0 | 0 | 0 | 0 | 0 | 0
1996 | 272.3021 | 0 | 0 | 0 | 0 | 0 | 0 | 0 | 0
1996 | 272.3125 | 0 | 0 | 0 | 0 | 0 | 0 | 0.004064 | 0.008012
1996 | 272.3229 | 0 | 0 | 0 | 0 | 0 | 0 | 0.008128 | 0.008012
1996 | 272.3333 | 0 | 0 | 0 | 0 | 0 | 0 | 0.02032 | 0.024036
1996 | 272.3437 | 0 | 0 | 0 | 0 | 0 | 0 | 0.028448 | 0.028042
1996 | 272.3542 | 0 | 0 | 0 | 0 | 0 | 0 | 0.036576 | 0.04006
1996 | 272.3646 | 0 | 0 | 0 | 0 | 0 | 0 | 0.04064 | 0.04006
1996 | 272.375 | 0 | 0 | 0 | 0 | 0 | 0 | 0.052832 | 0.06009
1996 | 272.3854 | 0 | 0 | 0 | 0 | 0 | 0 | 0.077216 | 0.072108
1996 | 272.3958 | 0 | 0 | 0 | 0 | 0 | 0 | 0.08128 | 0.092138
1996 | 272.4062 | 0 | 0 | 0 | 0 | 0 | 0 | 0.11379 | 0.11217
1996 | 272.4167 | 0 | 0 | 0 | 0 | 0 | 0 | 0.10566 | 0.10416
1996 | 272.4271 | 0 | 0 | 0 | 0 | 0 | 0 | 0.12192 | 0.1322
1996 | 272.4375 | 0 | 0 | 0 | 0 | 0 | 0 | 0.14224 | 0.1362
1996 | 272.4479 | 0 | 0 | 0 | 0 | 0 | 0 | 0.13005 | 0.1322
1996 | 272.4583 | 0 | 0 | 0 | 0 | 0 | 0 | 0.15443 | 0.14021
1996 | 272.4687 | 0 | 0 | 0 | 0 | 0 | 0 | 0.13411 | 0.15623
1996 | 272.4792 | 0 | 0 | 0 | 0 | 0 | 0 | 0.16662 | 0.15223
1996 | 272.4896 | 0 | 0 | 0 | 0 | 0 | 0 | 0.16256 | 0.15623
1996 | 272.5 | 0 | 0 | 0 | 0 | 0 | 0 | 0.17069 | 0.16024
1996 | 272.5104 | 0 | 0 | 0 | 0 | 0 | 0 | 0.16256 | 0.16425
1996 | 272.5208 | 0 | 0 | 0 | 0 | 0 | 0 | 0.17475 | 0.16024
1996 | 272.5312 | 0 | 0 | 0 | 0 | 0 | 0 | 0.1585 | 0.15623
1996 | 272.5417 | 0 | 0 | 0 | 0 | 0 | 0 | 0.17069 | 0.16425
1996 | 272.5521 | 0 | 0 | 0 | 0 | 0 | 0 | 0.1585 | 0.17226
1996 | 272.5625 | 0 | 0 | 0 | 0 | 0 | 0 | 0.17069 | 0.16425
1996 | 272.5729 | 0 | 0 | 0 | 0 | 0 | 0 | 0.16256 | 0.16024
1996 | 272.5833 | 0 | 0 | 0 | 0 | 0 | 0 | 0.17069 | 0.15623
1996 | 272.5937 | 0 | 0 | 0 | 0 | 0 | 0 | 0.16662 | 0.17626
1996 | 272.6042 | 0 | 0 | 0 | 0 | 0 | 0 | 0.15443 | 0.15623
1996 | 272.6146 | 0 | 0 | 0 | 0 | 0 | 0 | 0.15037 | 0.14822
1996 | 272.625 | 0 | 0 | 0 | 0 | 0 | 0 | 0.1585 | 0.1362
1996 | 272.6354 | 0 | 0 | 0 | 0 | 0 | 0 | 0.15037 | 0.15223
1996 | 272.6458 | 0 | 0 | 0 | 0 | 0 | 0 | 0.13818 | 0.14021
1996 | 272.6562 | 0 | 0 | 0 | 0 | 0 | 0 | 0.13411 | 0.12819
1996 | 272.6667 | 0 | 0 | 0 | 0 | 0 | 0 | 0.12192 | 0.12419
1996 | 272.6771 | 0 | 0 | 0 | 0 | 0 | 0 | 0.11786 | 0.10816
1996 | 272.6875 | 0 | 0 | 0 | 0 | 0 | 0 | 0.1016 | 0.10416
1996 | 272.6979 | 0 | 0 | 0 | 0 | 0 | 0 | 0.097536 | 0.088132
1996 | 272.7083 | 0 | 0 | 0 | 0 | 0 | 0 | 0.08128 | 0.084126
1996 | 272.7187 | 0 | 0 | 0 | 0 | 0 | 0 | 0.08128 | 0.064096
1996 | 272.7292 | 0 | 0 | 0 | 0 | 0 | 0 | 0.065024 | 0.052078
1996 | 272.7396 | 0 | 0 | 0 | 0 | 0 | 0 | 0.052832 | 0.04006
1996 | 272.75 | 0 | 0 | 0 | 0 | 0 | 0 | 0.032512 | 0.028042
1996 | 272.7604 | 0 | 0 | 0 | 0 | 0 | 0 | 0.012192 | 0.02003
1996 | 272.7708 | 0 | 0 | 0 | 0 | 0 | 0 | 0.008128 | 0.008012
1996 | 272.7812 | 0 | 0 | 0 | 0 | 0 | 0 | 0.008128 | 0.004006
1996 | 272.7917 | 0 | 0 | 0 | 0 | 0 | 0 | 0 | 0
1996 | 272.8021 | 0 | 0 | 0 | 0 | 0 | 0 | -0.004064 | -0.004006
1996 | 272.8125 | 0 | 0 | 0 | 0 | 0 | 0 | 0 | 0
1996 | 272.8229 | 0 | 0 | 0 | 0 | 0 | 0 | 0 | 0
1996 | 272.8333 | 0 | 0 | 0 | 0 | 0 | 0 | 0 | -0.004006
1996 | 272.8437 | 0 | 0 | 0 | 0 | 0 | 0 | 0 | -0.004006
1996 | 272.8542 | 0 | 0 | 0 | 0 | 0 | 0 | 0 | 0.008012
1996 | 272.8646 | 0 | 0 | 0 | 0 | 0 | 0 | 0 | 0
1996 | 272.875 | 0 | 0 | 0 | 0 | 0 | 0 | 0 | -0.004006
1996 | 272.8854 | 0 | 0 | 0 | 0 | 0 | 0 | 0 | -0.004006
1996 | 272.8958 | 0 | 0 | 0 | 0 | 0 | 0 | -0.004064 | 0.008012
1996 | 272.9062 | 0 | 0 | 0 | 0 | 0 | 0 | 0.004064 | 0
1996 | 272.9167 | 0 | 0 | 0 | 0 | 0 | 0 | 0 | 0.004006
1996 | 272.9271 | 0 | 0 | 0 | 0 | 0 | 0 | 0 | 0.004006
1996 | 272.9375 | 0 | 0 | 0 | 0 | 0 | 0 | 0.004064 | 0
1996 | 272.9479 | 0 | 0 | 0 | 0 | 0 | 0 | 0 | 0.004006
1996 | 272.9583 | 0 | 0 | 0 | 0 | 0 | 0 | 0.004064 | 0.004006
1996 | 272.9687 | 0 | 0 | 0 | 0 | 0 | 0 | -0.004064 | 0.004006
1996 | 272.9792 | 0 | 0 | 0 | 0 | 0 | 0 | 0 | 0
1996 | 272.9896 | 0 | 0 | 0 | 0 | 0 | 0 | -0.004064 | 0
1996 | 273 | 0 | 0 | 0 | 0 | 0 | 0 | 0 | 0.004006
1996 | 273.0104 | 0 | 0 | 0 | 0 | 0 | 0 | 0.004064 | 0
1996 | 273.0208 | 0 | 0 | 0 | 0 | 0 | 0 | 0.004064 | 0
1996 | 273.0312 | 0 | 0 | 0 | 0 | 0 | 0 | -0.004064 | 0
1996 | 273.0417 | 0 | 0 | 0 | 0 | 0 | 0 | -0.004064 | 0
1996 | 273.0521 | 0 | 0 | 0 | 0 | 0 | 0 | 0 | 0
1996 | 273.0625 | 0 | 0 | 0 | 0 | 0 | 0 | 0 | 0.004006
1996 | 273.0729 | 0 | 0 | 0 | 0 | 0 | 0 | 0 | -0.004006
1996 | 273.0833 | 0 | 0 | 0 | 0 | 0 | 0 | 0 | 0
1996 | 273.0937 | 0 | 0 | 0 | 0 | 0 | 0 | 0.004064 | 0.008012
1996 | 273.1042 | 0 | 0 | 0 | 0 | 0 | 0 | 0.004064 | 0
1996 | 273.1146 | 0 | 0 | 0 | 0 | 0 | 0 | -0.004064 | -0.004006
1996 | 273.125 | 0 | 0 | 0 | 0 | 0 | 0 | 0.004064 | 0.008012
1996 | 273.1354 | 0 | 0 | 0 | 0 | 0 | 0 | 0.004064 | 0.004006
1996 | 273.1458 | 0 | 0 | 0 | 0 | 0 | 0 | 0.004064 | 0.012018
1996 | 273.1562 | 0 | 0 | 0 | 0 | 0 | 0 | 0.008128 | 0
1996 | 273.1667 | 0 | 0 | 0 | 0 | 0 | 0 | 0 | 0
1996 | 273.1771 | 0 | 0 | 0 | 0 | 0 | 0 | 0.008128 | 0.012018
1996 | 273.1875 | 0 | 0 | 0 | 0 | 0 | 0 | 0.008128 | 0.012018
1996 | 273.1979 | 0 | 0 | 0 | 0 | 0 | 0 | 0 | 0.004006
1996 | 273.2083 | 0 | 0 | 0 | 0 | 0 | 0 | 0.008128 | 0.012018
1996 | 273.2187 | 0 | 0 | 0 | 0 | 0 | 0 | 0.008128 | 0
1996 | 273.2292 | 0 | 0 | 0 | 0 | 0 | 0 | 0.008128 | 0.016024
1996 | 273.2396 | 0 | 0 | 0 | 0 | 0 | 0 | 0.004064 | 0.012018
1996 | 273.25 | 0 | 0 | 0 | 0 | 0 | 0 | 0.004064 | 0.004006
1996 | 273.2604 | 0 | 0 | 0 | 0 | 0 | 0 | 0.008128 | 0.004006
1996 | 273.2708 | 0 | 0 | 0 | 0 | 0 | 0 | 0 | 0.004006
1996 | 273.2812 | 0 | 0 | 0 | 0 | 0 | 0 | 0.004064 | 0.004006
1996 | 273.2917 | 0 | 0 | 0 | 0 | 0 | 0 | 0.012192 | 0.008012
1996 | 273.3021 | 0 | 0 | 0 | 0 | 0 | 0 | 0.008128 | 0.012018
1996 | 273.3125 | 0 | 0 | 0 | 0 | 0 | 0 | 0.02032 | 0.016024
1996 | 273.3229 | 0 | 0 | 0 | 0 | 0 | 0 | 0.012192 | 0.016024
1996 | 273.3333 | 0 | 0 | 0 | 0 | 0 | 0 | 0.028448 | 0.032048
1996 | 273.3437 | 0 | 0 | 0 | 0 | 0 | 0 | 0.036576 | 0.028042
1996 | 273.3542 | 0 | 0 | 0 | 0 | 0 | 0 | 0.048768 | 0.04006
1996 | 273.3646 | 0 | 0 | 0 | 0 | 0 | 0 | 0.052832 | 0.044066
1996 | 273.375 | 0 | 0 | 0 | 0 | 0 | 0 | 0.073152 | 0.064096
1996 | 273.3854 | 0 | 0 | 0 | 0 | 0 | 0 | 0.077216 | 0.076114
1996 | 273.3958 | 0 | 0 | 0 | 0 | 0 | 0 | 0.1016 | 0.10015
1996 | 273.4062 | 0 | 0 | 0 | 0 | 0 | 0 | 0.11379 | 0.11217
1996 | 273.4167 | 0 | 0 | 0 | 0 | 0 | 0 | 0.12598 | 0.1362
1996 | 273.4271 | 0 | 0 | 0 | 0 | 0 | 0 | 0.14224 | 0.14021
1996 | 273.4375 | 0 | 0 | 0 | 0 | 0 | 0 | 0.1463 | 0.14822
1996 | 273.4479 | 0 | 0 | 0 | 0 | 0 | 0 | 0.1585 | 0.14021
1996 | 273.4583 | 0 | 0 | 0 | 0 | 0 | 0 | 0.15037 | 0.16425
1996 | 273.4687 | 0 | 0 | 0 | 0 | 0 | 0 | 0.16256 | 0.16024
1996 | 273.4792 | 0 | 0 | 0 | 0 | 0 | 0 | 0.16662 | 0.16425
1996 | 273.4896 | 0 | 0 | 0 | 0 | 0 | 0 | 0.1585 | 0.16825
1996 | 273.5 | 0 | 0 | 0 | 0 | 0 | 0 | 0.17475 | 0.18828
1996 | 273.5104 | 0 | 0 | 0 | 0 | 0 | 0 | 0.18288 | 0.18027
1996 | 273.5208 | 0 | 0 | 0 | 0 | 0 | 0 | 0.17882 | 0.18828
1996 | 273.5312 | 0 | 0 | 0 | 0 | 0 | 0 | 0.18288 | 0.18428
1996 | 273.5417 | 0 | 0 | 0 | 0 | 0 | 0 | 0.19507 | 0.20431
1996 | 273.5521 | 0 | 0 | 0 | 0 | 0 | 0 | 0.18694 | 0.2003
1996 | 273.5625 | 0 | 0 | 0 | 0 | 0 | 0 | 0.18288 | 0.19629
1996 | 273.5729 | 0 | 0 | 0 | 0 | 0 | 0 | 0.18694 | 0.19629
1996 | 273.5833 | 0 | 0 | 0 | 0 | 0 | 0 | 0.19101 | 0.19629
1996 | 273.5937 | 0 | 0 | 0 | 0 | 0 | 0 | 0.17475 | 0.19629
1996 | 273.6042 | 0 | 0 | 0 | 0 | 0 | 0 | 0.18694 | 0.18027
1996 | 273.6146 | 0 | 0 | 0 | 0 | 0 | 0 | 0.17475 | 0.17626
1996 | 273.625 | 0 | 0 | 0 | 0 | 0 | 0 | 0.16662 | 0.19629
1996 | 273.6354 | 0 | 0 | 0 | 0 | 0 | 0 | 0.17069 | 0.17226
1996 | 273.6458 | 0 | 0 | 0 | 0 | 0 | 0 | 0.15037 | 0.16024
1996 | 273.6562 | 0 | 0 | 0 | 0 | 0 | 0 | 0.15037 | 0.14422
1996 | 273.6667 | 0 | 0 | 0 | 0 | 0 | 0 | 0.13005 | 0.15223
1996 | 273.6771 | 0 | 0 | 0 | 0 | 0 | 0 | 0.13005 | 0.1362
1996 | 273.6875 | 0 | 0 | 0 | 0 | 0 | 0 | 0.12598 | 0.1362
1996 | 273.6979 | 0 | 0 | 0 | 0 | 0 | 0 | 0.10566 | 0.10816
1996 | 273.7083 | 0 | 0 | 0 | 0 | 0 | 0 | 0.1016 | 0.11217
1996 | 273.7187 | 0 | 0 | 0 | 0 | 0 | 0 | 0.1016 | 0.10015
1996 | 273.7292 | 0 | 0 | 0 | 0 | 0 | 0 | 0.08128 | 0.096144
1996 | 273.7396 | 0 | 0 | 0 | 0 | 0 | 0 | 0.08128 | 0.076114
1996 | 273.75 | 0 | 0 | 0 | 0 | 0 | 0 | 0.056896 | 0.064096
1996 | 273.7604 | 0 | 0 | 0 | 0 | 0 | 0 | 0.044704 | 0.04006
1996 | 273.7708 | 0 | 0 | 0 | 0 | 0 | 0 | 0.024384 | 0.032048
1996 | 273.7812 | 0 | 0 | 0 | 0 | 0 | 0 | 0.012192 | 0.004006
1996 | 273.7917 | 0 | 0 | 0 | 0 | 0 | 0 | 0.008128 | 0.008012
1996 | 273.8021 | 0 | 0 | 0 | 0 | 0 | 0 | 0 | 0.004006
1996 | 273.8125 | 0 | 0 | 0 | 0 | 0 | 0 | 0 | -0.004006
1996 | 273.8229 | 0 | 0 | 0 | 0 | 0 | 0 | 0 | 0.004006
1996 | 273.8333 | 0 | 0 | 0 | 0 | 0 | 0 | 0 | 0.008012
1996 | 273.8437 | 0 | 0 | 0 | 0 | 0 | 0 | 0.004064 | 0.004006
1996 | 273.8542 | 0 | 0 | 0 | 0 | 0 | 0 | 0.004064 | 0.004006
1996 | 273.8646 | 0 | 0 | 0 | 0 | 0 | 0 | -0.004064 | 0.008012
1996 | 273.875 | 0 | 0 | 0 | 0 | 0 | 0 | 0.004064 | 0
1996 | 273.8854 | 0 | 0 | 0 | 0 | 0 | 0 | 0.004064 | 0.004006
1996 | 273.8958 | 0 | 0 | 0 | 0 | 0 | 0 | 0 | 0
1996 | 273.9062 | 0 | 0 | 0 | 0 | 0 | 0 | 0 | 0
1996 | 273.9167 | 0 | 0 | 0 | 0 | 0 | 0 | 0.004064 | 0.012018
1996 | 273.9271 | 0 | 0 | 0 | 0 | 0 | 0 | 0.004064 | 0.004006
1996 | 273.9375 | 0 | 0 | 0 | 0 | 0 | 0 | 0.008128 | 0.012018
1996 | 273.9479 | 0 | 0 | 0 | 0 | 0 | 0 | 0 | 0.008012
1996 | 273.9583 | 0 | 0 | 0 | 0 | 0 | 0 | 0.004064 | 0.004006
1996 | 273.9687 | 0 | 0 | 0 | 0 | 0 | 0 | 0 | 0.004006
1996 | 273.9792 | 0 | 0 | 0 | 0 | 0 | 0 | 0 | 0.008012
1996 | 273.9896 | 0 | 0 | 0 | 0 | 0 | 0 | 0.008128 | -0.004006
1996 | 274 | 0 | 0 | 0 | 0 | 0 | 0 | 0 | 0.012018
1996 | 274.0104 | 0 | 0 | 0 | 0 | 0 | 0 | 0 | 0.004006
1996 | 274.0208 | 0 | 0 | 0 | 0 | 0 | 0 | 0 | 0.004006
1996 | 274.0312 | 0 | 0 | 0 | 0 | 0 | 0 | 0.008128 | 0
1996 | 274.0417 | 0 | 0 | 0 | 0 | 0 | 0 | -0.004064 | 0.004006
1996 | 274.0521 | 0 | 0 | 0 | 0 | 0 | 0 | 0.004064 | 0.004006
1996 | 274.0625 | 0 | 0 | 0 | 0 | 0 | 0 | 0 | 0.004006
1996 | 274.0729 | 0 | 0 | 0 | 0 | 0 | 0 | 0.008128 | 0.008012
1996 | 274.0833 | 0 | 0 | 0 | 0 | 0 | 0 | 0 | -0.004006
1996 | 274.0937 | 0 | 0 | 0 | 0 | 0 | 0 | 0.004064 | 0.008012
1996 | 274.1042 | 0 | 0 | 0 | 0 | 0 | 0 | 0.004064 | 0
1996 | 274.1146 | 0 | 0 | 0 | 0 | 0 | 0 | 0 | 0.008012
1996 | 274.125 | 0 | 0 | 0 | 0 | 0 | 0 | 0.004064 | 0
1996 | 274.1354 | 0 | 0 | 0 | 0 | 0 | 0 | 0.012192 | 0.008012
1996 | 274.1458 | 0 | 0 | 0 | 0 | 0 | 0 | -0.004064 | 0.004006
1996 | 274.1562 | 0 | 0 | 0 | 0 | 0 | 0 | 0.004064 | 0.004006
1996 | 274.1667 | 0 | 0 | 0 | 0 | 0 | 0 | 0.008128 | 0
1996 | 274.1771 | 0 | 0 | 0 | 0 | 0 | 0 | 0 | 0
1996 | 274.1875 | 0 | 0 | 0 | 0 | 0 | 0 | 0.004064 | 0.008012
1996 | 274.1979 | 0 | 0 | 0 | 0 | 0 | 0 | 0 | 0.008012
1996 | 274.2083 | 0 | 0 | 0 | 0 | 0 | 0 | 0.004064 | 0
1996 | 274.2187 | 0 | 0 | 0 | 0 | 0 | 0 | 0.008128 | 0.008012
1996 | 274.2292 | 0 | 0 | 0 | 0 | 0 | 0 | 0 | -0.004006
1996 | 274.2396 | 0 | 0 | 0 | 0 | 0 | 0 | 0.008128 | 0.012018
1996 | 274.25 | 0 | 0 | 0 | 0 | 0 | 0 | 0.008128 | 0
1996 | 274.2604 | 0 | 0 | 0 | 0 | 0 | 0 | -0.004064 | 0
1996 | 274.2708 | 0 | 0 | 0 | 0 | 0 | 0 | -0.004064 | 0.004006
1996 | 274.2812 | 0 | 0 | 0 | 0 | 0 | 0 | 0.008128 | 0
1996 | 274.2917 | 0 | 0 | 0 | 0 | 0 | 0 | 0 | 0.004006
1996 | 274.3021 | 0 | 0 | 0 | 0 | 0 | 0 | 0.004064 | 0.008012
1996 | 274.3125 | 0 | 0 | 0 | 0 | 0 | 0 | 0.008128 | 0.008012
1996 | 274.3229 | 0 | 0 | 0 | 0 | 0 | 0 | 0.012192 | 0.012018
1996 | 274.3333 | 0 | 0 | 0 | 0 | 0 | 0 | 0.02032 | 0.02003
1996 | 274.3437 | 0 | 0 | 0 | 0 | 0 | 0 | 0.036576 | 0.036054
1996 | 274.3542 | 0 | 0 | 0 | 0 | 0 | 0 | 0.052832 | 0.06009
1996 | 274.3646 | 0 | 0 | 0 | 0 | 0 | 0 | 0.069088 | 0.06009
1996 | 274.375 | 0 | 0 | 0 | 0 | 0 | 0 | 0.073152 | 0.072108
1996 | 274.3854 | 0 | 0 | 0 | 0 | 0 | 0 | 0.073152 | 0.08012
1996 | 274.3958 | 0 | 0 | 0 | 0 | 0 | 0 | 0.1016 | 0.10816
1996 | 274.4062 | 0 | 0 | 0 | 0 | 0 | 0 | 0.12192 | 0.1322
1996 | 274.4167 | 0 | 0 | 0 | 0 | 0 | 0 | 0.13005 | 0.11617
1996 | 274.4271 | 0 | 0 | 0 | 0 | 0.2601 | 0.08012 | 0.06096 | 0.056084
1996 | 274.4375 | 0 | 0 | 0 | 0 | 10.5501 | 10.047 | 2.2737e-13 | 0
1996 | 274.4479 | 0 | 0 | 0 | 0 | 4.8931 | 4.1422 | 0.089408 | 0.10416
1996 | 274.4583 | 0 | 0 | 0 | 0 | 0 | 0 | 0.18694 | 0.2003
1996 | 274.4687 | 0 | 0 | 0 | 0 | 0 | 0 | 0.2032 | 0.18428
1996 | 274.4792 | 0 | 0 | 0 | 0 | 0 | 0 | 0.21133 | 0.20831
1996 | 274.4896 | 0 | 0 | 0 | 0 | 0 | 0 | 0.2032 | 0.20831
1996 | 274.5 | 0 | 0 | 0 | 0 | 0 | 0 | 0.19507 | 0.20831
1996 | 274.5104 | 0 | 0 | 0 | 0 | 0 | 0 | 0.19914 | 0.2003
1996 | 274.5208 | 0 | 0 | 0 | 0 | 0 | 0 | 0.2032 | 0.23235
1996 | 274.5312 | 0 | 0 | 0 | 0 | 0 | 0 | 0.22758 | 0.24437
1996 | 274.5417 | 0 | 0 | 0 | 0 | 0 | 0 | 0.21946 | 0.22033
1996 | 274.5521 | 0 | 0 | 0 | 0 | 0 | 0 | 0.19914 | 0.22434
1996 | 274.5625 | 0 | 0 | 0 | 0 | 0 | 0 | 0.21133 | 0.22434
1996 | 274.5729 | 0 | 0 | 0 | 0 | 0 | 0 | 0.21539 | 0.24036
1996 | 274.5833 | 0 | 0 | 0 | 0 | 0 | 0 | 0.2032 | 0.21632
1996 | 274.5937 | 0 | 0 | 0 | 0 | 0 | 0 | 0.19507 | 0.20831
1996 | 274.6042 | 0 | 0 | 0 | 0 | 0 | 0 | 0.2032 | 0.22033
1996 | 274.6146 | 0 | 0 | 0 | 0 | 0 | 0 | 0.19914 | 0.21232
1996 | 274.625 | 0 | 0 | 0 | 0 | 0 | 0 | 0.2032 | 0.2003
1996 | 274.6354 | 0 | 0 | 0 | 0 | 0 | 0 | 0.17475 | 0.19229
1996 | 274.6458 | 0 | 0 | 0 | 0 | 0 | 0 | 0.18288 | 0.21232
1996 | 274.6562 | 0 | 0 | 0 | 0 | 0 | 0 | 0.18694 | 0.19229
1996 | 274.6667 | 0 | 0 | 0 | 0 | 0 | 0 | 0.17069 | 0.18027
1996 | 274.6771 | 0 | 0 | 0 | 0 | 0 | 0 | 0.17475 | 0.17626
1996 | 274.6875 | 0 | 0 | 0 | 0 | 0 | 0 | 0.17069 | 0.18027
1996 | 274.6979 | 0 | 0 | 0 | 0 | 0 | 0 | 0.1463 | 0.15623
1996 | 274.7083 | 0 | 0 | 0 | 0 | 0 | 0 | 0.13818 | 0.14021
1996 | 274.7187 | 0 | 0 | 0 | 0 | 0 | 0 | 0.11786 | 0.1322
1996 | 274.7292 | 0 | 0 | 0 | 0 | 0 | 0 | 0.11786 | 0.12419
1996 | 274.7396 | 0 | 0 | 0 | 0 | 0 | 0 | 0.08128 | 0.10015
1996 | 274.75 | 0 | 0 | 0 | 0 | 0 | 0 | 0.10973 | 0.08012
1996 | 274.7604 | 0 | 0 | 0 | 0 | 0 | 0 | 0.06096 | 0.08012
1996 | 274.7708 | 0 | 0 | 0 | 0 | 0 | 0 | 0.052832 | 0.06009
1996 | 274.7812 | 0 | 0 | 0 | 0 | 0 | 0 | 0.04064 | 0.036054
1996 | 274.7917 | 0 | 0 | 0 | 0 | 0 | 0 | 0.036576 | 0.024036
1996 | 274.8021 | 0 | 0 | 0 | 0 | 0 | 0 | 0.012192 | 0.02003
1996 | 274.8125 | 0 | 0 | 0 | 0 | 0 | 0 | 0.012192 | 0.016024
1996 | 274.8229 | 0 | 0 | 0 | 0 | 0 | 0 | 0.016256 | 0.02003
1996 | 274.8333 | 0 | 0 | 0 | 0 | 0 | 0 | 0.012192 | 0.012018
1996 | 274.8437 | 0 | 0 | 0 | 0 | 0 | 0 | 0.012192 | 0.02003
1996 | 274.8542 | 0 | 0 | 0 | 0 | 0 | 0 | 0.016256 | 0.02003
1996 | 274.8646 | 0 | 0 | 0 | 0 | 0 | 0 | 0.016256 | 0.016024
1996 | 274.875 | 0 | 0 | 0 | 0 | 0 | 0 | 0.02032 | 0.012018
1996 | 274.8854 | 0 | 0 | 0 | 0 | 0 | 0 | 0.016256 | 0.016024
1996 | 274.8958 | 0 | 0 | 0 | 0 | 0 | 0 | 0.012192 | 0.02003
1996 | 274.9062 | 0 | 0 | 0 | 0 | 0 | 0 | 0.012192 | 0.008012
1996 | 274.9167 | 0 | 0 | 0 | 0 | 0 | 0 | 0.016256 | 0.008012
1996 | 274.9271 | 0 | 0 | 0 | 0 | 0 | 0 | 0.004064 | 0.02003
1996 | 274.9375 | 0 | 0 | 0 | 0 | 0 | 0 | 0.016256 | 0.012018
1996 | 274.9479 | 0 | 0 | 0 | 0 | 0 | 0 | 0.008128 | 0.016024
1996 | 274.9583 | 0 | 0 | 0 | 0 | 0 | 0 | 0.016256 | 0.012018
1996 | 274.9687 | 0 | 0 | 0 | 0 | 0 | 0 | 0.016256 | 0.012018
1996 | 274.9792 | 0 | 0 | 0 | 0 | 0 | 0 | 0.004064 | 0.012018
1996 | 274.9896 | 0 | 0 | 0 | 0 | 0 | 0 | 0.012192 | 0.012018
1996 | 275 | 0 | 0 | 0 | 0 | 0 | 0 | 0.004064 | 0.004006
1996 | 275.0104 | 0 | 0 | 0 | 0 | 0 | 0 | 0.008128 | 0.008012
1996 | 275.0208 | 0 | 0 | 0 | 0 | 0 | 0 | 0.008128 | 0.012018
1996 | 275.0312 | 0 | 0 | 0 | 0 | 0 | 0 | 0.004064 | 0.008012
1996 | 275.0417 | 0 | 0 | 0 | 0 | 0 | 0 | 0.008128 | 0.012018
1996 | 275.0521 | 0 | 0 | 0 | 0 | 0 | 0 | 0.016256 | 0.004006
1996 | 275.0625 | 0 | 0 | 0 | 0 | 0 | 0 | 0.004064 | 0.012018
1996 | 275.0729 | 0 | 0 | 0 | 0 | 0 | 0 | 0.008128 | 0.008012
1996 | 275.0833 | 0 | 0 | 0 | 0 | 0 | 0 | 0.016256 | 0.016024
1996 | 275.0937 | 0 | 0 | 0 | 0 | 0 | 0 | 0.004064 | 0.004006
1996 | 275.1042 | 0 | 0 | 0 | 0 | 0 | 0 | 0.004064 | 0.016024
1996 | 275.1146 | 0 | 0 | 0 | 0 | 0 | 0 | 0.008128 | 0.012018
1996 | 275.125 | 0 | 0 | 0 | 0 | 0 | 0 | 0.012192 | 0.008012
1996 | 275.1354 | 0 | 0 | 0 | 0 | 0 | 0 | 0.012192 | 0.012018
1996 | 275.1458 | 0 | 0 | 0 | 0 | 0 | 0 | 0.012192 | 0.012018
1996 | 275.1562 | 0 | 0 | 0 | 0 | 0 | 0 | 0.012192 | 0.012018
1996 | 275.1667 | 0 | 0 | 0 | 0 | 0 | 0 | 0.008128 | 0.016024
1996 | 275.1771 | 0 | 0 | 0 | 0 | 0 | 0 | 0.012192 | 0.004006
1996 | 275.1875 | 0 | 0 | 0 | 0 | 0 | 0 | 0.004064 | 0.008012
1996 | 275.1979 | 0 | 0 | 0 | 0 | 0 | 0 | 0.004064 | 0.012018
1996 | 275.2083 | 0 | 0 | 0 | 0 | 0 | 0 | 0.016256 | 0.012018
1996 | 275.2187 | 0 | 0 | 0 | 0 | 0 | 0 | 0.008128 | 0.02003
1996 | 275.2292 | 0 | 0 | 0 | 0 | 0 | 0 | 0.02032 | 0.016024
1996 | 275.2396 | 0 | 0 | 0 | 0 | 0 | 0 | 0.012192 | 0
1996 | 275.25 | 0 | 0 | 0 | 0 | 0 | 0 | 0.008128 | 0.016024
1996 | 275.2604 | 0 | 0 | 0 | 0 | 0 | 0 | 0.012192 | 0.012018
1996 | 275.2708 | 0 | 0 | 0 | 0 | 0 | 0 | 0.008128 | 0.008012
1996 | 275.2812 | 0 | 0 | 0 | 0 | 0 | 0 | 0.016256 | 0.012018
1996 | 275.2917 | 0 | 0 | 0 | 0 | 0 | 0 | 0.008128 | 0.012018
1996 | 275.3021 | 0 | 0 | 0 | 0 | 0 | 0 | 0.012192 | 0.008012
1996 | 275.3125 | 0 | 0 | 0 | 0 | 0 | 0 | 0 | 0.012018
1996 | 275.3229 | 0 | 0 | 0 | 0 | 0 | 0 | 0.024384 | 0.024036
1996 | 275.3333 | 0 | 0 | 0 | 0 | 0 | 0 | 0.028448 | 0.028042
1996 | 275.3437 | 0 | 0 | 0 | 0 | 0 | 0 | 0.04064 | 0.04006
1996 | 275.3542 | 0 | 0 | 0 | 0 | 0 | 0 | 0.052832 | 0.056084
1996 | 275.3646 | 0 | 0 | 0 | 0 | 0 | 0 | 0.052832 | 0.06009
1996 | 275.375 | 0 | 0 | 0 | 0 | 0 | 0 | 0.077216 | 0.068102
1996 | 275.3854 | 0 | 0 | 0 | 0 | 0 | 0 | 0.08128 | 0.10015
1996 | 275.3958 | 0 | 0 | 0 | 0 | 0 | 0 | 0.1016 | 0.11217
1996 | 275.4062 | 0 | 0 | 0 | 0 | 0 | 0 | 0.13005 | 0.11217
1996 | 275.4167 | 0 | 0 | 0 | 0 | 0 | 0 | 0.13005 | 0.12018
1996 | 275.4271 | 0 | 0 | 0 | 0 | 0 | 0 | 0.13005 | 0.1362
1996 | 275.4375 | 0 | 0 | 0 | 0 | 0 | 0 | 0.1585 | 0.15223
1996 | 275.4479 | 0 | 0 | 0 | 0 | 0 | 0 | 0.15443 | 0.15223
1996 | 275.4583 | 0 | 0 | 0 | 0 | 0 | 0 | 0.16256 | 0.16024
1996 | 275.4687 | 0 | 0 | 0 | 0 | 0 | 0 | 0.17069 | 0.16825
1996 | 275.4792 | 0 | 0 | 0 | 0 | 0 | 0 | 0.17882 | 0.17226
1996 | 275.4896 | 0 | 0 | 0 | 0 | 0 | 0 | 0.17882 | 0.19229
1996 | 275.5 | 0 | 0 | 0 | 0 | 0 | 0 | 0.18288 | 0.18828
1996 | 275.5104 | 0 | 0 | 0 | 0 | 0 | 0 | 0.20726 | 0.2003
1996 | 275.5208 | 0 | 0 | 0 | 0 | 0 | 0 | 0.2032 | 0.19629
1996 | 275.5312 | 0 | 0 | 0 | 0 | 0 | 0 | 0.21133 | 0.21232
1996 | 275.5417 | 0 | 0 | 0 | 0 | 0 | 0 | 0.21133 | 0.22033
1996 | 275.5521 | 0 | 0 | 0 | 0 | 0 | 0 | 0.21133 | 0.20831
1996 | 275.5625 | 0 | 0 | 0 | 0 | 0 | 0 | 0.19507 | 0.2003
1996 | 275.5729 | 0 | 0 | 0 | 0 | 0 | 0 | 0.2032 | 0.21232
1996 | 275.5833 | 0 | 0 | 0 | 0 | 0 | 0 | 0.23165 | 0.23235
1996 | 275.5937 | 0 | 0 | 0 | 0 | 0 | 0 | 0.22352 | 0.22434
1996 | 275.6042 | 0 | 0 | 0 | 0 | 0 | 0 | 0.22758 | 0.21632
1996 | 275.6146 | 0 | 0 | 0 | 0 | 0 | 0 | 0.23165 | 0.21632
1996 | 275.625 | 0 | 0 | 0 | 0 | 0 | 0 | 0.21539 | 0.20831
1996 | 275.6354 | 0 | 0 | 0 | 0 | 0 | 0 | 0.18694 | 0.18828
1996 | 275.6458 | 0 | 0 | 0 | 0 | 0 | 0 | 0.17475 | 0.19229
1996 | 275.6562 | 0 | 0 | 0 | 0 | 0 | 0 | 0.17069 | 0.16425
1996 | 275.6667 | 0 | 0 | 0 | 0 | 0 | 0 | 0.1585 | 0.15623
1996 | 275.6771 | 0 | 0 | 0 | 0 | 0 | 0 | 0.16256 | 0.15223
1996 | 275.6875 | 0 | 0 | 0 | 0 | 0 | 0 | 0.13005 | 0.11617
1996 | 275.6979 | 0 | 0 | 0 | 0 | 0 | 0 | 0.11379 | 0.11217
1996 | 275.7083 | 0 | 0 | 0 | 0 | 0 | 0 | 0.10973 | 0.11217
1996 | 275.7187 | 0 | 0 | 0 | 0 | 0 | 0 | 0.08128 | 0.056084
1996 | 275.7292 | 0 | 0 | 0 | 0 | 0 | 0 | 0.069088 | 0.076114
1996 | 275.7396 | 0 | 0 | 0 | 0 | 0 | 0 | 0.06096 | 0.048072
1996 | 275.75 | 0 | 0 | 0 | 0 | 0 | 0 | 0.036576 | 0.036054
1996 | 275.7604 | 0 | 0 | 0 | 0 | 0 | 0 | 0.02032 | 0.008012
1996 | 275.7708 | 0 | 0 | 0 | 0 | 0 | 0 | 0.004064 | 0.004006
1996 | 275.7812 | 0 | 0 | 0 | 0 | 0 | 0 | 0.004064 | 0.008012
1996 | 275.7917 | 0 | 0 | 0 | 0 | 0 | 0 | 0 | 0
1996 | 275.8021 | 0 | 0 | 0 | 0 | 0 | 0 | 0.012192 | 0
1996 | 275.8125 | 0 | 0 | 0 | 0 | 0 | 0 | 0.004064 | -0.004006
1996 | 275.8229 | 0 | 0 | 0 | 0 | 0 | 0 | 0 | 0.008012
1996 | 275.8333 | 0 | 0 | 0 | 0 | 0 | 0 | 0 | 0.004006
1996 | 275.8437 | 0 | 0 | 0 | 0 | 0 | 0 | 0.004064 | 0
1996 | 275.8542 | 0 | 0 | 0 | 0 | 0 | 0 | 0 | 0
1996 | 275.8646 | 0 | 0 | 0 | 0 | 0 | 0 | 0.012192 | 0.008012
1996 | 275.875 | 0 | 0 | 0 | 0 | 0 | 0 | 0.008128 | 0.008012
1996 | 275.8854 | 0 | 0 | 0 | 0 | 0 | 0 | 0 | 0
1996 | 275.8958 | 0 | 0 | 0 | 0 | 0 | 0 | 0 | 0.008012
1996 | 275.9062 | 0 | 0 | 0 | 0 | 0 | 0 | 0.004064 | -0.012018
1996 | 275.9167 | 0 | 0 | 0 | 0 | 0 | 0 | 0 | 0.008012
1996 | 275.9271 | 0 | 0 | 0 | 0 | 0 | 0 | -0.004064 | 0.004006
1996 | 275.9375 | 0 | 0 | 0 | 0 | 0 | 0 | 0.004064 | 0.004006
1996 | 275.9479 | 0 | 0 | 0 | 0 | 0 | 0 | 0.004064 | 0.008012
1996 | 275.9583 | 0 | 0 | 0 | 0 | 0 | 0 | 0.004064 | 0
1996 | 275.9687 | 0 | 0 | 0 | 0 | 0 | 0 | 0.004064 | 0.008012
1996 | 275.9792 | 0 | 0 | 0 | 0 | 0 | 0 | 0.012192 | 0.012018
1996 | 275.9896 | 0 | 0 | 0 | 0 | 0 | 0 | 0.004064 | 0.008012
1996 | 276 | 0 | 0 | 0 | 0 | 0 | 0 | 0.008128 | 0.004006
1996 | 276.0104 | 0 | 0 | 0 | 0 | 0 | 0 | 0.004064 | 0
1996 | 276.0208 | 0 | 0 | 0 | 0 | 0 | 0 | 0.012192 | 0.016024
1996 | 276.0312 | 0 | 0 | 0 | 0 | 0 | 0 | 0.008128 | 0.008012
1996 | 276.0417 | 0 | 0 | 0 | 0 | 0 | 0 | 0.008128 | 0.016024
1996 | 276.0521 | 0 | 0 | 0 | 0 | 0 | 0 | 0.008128 | -0.004006
1996 | 276.0625 | 0 | 0 | 0 | 0 | 0 | 0 | 0.012192 | 0.02003
1996 | 276.0729 | 0 | 0 | 0 | 0 | 0 | 0 | 0.008128 | 0.012018
1996 | 276.0833 | 0 | 0 | 0 | 0 | 0 | 0 | 0.008128 | 0.012018
1996 | 276.0937 | 0 | 0 | 0 | 0 | 0 | 0 | 0.008128 | 0.004006
1996 | 276.1042 | 0 | 0 | 0 | 0 | 0 | 0 | 0.008128 | 0.008012
1996 | 276.1146 | 0 | 0 | 0 | 0 | 0 | 0 | 0.004064 | 0.008012
1996 | 276.125 | 0 | 0 | 0 | 0 | 0 | 0 | 0.004064 | 0.008012
1996 | 276.1354 | 0 | 0 | 0 | 0 | 0 | 0 | 0.008128 | 0.008012
1996 | 276.1458 | 0 | 0 | 0 | 0 | 0 | 0 | 0.008128 | 0.008012
1996 | 276.1562 | 0 | 0 | 0 | 0 | 0 | 0 | 0.012192 | 0.008012
1996 | 276.1667 | 0 | 0 | 0 | 0 | 0 | 0 | 0.012192 | 0.008012
1996 | 276.1771 | 0 | 0 | 0 | 0 | 0 | 0 | 0.008128 | 0.012018
1996 | 276.1875 | 0 | 0 | 0 | 0 | 0 | 0 | 0.004064 | 0.008012
1996 | 276.1979 | 0 | 0 | 0 | 0 | 0 | 0 | 0 | 0
1996 | 276.2083 | 0 | 0 | 0 | 0 | 0 | 0 | 0.008128 | 0.004006
1996 | 276.2187 | 0 | 0 | 0 | 0 | 0 | 0 | 0 | 0
1996 | 276.2292 | 0 | 0 | 0 | 0 | 0 | 0 | 0 | 0
1996 | 276.2396 | 0 | 0 | 0 | 0 | 0 | 0 | 0 | 0.004006
1996 | 276.25 | 0 | 0 | 0 | 0 | 0 | 0 | 0 | -0.004006
1996 | 276.2604 | 0 | 0 | 0 | 0 | 0 | 0 | -0.008128 | 0
1996 | 276.2708 | 0 | 0 | 0 | 0 | 0 | 0 | 0.008128 | 0
1996 | 276.2812 | 0 | 0 | 0 | 0 | 0 | 0 | 0.004064 | 0.008012
1996 | 276.2917 | 0 | 0 | 0 | 0 | 0 | 0 | -0.004064 | -0.004006
1996 | 276.3021 | 0 | 0 | 0 | 0 | 0 | 0 | 0 | 0
1996 | 276.3125 | 0 | 0 | 0 | 0 | 0 | 0 | 0 | 0.004006
1996 | 276.3229 | 0 | 0 | 0 | 0 | 0 | 0 | 0 | 0.004006
1996 | 276.3333 | 0 | 0 | 0 | 0 | 0 | 0 | 0.028448 | 0.024036
1996 | 276.3437 | 0 | 0 | 0 | 0 | 0 | 0 | 0.056896 | 0.032048
1996 | 276.3542 | 0 | 0 | 0 | 0 | 0 | 0 | 0.024384 | 0.064096
1996 | 276.3646 | 0 | 0 | 0 | 0 | 0 | 0 | 0.036576 | 0.04006
1996 | 276.375 | 0 | 0 | 0 | 0 | 0 | 0 | 0.06096 | 0.024036
1996 | 276.3854 | 0 | 0 | 0 | 0 | 0 | 0 | 0.02032 | 0.064096
1996 | 276.3958 | 0 | 0 | 0 | 0 | 0 | 0 | 0.069088 | 0.048072
1996 | 276.4062 | 0 | 0 | 0 | 0 | 0 | 0 | 0.008128 | 0.024036
1996 | 276.4167 | 0 | 0 | 0 | 0 | 0 | 0 | 0.036576 | 0.032048
1996 | 276.4271 | 0 | 0 | 0 | 0 | 0 | 0 | 0.04064 | 0.028042
1996 | 276.4375 | 0 | 0 | 0 | 0 | 0 | 0 | 0.008128 | 0.04006
1996 | 276.4479 | 0 | 0 | 0 | 0 | 0 | 0 | 0.04064 | 0.052078
1996 | 276.4583 | 0 | 0 | 0 | 0 | 0 | 0 | 0.056896 | 0.016024
1996 | 276.4687 | 0 | 0 | 0 | 0 | 0 | 0 | 0.036576 | 0.032048
1996 | 276.4792 | 0 | 0 | 0 | 0 | 0 | 0 | 0.024384 | 0.036054
1996 | 276.4896 | 0 | 0 | 0 | 0 | 0 | 0 | 0.056896 | 0.056084
1996 | 276.5 | 0 | 0 | 0 | 0 | 0 | 0 | 0.036576 | 0.036054
1996 | 276.5104 | 0 | 0 | 0 | 0 | 0 | 0 | 0.13818 | 0.024036
1996 | 276.5208 | 0 | 0 | 0 | 0 | 0 | 0 | -0.08128 | 0.028042
1996 | 276.5312 | 0 | 0 | 0 | 0 | 0 | 0 | 0.052832 | 0.032048
1996 | 276.5417 | 0 | 0 | 0 | 0 | 0 | 0 | 0.016256 | 0.044066
1996 | 276.5521 | 0 | 0 | 0 | 0 | 0 | 0 | 0.069088 | 0.028042
1996 | 276.5625 | 0 | 0 | 0 | 0 | 0 | 0 | 0.028448 | 0.064096
1996 | 276.5729 | 0 | 0 | 0 | 0 | 0 | 0 | 0.06096 | 0.036054
1996 | 276.5833 | 0 | 0 | 0 | 0 | 0 | 0 | 0.048768 | 0.036054
1996 | 276.5937 | 0 | 0 | 0 | 0 | 0 | 0 | 0.04064 | 0.04006
1996 | 276.6042 | 0 | 0 | 0 | 0 | 0 | 0 | 0.08128 | 0.064096
1996 | 276.6146 | 0 | 0 | 0 | 0 | 0 | 0 | 0.056896 | 0.044066
1996 | 276.625 | 0 | 0 | 0 | 0 | 0 | 0 | 0.056896 | 0.052078
1996 | 276.6354 | 0 | 0 | 0 | 0 | 0 | 0 | 0.06096 | 0.04006
1996 | 276.6458 | 0 | 0 | 0 | 0 | 0 | 0 | 0.056896 | 0.064096
1996 | 276.6562 | 0 | 0 | 0 | 0 | 0 | 0 | 0.073152 | 0.056084
1996 | 276.6667 | 0 | 0 | 0 | 0 | 0 | 0 | 0.04064 | 0.032048
1996 | 276.6771 | 0 | 0 | 0 | 0 | 0 | 0 | 0.036576 | 0.044066
1996 | 276.6875 | 0 | 0 | 0 | 0 | 0 | 0 | 0.032512 | 0.016024
1996 | 276.6979 | 0 | 0 | 0 | 0 | 0 | 0 | 0.04064 | 0.052078
1996 | 276.7083 | 0 | 0 | 0 | 0 | 0 | 0 | 0.04064 | 0.036054
1996 | 276.7187 | 0 | 0 | 0 | 0 | 0 | 0 | 0.02032 | 0.016024
1996 | 276.7292 | 0 | 0 | 0 | 0 | 0 | 0 | 0.044704 | 0.024036
1996 | 276.7396 | 0 | 0 | 0 | 0 | 0 | 0 | 0.012192 | 0.024036
1996 | 276.75 | 0 | 0 | 0 | 0 | 0 | 0 | 0.028448 | 0.012018
1996 | 276.7604 | 0 | 0 | 0 | 0 | 0 | 0 | 0.012192 | 0.016024
1996 | 276.7708 | 0 | 0 | 0 | 0 | 0 | 0 | 0.012192 | 0.016024
1996 | 276.7812 | 0 | 0 | 0 | 0 | 0 | 0 | 0.016256 | 0.016024
1996 | 276.7917 | 0 | 0 | 0 | 0 | 0 | 0 | 0.02032 | 0.012018
1996 | 276.8021 | 0 | 0 | 0 | 0 | 0 | 0 | 0.012192 | 0.012018
1996 | 276.8125 | 0 | 0 | 0 | 0 | 0 | 0 | 0.016256 | 0.004006
1996 | 276.8229 | 0 | 0 | 0 | 0 | 0 | 0 | 0.008128 | 0.02003
1996 | 276.8333 | 0 | 0 | 0 | 0 | 0 | 0 | 0.012192 | 0.016024
1996 | 276.8437 | 0 | 0 | 0 | 0 | 0 | 0 | 0.004064 | 0.012018
1996 | 276.8542 | 0 | 0 | 0 | 0 | 0 | 0 | 0.016256 | 0.02003
1996 | 276.8646 | 0 | 0 | 0 | 0 | 0 | 0 | 0.008128 | -0.008012
1996 | 276.875 | 0 | 0 | 0 | 0 | 0 | 0 | 0.012192 | 0.02003
1996 | 276.8854 | 0 | 0 | 0 | 0 | 0 | 0 | 0.012192 | 0.012018
1996 | 276.8958 | 0 | 0 | 0 | 0 | 0 | 0 | 0.004064 | 0.016024
1996 | 276.9062 | 0 | 0 | 0 | 0 | 0 | 0 | 0 | 0.004006
1996 | 276.9167 | 0 | 0 | 0 | 0 | 0 | 0 | 0.012192 | 0.004006
1996 | 276.9271 | 0 | 0 | 0 | 0 | 0 | 0 | 0.012192 | 0.02003
1996 | 276.9375 | 0 | 0 | 0 | 0 | 0 | 0 | 0.016256 | 0.004006
1996 | 276.9479 | 0 | 0 | 0 | 0 | 0 | 0 | 0.004064 | 0.012018
1996 | 276.9583 | 0 | 0 | 0 | 0 | 0 | 0 | 0.012192 | 0.012018
1996 | 276.9687 | 0 | 0 | 0 | 0 | 0 | 0 | 0.008128 | 0.016024
1996 | 276.9792 | 0 | 0 | 0 | 0 | 0 | 0 | 0.028448 | 0
1996 | 276.9896 | 0 | 0 | 0 | 0 | 0 | 0 | -0.004064 | 0.016024
1996 | 277 | 0 | 0 | 0 | 0 | 0 | 0 | 0.008128 | 0
1996 | 277.0104 | 0 | 0 | 0 | 0 | 0 | 0 | 0.012192 | 0.008012
1996 | 277.0208 | 0 | 0 | 0 | 0 | 0 | 0 | 0.004064 | 0.02003
1996 | 277.0312 | 0 | 0 | 0 | 0 | 0 | 0 | 0.012192 | 0.004006
1996 | 277.0417 | 0 | 0 | 0 | 0 | 0 | 0 | 0 | 0.008012
1996 | 277.0521 | 0 | 0 | 0 | 0 | 0 | 0 | 0.008128 | 0.004006
1996 | 277.0625 | 0 | 0 | 0 | 0 | 0 | 0 | 0.012192 | 0.012018
1996 | 277.0729 | 0 | 0 | 0 | 0 | 0 | 0 | 0 | 0.004006
1996 | 277.0833 | 0 | 0 | 0 | 0 | 0 | 0 | 0.012192 | 0.02003
1996 | 277.0937 | 0 | 0 | 0 | 0 | 0 | 0 | 0.008128 | 0
1996 | 277.1042 | 0 | 0 | 0 | 0 | 0 | 0 | 0 | 0.008012
1996 | 277.1146 | 0 | 0 | 0 | 0 | 0 | 0 | 0 | 0.008012
1996 | 277.125 | 0 | 0 | 0 | 0 | 0 | 0 | 0.008128 | 0.004006
1996 | 277.1354 | 0 | 0 | 0 | 0 | 0 | 0 | 0.004064 | 0.008012
1996 | 277.1458 | 0 | 0 | 0 | 0 | 0 | 0 | 0.004064 | 0.004006
1996 | 277.1562 | 0 | 0 | 0 | 0 | 0 | 0 | 0 | 0.012018
1996 | 277.1667 | 0 | 0 | 0 | 0 | 0 | 0 | 0.008128 | 0
1996 | 277.1771 | 0 | 0 | 0 | 0 | 0 | 0 | 0.004064 | 0.004006
1996 | 277.1875 | 0 | 0 | 0 | 0 | 0 | 0 | 0.004064 | 0.012018
1996 | 277.1979 | 0 | 0 | 0 | 0 | 0 | 0 | 0.008128 | 0.004006
1996 | 277.2083 | 0 | 0 | 0 | 0 | 0 | 0 | 0.004064 | -0.004006
1996 | 277.2187 | 0 | 0 | 0 | 0 | 0 | 0 | 0.004064 | 0.008012
1996 | 277.2292 | 0 | 0 | 0 | 0 | 0 | 0 | 0.008128 | 0.012018
1996 | 277.2396 | 0 | 0 | 0 | 0 | 0 | 0 | 0 | 0.004006
1996 | 277.25 | 0 | 0 | 0 | 0 | 0 | 0 | 0.008128 | 0.004006
1996 | 277.2604 | 0 | 0 | 0 | 0 | 0 | 0 | 0 | 0
1996 | 277.2708 | 0 | 0 | 0 | 0 | 0 | 0 | 0.004064 | 0.008012
1996 | 277.2812 | 0 | 0 | 0 | 0 | 0 | 0 | 0.004064 | 0.012018
1996 | 277.2917 | 0 | 0 | 0 | 0 | 0 | 0 | 0.004064 | 0
1996 | 277.3021 | 0 | 0 | 0 | 0 | 0 | 0 | 0.008128 | 0.004006
1996 | 277.3125 | 0 | 0 | 0 | 0 | 0 | 0 | 0.008128 | 0.008012
1996 | 277.3229 | 0 | 0 | 0 | 0 | 0 | 0 | 0 | 0.008012
1996 | 277.3333 | 0 | 0 | 0 | 0 | 0 | 0 | 0.008128 | 0
1996 | 277.3437 | 0 | 0 | 0 | 0 | 0 | 0 | 0.004064 | 0.004006
1996 | 277.3542 | 0 | 0 | 0 | 0 | 0 | 0 | 0 | 0.008012
1996 | 277.3646 | 0 | 0 | 0 | 0 | 0 | 0 | 0.012192 | 0.004006
1996 | 277.375 | 0 | 0 | 0 | 0 | 0 | 0 | 0.016256 | 0.016024
1996 | 277.3854 | 0 | 0 | 0 | 0 | 0 | 0 | 0.02032 | 0.02003
1996 | 277.3958 | 0 | 0 | 0 | 0 | 0 | 0 | 0.028448 | 0.024036
1996 | 277.4062 | 0 | 0 | 0 | 0 | 0 | 0 | 0.028448 | 0.032048
1996 | 277.4167 | 0 | 0 | 0 | 0 | 0 | 0 | 0.028448 | 0.028042
1996 | 277.4271 | 0 | 0 | 0 | 0 | 0 | 0 | 0.036576 | 0.036054
1996 | 277.4375 | 0 | 0 | 0 | 0 | 0 | 0 | 0.048768 | 0.036054
1996 | 277.4479 | 0 | 0 | 0 | 0 | 0 | 0 | 0.04064 | 0.048072
1996 | 277.4583 | 0 | 0 | 0 | 0 | 0 | 0 | 0.04064 | 0.048072
1996 | 277.4687 | 0 | 0 | 0 | 0 | 0 | 0 | 0.056896 | 0.044066
1996 | 277.4792 | 0 | 0 | 0 | 0 | 0 | 0 | 0.069088 | 0.076114
1996 | 277.4896 | 0 | 0 | 0 | 0 | 0 | 0 | 0.085344 | 0.088132
1996 | 277.5 | 0 | 0 | 0 | 0 | 0 | 0 | 0.089408 | 0.08012
1996 | 277.5104 | 0 | 0 | 0 | 0 | 0 | 0 | 0.097536 | 0.11217
1996 | 277.5208 | 0 | 0 | 0 | 0 | 0 | 0 | 0.13818 | 0.092138
1996 | 277.5312 | 0 | 0 | 0 | 0 | 0 | 0 | 0.17882 | 0.092138
1996 | 277.5417 | 0 | 0 | 0 | 0 | 0 | 0 | 0.097536 | 0.22033
1996 | 277.5521 | 0 | 0 | 0 | 0 | 0 | 0 | 0.12192 | 0.1322
1996 | 277.5625 | 0 | 0 | 0 | 0 | 0 | 0 | 0.13411 | 0.12819
1996 | 277.5729 | 0 | 0 | 0 | 0 | 0 | 0 | 0.1016 | 0.10816
1996 | 277.5833 | 0 | 0 | 0 | 0 | 0 | 0 | 0.097536 | 0.096144
1996 | 277.5937 | 0 | 0 | 0 | 0 | 0 | 0 | 0.085344 | 0.10015
1996 | 277.6042 | 0 | 0 | 0 | 0 | 0 | 0 | 0.093472 | 0.092138
1996 | 277.6146 | 0 | 0 | 0 | 0 | 0 | 0 | 0.093472 | 0.10416
1996 | 277.625 | 0 | 0 | 0 | 0 | 0 | 0 | 0.097536 | 0.10015
1996 | 277.6354 | 0 | 0 | 0 | 0 | 0 | 0 | 0.093472 | 0.10015
1996 | 277.6458 | 0 | 0 | 0 | 0 | 0 | 0 | 0.097536 | 0.12018
1996 | 277.6562 | 0 | 0 | 0 | 0 | 0 | 0 | 0.097536 | 0.10416
1996 | 277.6667 | 0 | 0 | 0 | 0 | 0 | 0 | 0.085344 | 0.088132
1996 | 277.6771 | 0 | 0 | 0 | 0 | 0 | 0 | 0.085344 | 0.10416
1996 | 277.6875 | 0 | 0 | 0 | 0 | 0 | 0 | 0.073152 | 0.088132
1996 | 277.6979 | 0 | 0 | 0 | 0 | 0 | 0 | 0.056896 | 0.052078
1996 | 277.7083 | 0 | 0 | 0 | 0 | 0 | 0 | 0.048768 | 0.056084
1996 | 277.7187 | 0 | 0 | 0 | 0 | 0 | 0 | 0.056896 | 0.06009
1996 | 277.7292 | 0 | 0 | 0 | 0 | 0 | 0 | 0.032512 | 0.044066
1996 | 277.7396 | 0 | 0 | 0 | 0 | 0 | 0 | 0.04064 | 0.036054
1996 | 277.75 | 0 | 0 | 0 | 0 | 0 | 0 | 0.04064 | 0.06009
1996 | 277.7604 | 0 | 0 | 0 | 0 | 0 | 0 | 0.028448 | 0.036054
1996 | 277.7708 | 0 | 0 | 0 | 0 | 0 | 0 | 0.024384 | 0.008012
1996 | 277.7812 | 0 | 0 | 0 | 0 | 0 | 0 | 0.008128 | 0.016024
1996 | 277.7917 | 0 | 0 | 0 | 0 | 0 | 0 | 0.008128 | 0.004006
1996 | 277.8021 | 0 | 0 | 0 | 0 | 0 | 0 | 0.012192 | 0.004006
1996 | 277.8125 | 0 | 0 | 0 | 0 | 0 | 0 | 0.004064 | 0.008012
1996 | 277.8229 | 0 | 0 | 0 | 0 | 0 | 0 | -0.004064 | 0.012018
1996 | 277.8333 | 0 | 0 | 0 | 0 | 0 | 0 | 0.008128 | -0.008012
1996 | 277.8437 | 0 | 0 | 0 | 0 | 0 | 0 | 0.012192 | 0.008012
1996 | 277.8542 | 0 | 0 | 0 | 0 | 0 | 0 | -0.004064 | 0.008012
1996 | 277.8646 | 0 | 0 | 0 | 0 | 0 | 0 | 0 | -0.004006
1996 | 277.875 | 0 | 0 | 0 | 0 | 0 | 0 | 0.008128 | -0.004006
1996 | 277.8854 | 0 | 0 | 0 | 0 | 0 | 0 | 0 | 0.012018
1996 | 277.8958 | 0 | 0 | 0 | 0 | 0 | 0 | 0 | -0.008012
1996 | 277.9062 | 0 | 0 | 0 | 0 | 0 | 0 | -0.004064 | -0.004006
1996 | 277.9167 | 0 | 0 | 0 | 0 | 0 | 0 | -0.008128 | 0.004006
1996 | 277.9271 | 0 | 0 | 0 | 0 | 0 | 0 | 0 | 0
1996 | 277.9375 | 0 | 0 | 0 | 0 | 0 | 0 | 0.004064 | -0.004006
1996 | 277.9479 | 0 | 0 | 0 | 0 | 0 | 0 | 0 | 0
1996 | 277.9583 | 0 | 0 | 0 | 0 | 0 | 0 | -0.004064 | 0.008012
1996 | 277.9687 | 0 | 0 | 0 | 0 | 0 | 0 | -0.008128 | -0.004006
1996 | 277.9792 | 0 | 0 | 0 | 0 | 0 | 0 | 0 | -0.012018
1996 | 277.9896 | 0 | 0 | 0 | 0 | 0 | 0 | -0.004064 | 0.008012
1996 | 278 | 0 | 0 | 0 | 0 | 0 | 0 | 0 | -0.004006
1996 | 278.0104 | 0 | 0 | 0 | 0 | 0 | 0 | -0.004064 | -0.008012
1996 | 278.0208 | 0 | 0 | 0 | 0 | 0 | 0 | 0 | 0.008012
1996 | 278.0312 | 0 | 0 | 0 | 0 | 0 | 0 | -0.004064 | -0.004006
1996 | 278.0417 | 0 | 0 | 0 | 0 | 0 | 0 | -0.008128 | -0.012018
1996 | 278.0521 | 0 | 0 | 0 | 0 | 0 | 0 | -0.008128 | -0.012018
1996 | 278.0625 | 0 | 0 | 0 | 0 | 0 | 0 | -0.012192 | 0
1996 | 278.0729 | 0 | 0 | 0 | 0 | 0 | 0 | -0.004064 | -0.004006
1996 | 278.0833 | 0 | 0 | 0 | 0 | 0 | 0 | -0.008128 | -0.008012
1996 | 278.0937 | 0 | 0 | 0 | 0 | 0 | 0 | -0.004064 | -0.004006
1996 | 278.1042 | 0 | 0 | 0 | 0 | 0 | 0 | -0.008128 | -0.012018
1996 | 278.1146 | 0 | 0 | 0 | 0 | 0 | 0 | -0.008128 | -0.004006
1996 | 278.125 | 0 | 0 | 0 | 0 | 0 | 0 | -0.008128 | -0.008012
1996 | 278.1354 | 0 | 0 | 0 | 0 | 0 | 0 | -0.004064 | -2.2737e-13
1996 | 278.1458 | 0 | 0 | 0 | 0 | 0 | 0 | 0.004064 | 2.2737e-13
1996 | 278.1562 | 0 | 0 | 0 | 0 | 0 | 0 | 0.004064 | 0.004006
1996 | 278.1667 | 0 | 0 | 0 | 0 | 0 | 0 | 0 | 0.008012
1996 | 278.1771 | 0 | 0 | 0 | 0 | 0 | 0 | -0.008128 | -0.016024
1996 | 278.1875 | 0 | 0 | 0 | 0 | 0 | 0 | 0.004064 | 0.012018
1996 | 278.1979 | 0 | 0 | 0 | 0 | 0 | 0 | -0.008128 | 0
1996 | 278.2083 | 0 | 0 | 0 | 0 | 0 | 0 | 0 | 0
1996 | 278.2187 | 0 | 0 | 0 | 0 | 0 | 0 | -0.004064 | -0.012018
1996 | 278.2292 | 0 | 0 | 0 | 0 | 0 | 0 | 0 | -0.004006
1996 | 278.2396 | 0 | 0 | 0 | 0 | 0 | 0 | -0.008128 | -0.004006
1996 | 278.25 | 0 | 0 | 0 | 0 | 0 | 0 | -0.012192 | -0.008012
1996 | 278.2604 | 0 | 0 | 0 | 0 | 0 | 0 | -0.004064 | -0.012018
1996 | 278.2708 | 0 | 0 | 0 | 0 | 0 | 0 | -0.008128 | 0
1996 | 278.2812 | 0 | 0 | 0 | 0 | 0 | 0 | 0 | 0
1996 | 278.2917 | 0 | 0 | 0 | 0 | 0 | 0 | -0.004064 | -0.008012
1996 | 278.3021 | 0 | 0 | 0 | 0 | 0 | 0 | -0.008128 | 0
1996 | 278.3125 | 0 | 0 | 0 | 0 | 0 | 0 | 0 | -0.004006
1996 | 278.3229 | 0 | 0 | 0 | 0 | 0 | 0 | 0.008128 | 0.008012
1996 | 278.3333 | 0 | 0 | 0 | 0 | 0 | 0 | -0.004064 | 0
1996 | 278.3437 | 0 | 0 | 0 | 0 | 0 | 0 | 0.004064 | 0.008012
1996 | 278.3542 | 0 | 0 | 0 | 0 | 0 | 0 | 0.02032 | 0.012018
1996 | 278.3646 | 0 | 0 | 0 | 0 | 0 | 0 | 0.008128 | 0.016024
1996 | 278.375 | 0 | 0 | 0 | 0 | 0 | 0 | 0.02032 | 0.028042
1996 | 278.3854 | 0 | 0 | 0 | 0 | 0 | 0 | 0.012192 | 0.016024
1996 | 278.3958 | 0 | 0 | 0 | 0 | 0 | 0 | 0.02032 | 0.024036
1996 | 278.4062 | 0 | 0 | 0 | 0 | 0 | 0 | 0.024384 | 0.012018
1996 | 278.4167 | 0 | 0 | 0 | 0 | 0 | 0 | 0.024384 | 0.036054
1996 | 278.4271 | 0 | 0 | 0 | 0 | 0 | 0 | 0.024384 | 0.032048
1996 | 278.4375 | 0 | 0 | 0 | 0 | 0 | 0 | 0.028448 | 0.024036
1996 | 278.4479 | 0 | 0 | 0 | 0 | 0 | 0 | 0.048768 | 0.04006
1996 | 278.4583 | 0 | 0 | 0 | 0 | 0 | 0 | 0.048768 | 0.056084
1996 | 278.4687 | 0 | 0 | 0 | 0 | 0 | 0 | 0.056896 | 0.068102
1996 | 278.4792 | 0 | 0 | 0 | 0 | 0 | 0 | 0.069088 | 0.06009
1996 | 278.4896 | 0 | 0 | 0 | 0 | 0 | 0 | 0.06096 | 0.072108
1996 | 278.5 | 0 | 0 | 0 | 0 | 0 | 0 | 0.073152 | 0.076114
1996 | 278.5104 | 0 | 0 | 0 | 0 | 0 | 0 | 0.08128 | 0.084126
1996 | 278.5208 | 0 | 0 | 0 | 0 | 0 | 0 | 0.097536 | 0.10816
1996 | 278.5312 | 0 | 0 | 0 | 0 | 0 | 0 | 0.1016 | 0.10816
1996 | 278.5417 | 0 | 0 | 0 | 0 | 0 | 0 | 0.10973 | 0.12018
1996 | 278.5521 | 0 | 0 | 0 | 0 | 0 | 0 | 0.12192 | 0.15223
1996 | 278.5625 | 0 | 0 | 0 | 0 | 0 | 0 | 0.1463 | 0.12018
1996 | 278.5729 | 0 | 0 | 0 | 0 | 0 | 0 | 0.13005 | 0.14822
1996 | 278.5833 | 0 | 0 | 0 | 0 | 0 | 0 | 0.12598 | 0.14021
1996 | 278.5937 | 0 | 0 | 0 | 0 | 0 | 0 | 0.13005 | 0.15623
1996 | 278.6042 | 0 | 0 | 0 | 0 | 0 | 0 | 0.13818 | 0.1362
1996 | 278.6146 | 0 | 0 | 0 | 0 | 0 | 0 | 0.12598 | 0.12819
1996 | 278.625 | 0 | 0 | 0 | 0 | 0 | 0 | 0.13411 | 0.14822
1996 | 278.6354 | 0 | 0 | 0 | 0 | 0 | 0 | 0.12598 | 0.12819
1996 | 278.6458 | 0 | 0 | 0 | 0 | 0 | 0 | 0.10973 | 0.1322
1996 | 278.6562 | 0 | 0 | 0 | 0 | 0 | 0 | 0.12598 | 0.10816
1996 | 278.6667 | 0 | 0 | 0 | 0 | 0 | 0 | 0.10566 | 0.12018
1996 | 278.6771 | 0 | 0 | 0 | 0 | 0 | 0 | 0.085344 | 0.11217
1996 | 278.6875 | 0 | 0 | 0 | 0 | 0 | 0 | 0.085344 | 0.10015
1996 | 278.6979 | 0 | 0 | 0 | 0 | 0 | 0 | 0.10566 | 0.10015
1996 | 278.7083 | 0 | 0 | 0 | 0 | 0 | 0 | 0.085344 | 0.084126
1996 | 278.7187 | 0 | 0 | 0 | 0 | 0 | 0 | 0.073152 | 0.084126
1996 | 278.7292 | 0 | 0 | 0 | 0 | 0 | 0 | 0.052832 | 0.052078
1996 | 278.7396 | 0 | 0 | 0 | 0 | 0 | 0 | 0.048768 | 0.06009
1996 | 278.75 | 0 | 0 | 0 | 0 | 0 | 0 | 0.04064 | 0.048072
1996 | 278.7604 | 0 | 0 | 0 | 0 | 0 | 0 | 0.036576 | 0.032048
1996 | 278.7708 | 0 | 0 | 0 | 0 | 0 | 0 | 0.016256 | 0.02003
1996 | 278.7812 | 0 | 0 | 0 | 0 | 0 | 0 | 0.012192 | 0.012018
1996 | 278.7917 | 0 | 0 | 0 | 0 | 0 | 0 | 0.008128 | 0.012018
1996 | 278.8021 | 0 | 0 | 0 | 0 | 0 | 0 | 0.008128 | 0.008012
1996 | 278.8125 | 0 | 0 | 0 | 0 | 0 | 0 | -0.004064 | 0
1996 | 278.8229 | 0 | 0 | 0 | 0 | 0 | 0 | 0.016256 | 0.008012
1996 | 278.8333 | 0 | 0 | 0 | 0 | 0 | 0 | 0.004064 | -0.004006
1996 | 278.8437 | 0 | 0 | 0 | 0 | 0 | 0 | 0 | 0.004006
1996 | 278.8542 | 0 | 0 | 0 | 0 | 0 | 0 | 0 | 0
1996 | 278.8646 | 0 | 0 | 0 | 0 | 0 | 0 | 0 | 0.004006
1996 | 278.875 | 0 | 0 | 0 | 0 | 0 | 0 | -0.004064 | 0.004006
1996 | 278.8854 | 0 | 0 | 0 | 0 | 0 | 0 | -0.004064 | -0.004006
1996 | 278.8958 | 0 | 0 | 0 | 0 | 0 | 0 | 0 | 0.008012
1996 | 278.9062 | 0 | 0 | 0 | 0 | 0 | 0 | 0.004064 | 0.008012
1996 | 278.9167 | 0 | 0 | 0 | 0 | 0 | 0 | 0.016256 | 0
1996 | 278.9271 | 0 | 0 | 0 | 0 | 0 | 0 | -0.004064 | 0.008012
1996 | 278.9375 | 0 | 0 | 0 | 0 | 0 | 0 | 0.012192 | 0.004006
1996 | 278.9479 | 0 | 0 | 0 | 0 | 0 | 0 | 0.004064 | 0.008012
1996 | 278.9583 | 0 | 0 | 0 | 0 | 0 | 0 | 0.008128 | 0.008012
1996 | 278.9687 | 0 | 0 | 0 | 0 | 0 | 0 | 0.008128 | 0.008012
1996 | 278.9792 | 0 | 0 | 0 | 0 | 0 | 0 | 0 | 0.012018
1996 | 278.9896 | 0 | 0 | 0 | 0 | 0 | 0 | 0.008128 | 0.004006
1996 | 279 | 0 | 0 | 0 | 0 | 0 | 0 | 0.016256 | 0.004006
1996 | 279.0104 | 0 | 0 | 0 | 0 | 0 | 0 | 0.008128 | 0.008012
1996 | 279.0208 | 0 | 0 | 0 | 0 | 0 | 0 | 0 | 0.004006
1996 | 279.0312 | 0 | 0 | 0 | 0 | 0 | 0 | -0.004064 | 0.008012
1996 | 279.0417 | 0 | 0 | 0 | 0 | 0 | 0 | 0.016256 | 0
1996 | 279.0521 | 0 | 0 | 0 | 0 | 0 | 0 | -0.004064 | 0.008012
1996 | 279.0625 | 0 | 0 | 0 | 0 | 0 | 0 | 0.004064 | 0
1996 | 279.0729 | 0 | 0 | 0 | 0 | 0 | 0 | 0.004064 | 0.008012
1996 | 279.0833 | 0 | 0 | 0 | 0 | 0 | 0 | -0.004064 | 0.004006
1996 | 279.0937 | 0 | 0 | 0 | 0 | 0 | 0 | 0.012192 | 0.008012
1996 | 279.1042 | 0 | 0 | 0 | 0 | 0 | 0 | -0.008128 | 0
1996 | 279.1146 | 0 | 0 | 0 | 0 | 0 | 0 | 0.012192 | 0.012018
1996 | 279.125 | 0 | 0 | 0 | 0 | 0 | 0 | 0.012192 | -0.004006
1996 | 279.1354 | 0 | 0 | 0 | 0 | 0 | 0 | 0 | 0.012018
1996 | 279.1458 | 0 | 0 | 0 | 0 | 0 | 0 | 0.008128 | 0.008012
1996 | 279.1562 | 0 | 0 | 0 | 0 | 0 | 0 | 0 | 0
1996 | 279.1667 | 0 | 0 | 0 | 0 | 0 | 0 | 0.012192 | -0.004006
1996 | 279.1771 | 0 | 0 | 0 | 0 | 0 | 0 | 0 | 0.012018
1996 | 279.1875 | 0 | 0 | 0 | 0 | 0 | 0 | 0.004064 | 0
1996 | 279.1979 | 0 | 0 | 0 | 0 | 0 | 0 | 0 | 0
1996 | 279.2083 | 0 | 0 | 0 | 0 | 0 | 0 | 0 | -0.008012
1996 | 279.2187 | 0 | 0 | 0 | 0 | 0 | 0 | -0.004064 | 0.004006
1996 | 279.2292 | 0 | 0 | 0 | 0 | 0 | 0 | 0.004064 | 0
1996 | 279.2396 | 0 | 0 | 0 | 0 | 0 | 0 | 0.004064 | 0.004006
1996 | 279.25 | 0 | 0 | 0 | 0 | 0 | 0 | 0.004064 | 0
1996 | 279.2604 | 0 | 0 | 0 | 0 | 0 | 0 | 0 | 0.008012
1996 | 279.2708 | 0 | 0 | 0 | 0 | 0 | 0 | 0.008128 | 0
1996 | 279.2812 | 0 | 0 | 0 | 0 | 0 | 0 | 0 | 0.004006
1996 | 279.2917 | 0 | 0 | 0 | 0 | 0 | 0 | 0.008128 | 0.008012
1996 | 279.3021 | 0 | 0 | 0 | 0 | 0 | 0 | 0 | 0.004006
1996 | 279.3125 | 0 | 0 | 0 | 0 | 0 | 0 | 0 | 0.008012
1996 | 279.3229 | 0 | 0 | 0 | 0 | 0 | 0 | 0 | -0.008012
1996 | 279.3333 | 0 | 0 | 0 | 0 | 0 | 0 | 0.016256 | 0.004006
1996 | 279.3437 | 0 | 0 | 0 | 0 | 0 | 0 | -0.004064 | 0.008012
1996 | 279.3542 | 0 | 0 | 0 | 0 | 0 | 0 | 0.004064 | 0.016024
1996 | 279.3646 | 0 | 0 | 0 | 0 | 0 | 0 | 0.012192 | 0.008012
1996 | 279.375 | 0 | 0 | 0 | 0 | 0 | 0 | 0.02032 | 0.02003
1996 | 279.3854 | 0 | 0 | 0 | 0 | 0 | 0 | 0.012192 | 0.024036
1996 | 279.3958 | 0 | 0 | 0 | 0 | 0 | 0 | 0.024384 | 0.02003
1996 | 279.4062 | 0 | 0 | 0 | 0 | 0 | 0 | 0.048768 | 0.052078
1996 | 279.4167 | 0 | 0 | 0 | 0 | 0 | 0 | 0.044704 | 0.064096
1996 | 279.4271 | 0 | 0 | 0 | 0 | 0 | 0 | 0.065024 | 0.064096
1996 | 279.4375 | 0 | 0 | 0 | 0 | 0 | 0 | 0.085344 | 0.064096
1996 | 279.4479 | 0 | 0 | 0 | 0 | 0 | 0 | 0.056896 | 0.08012
1996 | 279.4583 | 0 | 0 | 0 | 0 | 0 | 0 | 0.073152 | 0.072108
1996 | 279.4687 | 0 | 0 | 0 | 0 | 0 | 0 | 0.065024 | 0.08012
1996 | 279.4792 | 0 | 0 | 0 | 0 | 0 | 0 | 0.08128 | 0.068102
1996 | 279.4896 | 0 | 0 | 0 | 0 | 0 | 0 | 0.08128 | 0.10416
1996 | 279.5 | 0 | 0 | 0 | 0 | 0 | 0 | 0.097536 | 0.10015
1996 | 279.5104 | 0 | 0 | 0 | 0 | 0 | 0 | 0.097536 | 0.096144
1996 | 279.5208 | 0 | 0 | 0 | 0 | 0 | 0 | 0.08128 | 0.08012
1996 | 279.5312 | 0 | 0 | 0 | 0 | 0 | 0 | 0.073152 | 0.092138
1996 | 279.5417 | 0 | 0 | 0 | 0 | 0 | 0 | 0.10566 | 0.088132
1996 | 279.5521 | 0 | 0 | 0 | 0 | 0 | 0 | 0.097536 | 0.096144
1996 | 279.5625 | 0 | 0 | 0 | 0 | 0 | 0 | 0.08128 | 0.10416
1996 | 279.5729 | 0 | 0 | 0 | 0 | 0 | 0 | 0.12192 | 0.12018
1996 | 279.5833 | 0 | 0 | 0 | 0 | 0 | 0 | 0.15037 | 0.14422
1996 | 279.5937 | 0 | 0 | 0 | 0 | 0 | 0 | 0.13005 | 0.1322
1996 | 279.6042 | 0 | 0 | 0 | 0 | 0 | 0 | 0.13005 | 0.15623
1996 | 279.6146 | 0 | 0 | 0 | 0 | 0 | 0 | 0.13005 | 0.14422
1996 | 279.625 | 0 | 0 | 0 | 0 | 0 | 0 | 0.093472 | 0.096144
1996 | 279.6354 | 0 | 0 | 0 | 0 | 0 | 0 | 0.11379 | 0.12018
1996 | 279.6458 | 0 | 0 | 0 | 0 | 0 | 0 | 0.12192 | 0.14422
1996 | 279.6562 | 0 | 0 | 0 | 0 | 0 | 0 | 0.13818 | 0.1322
1996 | 279.6667 | 0 | 0 | 0 | 0 | 0 | 0 | 0.097536 | 0.11617
1996 | 279.6771 | 0 | 0 | 0 | 0 | 0 | 0 | 0.13818 | 0.15223
1996 | 279.6875 | 0 | 0 | 0 | 0 | 0 | 0 | 0.13005 | 0.12819
1996 | 279.6979 | 0 | 0 | 0 | 0 | 0 | 0 | 0.077216 | 0.072108
1996 | 279.7083 | 0 | 0 | 0.073152 | 0.08012 | 0 | 0 | 0.032512 | 0.036054
1996 | 279.7187 | 0 | 0 | 0.17069 | 0.15223 | 0 | 0 | 0.02032 | 0.024036
1996 | 279.7292 | 0 | 0 | 0 | 0 | 0 | 0 | 0.089408 | 0.10015
1996 | 279.7396 | 0 | 0 | 0 | 0 | 0 | 0 | 0.069088 | 0.072108
1996 | 279.75 | 0 | 0 | 0 | 0 | 0 | 0 | 0.052832 | 0.044066
1996 | 279.7604 | 0 | 0 | 0 | 0 | 0 | 0 | 0.052832 | 0.056084
1996 | 279.7708 | 0 | 0 | 0 | 0 | 0 | 0 | 0.032512 | 0.036054
1996 | 279.7812 | 0 | 0 | 0 | 0 | 0 | 0 | 0.028448 | 0.016024
1996 | 279.7917 | 0 | 0 | 0 | 0 | 0 | 0 | 0.012192 | 0.032048
1996 | 279.8021 | 0 | 0 | 0 | 0 | 0 | 0 | 0.016256 | 0.008012
1996 | 279.8125 | 0 | 0 | 0 | 0 | 0 | 0 | 0.012192 | 0.016024
1996 | 279.8229 | 0 | 0 | 0 | 0 | 0 | 0 | 0.008128 | 0.012018
1996 | 279.8333 | 0 | 0 | 0 | 0 | 0 | 0 | 0.016256 | 0.024036
1996 | 279.8437 | 0 | 0 | 0 | 0 | 0 | 0 | 0.012192 | 0.016024
1996 | 279.8542 | 0 | 0 | 0 | 0 | 0 | 0 | 0.02032 | 0.004006
1996 | 279.8646 | 0 | 0 | 0 | 0 | 0 | 0 | 0.008128 | 0.028042
1996 | 279.875 | 0 | 0 | 0 | 0 | 0 | 0 | 0.016256 | 0.012018
1996 | 279.8854 | 0 | 0 | 0 | 0 | 0 | 0 | 0.016256 | 0.008012
1996 | 279.8958 | 0 | 0 | 0 | 0 | 0 | 0 | 0.012192 | 0.012018
1996 | 279.9062 | 0 | 0 | 0 | 0 | 0 | 0 | 0 | 0.004006
1996 | 279.9167 | 0 | 0 | 0 | 0 | 0 | 0 | 0.008128 | 0.004006
1996 | 279.9271 | 0 | 0 | 0 | 0 | 0 | 0 | 0.008128 | 0.004006
1996 | 279.9375 | 0 | 0 | 0 | 0 | 0 | 0 | 0.004064 | 0.008012
1996 | 279.9479 | 0 | 0 | 0 | 0 | 0 | 0 | 0.008128 | 0.008012
1996 | 279.9583 | 0 | 0 | 0 | 0 | 0 | 0 | 0.012192 | 0.008012
1996 | 279.9687 | 0 | 0 | 0 | 0 | 0 | 0 | 0 | 0.008012
1996 | 279.9792 | 0 | 0 | 0 | 0 | 0 | 0 | 0.008128 | -0.008012
1996 | 279.9896 | 0 | 0 | 0 | 0 | 0 | 0 | 0.004064 | 0.016024
1996 | 280 | 0 | 0 | 0 | 0 | 0 | 0 | 0.004064 | 0.004006
1996 | 280.0104 | 0 | 0 | 0 | 0 | 0 | 0 | 0 | -0.004006
1996 | 280.0208 | 0 | 0 | 0 | 0 | 0 | 0 | 0 | -0.012018
1996 | 280.0312 | 0 | 0 | 0 | 0 | 0 | 0 | 0 | 0.012018
1996 | 280.0417 | 0 | 0 | 0 | 0 | 0 | 0 | 0 | 0
1996 | 280.0521 | 0 | 0 | 0 | 0 | 0 | 0 | -0.008128 | 0.004006
1996 | 280.0625 | 0 | 0 | 0 | 0 | 0 | 0 | 0 | 0.004006
1996 | 280.0729 | 0 | 0 | 0 | 0 | 0 | 0 | 0 | -0.012018
1996 | 280.0833 | 0 | 0 | 0 | 0 | 0 | 0 | 0 | 0
1996 | 280.0937 | 0 | 0 | 0 | 0 | 0 | 0 | -0.008128 | 0
1996 | 280.1042 | 0 | 0 | 0 | 0 | 0 | 0 | 0 | 0
1996 | 280.1146 | 0 | 0 | 0 | 0 | 0 | 0 | 0 | -0.004006
1996 | 280.125 | 0 | 0 | 0 | 0 | 0 | 0 | 0 | 0
1996 | 280.1354 | 0 | 0 | 0 | 0 | 0 | 0 | -0.004064 | -0.004006
1996 | 280.1458 | 0 | 0 | 0 | 0 | 0 | 0 | 0 | 0
1996 | 280.1562 | 0 | 0 | 0 | 0 | 0 | 0 | -0.004064 | -0.008012
1996 | 280.1667 | 0 | 0 | 0 | 0 | 0 | 0 | 0.008128 | 0.012018
1996 | 280.1771 | 0 | 0 | 0 | 0 | 0 | 0 | -0.008128 | 0
1996 | 280.1875 | 0 | 0 | 0 | 0 | 0 | 0 | 0.008128 | 0.004006
1996 | 280.1979 | 0 | 0 | 0 | 0 | 0 | 0 | -0.004064 | -0.012018
1996 | 280.2083 | 0 | 0 | 0 | 0 | 0 | 0 | -0.004064 | 0.004006
1996 | 280.2187 | 0 | 0 | 0 | 0 | 0 | 0 | 0 | -0.004006
1996 | 280.2292 | 0 | 0 | 0 | 0 | 0 | 0 | -0.008128 | -0.004006
1996 | 280.2396 | 0 | 0 | 0 | 0 | 0 | 0 | 0 | -0.008012
1996 | 280.25 | 0 | 0 | 0 | 0 | 0 | 0 | -0.008128 | 0.004006
1996 | 280.2604 | 0 | 0 | 0 | 0 | 0 | 0 | -0.004064 | -0.004006
1996 | 280.2708 | 0 | 0 | 0 | 0 | 0 | 0 | 0 | -0.008012
1996 | 280.2812 | 0 | 0 | 0 | 0 | 0 | 0 | -0.008128 | 0
1996 | 280.2917 | 0 | 0 | 0 | 0 | 0 | 0 | 0 | -0.008012
1996 | 280.3021 | 0 | 0 | 0 | 0 | 0 | 0 | -0.008128 | 0.004006
1996 | 280.3125 | 0 | 0 | 0 | 0 | 0 | 0 | 0 | -0.004006
1996 | 280.3229 | 0 | 0 | 0 | 0 | 0 | 0 | 0.004064 | -0.004006
1996 | 280.3333 | 0 | 0 | 0 | 0 | 0 | 0 | 0 | 0.008012
1996 | 280.3437 | 0 | 0 | 0 | 0 | 0 | 0 | 0.02032 | 0.012018
1996 | 280.3542 | 0 | 0 | 0 | 0 | 0 | 0 | 0.012192 | 0.024036
1996 | 280.3646 | 0 | 0 | 0 | 0 | 0 | 0 | 0.032512 | 0.032048
1996 | 280.375 | 0 | 0 | 0 | 0 | 0 | 0 | 0.048768 | 0.048072
1996 | 280.3854 | 0 | 0 | 0 | 0 | 0 | 0 | 0.052832 | 0.056084
1996 | 280.3958 | 0 | 0 | 0 | 0 | 0 | 0 | 0.065024 | 0.068102
1996 | 280.4062 | 0 | 0 | 0 | 0 | 0 | 0 | 0.08128 | 0.072108
1996 | 280.4167 | 0 | 0 | 0 | 0 | 0 | 0 | 0.093472 | 0.10015
1996 | 280.4271 | 0 | 0 | 0 | 0 | 0 | 0 | 0.10566 | 0.10015
1996 | 280.4375 | 0 | 0 | 0 | 0 | 0 | 0 | 0.10973 | 0.11617
1996 | 280.4479 | 0 | 0 | 0 | 0 | 0 | 0 | 0.12192 | 0.10816
1996 | 280.4583 | 0 | 0 | 0 | 0 | 0 | 0 | 0.12598 | 0.12819
1996 | 280.4687 | 0 | 0 | 0 | 0 | 0 | 0 | 0.13411 | 0.1362
1996 | 280.4792 | 0 | 0 | 0 | 0 | 0 | 0 | 0.13818 | 0.14422
1996 | 280.4896 | 0 | 0 | 0 | 0 | 0 | 0 | 0.15037 | 0.14422
1996 | 280.5 | 0 | 0 | 0 | 0 | 0 | 0 | 0.1463 | 0.15623
1996 | 280.5104 | 0 | 0 | 0 | 0 | 0 | 0 | 0.17475 | 0.16425
1996 | 280.5208 | 0 | 0 | 0 | 0 | 0 | 0 | 0.15443 | 0.16425
1996 | 280.5312 | 0 | 0 | 0 | 0 | 0 | 0 | 0.16256 | 0.17626
1996 | 280.5417 | 0 | 0 | 0 | 0 | 0 | 0 | 0.1585 | 0.16425
1996 | 280.5521 | 0 | 0 | 0 | 0 | 0 | 0 | 0.16256 | 0.16425
1996 | 280.5625 | 0 | 0 | 0 | 0 | 0 | 0 | 0.17069 | 0.16825
1996 | 280.5729 | 0 | 0 | 0 | 0 | 0 | 0 | 0.17069 | 0.18428
1996 | 280.5833 | 0 | 0 | 0 | 0 | 0 | 0 | 0.16256 | 0.16825
1996 | 280.5937 | 0 | 0 | 0 | 0 | 0 | 0 | 0.17069 | 0.17626
1996 | 280.6042 | 0 | 0 | 0 | 0 | 0 | 0 | 0.17069 | 0.16024
1996 | 280.6146 | 0 | 0 | 0 | 0 | 0 | 0 | 0.1585 | 0.16825
1996 | 280.625 | 0 | 0 | 0 | 0 | 0 | 0 | 0.16256 | 0.16425
1996 | 280.6354 | 0 | 0 | 0 | 0 | 0 | 0 | 0.15037 | 0.16825
1996 | 280.6458 | 0 | 0 | 0 | 0 | 0 | 0 | 0.12598 | 0.14422
1996 | 280.6562 | 0 | 0 | 0 | 0 | 0 | 0 | 0.13818 | 0.14822
1996 | 280.6667 | 0 | 0 | 0 | 0 | 0 | 0 | 0.11786 | 0.11617
1996 | 280.6771 | 0 | 0 | 0 | 0 | 0 | 0 | 0.097536 | 0.10416
1996 | 280.6875 | 0 | 0 | 0 | 0 | 0 | 0 | 0.10566 | 0.11217
1996 | 280.6979 | 0 | 0 | 0 | 0 | 0 | 0 | 0.08128 | 0.10015
1996 | 280.7083 | 0 | 0 | 0 | 0 | 0 | 0 | 0.073152 | 0.076114
1996 | 280.7187 | 0 | 0 | 0 | 0 | 0 | 0 | 0.073152 | 0.088132
1996 | 280.7292 | 0 | 0 | 0 | 0 | 0 | 0 | 0.048768 | 0.052078
1996 | 280.7396 | 0 | 0 | 0 | 0 | 0 | 0 | 0.036576 | 0.052078
1996 | 280.75 | 0 | 0 | 0 | 0 | 0 | 0 | 0.036576 | 0.04006
1996 | 280.7604 | 0 | 0 | 0 | 0 | 0 | 0 | 0.024384 | 0.024036
1996 | 280.7708 | 0 | 0 | 0 | 0 | 0 | 0 | 0.008128 | 0.016024
1996 | 280.7812 | 0 | 0 | 0 | 0 | 0 | 0 | 0.016256 | 0.016024
1996 | 280.7917 | 0 | 0 | 0 | 0 | 0 | 0 | 0.012192 | 0.008012
1996 | 280.8021 | 0 | 0 | 0 | 0 | 0 | 0 | 0.016256 | 0.016024
1996 | 280.8125 | 0 | 0 | 0 | 0 | 0 | 0 | 0.004064 | -0.004006
1996 | 280.8229 | 0 | 0 | 0 | 0 | 0 | 0 | 0 | 0.012018
1996 | 280.8333 | 0 | 0 | 0 | 0 | 0 | 0 | 0.008128 | -0.008012
1996 | 280.8437 | 0 | 0 | 0 | 0 | 0 | 0 | 0.004064 | 0.012018
1996 | 280.8542 | 0 | 0 | 0 | 0 | 0 | 0 | 0.004064 | 0.008012
1996 | 280.8646 | 0 | 0 | 0 | 0 | 0 | 0 | 0 | 0.012018
1996 | 280.875 | 0 | 0 | 0 | 0 | 0 | 0 | 0 | -0.008012
1996 | 280.8854 | 0 | 0 | 0 | 0 | 0 | 0 | 0.008128 | 0.004006
1996 | 280.8958 | 0 | 0 | 0 | 0 | 0 | 0 | 0 | 0.004006
1996 | 280.9062 | 0 | 0 | 0 | 0 | 0 | 0 | 0.004064 | -0.004006
1996 | 280.9167 | 0 | 0 | 0 | 0 | 0 | 0 | -0.004064 | 0.016024
1996 | 280.9271 | 0 | 0 | 0 | 0 | 0 | 0 | 0 | -0.008012
1996 | 280.9375 | 0 | 0 | 0 | 0 | 0 | 0 | 0 | -0.004006
1996 | 280.9479 | 0 | 0 | 0 | 0 | 0 | 0 | 0 | 0.004006
1996 | 280.9583 | 0 | 0 | 0 | 0 | 0 | 0 | -0.004064 | -0.004006
1996 | 280.9687 | 0 | 0 | 0 | 0 | 0 | 0 | 0 | 0
1996 | 280.9792 | 0 | 0 | 0 | 0 | 0 | 0 | -0.004064 | -0.004006
1996 | 280.9896 | 0 | 0 | 0 | 0 | 0 | 0 | 0 | 0.004006
1996 | 281 | 0 | 0 | 0 | 0 | 0 | 0 | 0 | 0.004006
1996 | 281.0104 | 0 | 0 | 0 | 0 | 0 | 0 | -0.004064 | 0.004006
1996 | 281.0208 | 0 | 0 | 0 | 0 | 0 | 0 | -0.004064 | -0.004006
1996 | 281.0312 | 0 | 0 | 0 | 0 | 0 | 0 | 0 | 0
1996 | 281.0417 | 0 | 0 | 0 | 0 | 0 | 0 | 0.008128 | 0
1996 | 281.0521 | 0 | 0 | 0 | 0 | 0 | 0 | -0.008128 | 0.004006
1996 | 281.0625 | 0 | 0 | 0 | 0 | 0 | 0 | 0 | -0.004006
1996 | 281.0729 | 0 | 0 | 0 | 0 | 0 | 0 | 0 | 0.004006
1996 | 281.0833 | 0 | 0 | 0 | 0 | 0 | 0 | 0.004064 | -0.004006
1996 | 281.0937 | 0 | 0 | 0 | 0 | 0 | 0 | -0.004064 | -0.008012
1996 | 281.1042 | 0 | 0 | 0 | 0 | 0 | 0 | -0.008128 | 0
1996 | 281.1146 | 0 | 0 | 0 | 0 | 0 | 0 | 0 | 0.008012
1996 | 281.125 | 0 | 0 | 0 | 0 | 0 | 0 | -0.008128 | -0.008012
1996 | 281.1354 | 0 | 0 | 0 | 0 | 0 | 0 | 0 | -0.012018
1996 | 281.1458 | 0 | 0 | 0 | 0 | 0 | 0 | -0.008128 | -0.004006
1996 | 281.1562 | 0 | 0 | 0 | 0 | 0 | 0 | 0 | 0.004006
1996 | 281.1667 | 0 | 0 | 0 | 0 | 0 | 0 | 0 | -0.004006
1996 | 281.1771 | 0 | 0 | 0 | 0 | 0 | 0 | -0.008128 | 0
1996 | 281.1875 | 0 | 0 | 0 | 0 | 0 | 0 | 0 | -0.012018
1996 | 281.1979 | 0 | 0 | 0 | 0 | 0 | 0 | -0.008128 | 0.008012
1996 | 281.2083 | 0 | 0 | 0 | 0 | 0 | 0 | -0.004064 | -0.008012
1996 | 281.2187 | 0 | 0 | 0 | 0 | 0 | 0 | -0.004064 | 0
1996 | 281.2292 | 0 | 0 | 0 | 0 | 0 | 0 | 0 | 0.004006
1996 | 281.2396 | 0 | 0.024036 | 0 | 0 | 0 | 0 | 0 | 0.016024
1996 | 281.25 | 0 | 0 | 0 | 0 | 0 | 0 | -0.008128 | 0
1996 | 281.2604 | 0 | 0 | 0 | 0 | 0 | 0 | -0.004064 | -0.004006
1996 | 281.2708 | 0 | 0 | 0 | 0 | 0 | 0 | 0.004064 | 0.004006
1996 | 281.2812 | 0 | 0 | 0 | 0 | 0 | 0 | -0.008128 | -0.008012
1996 | 281.2917 | 0 | 0 | 0 | 0 | 0 | 0 | 0 | -0.004006
1996 | 281.3021 | 0 | 0 | 0 | 0 | 0 | 0 | -0.008128 | -0.004006
1996 | 281.3125 | 0 | 0 | 0 | 0 | 0 | 0 | -0.008128 | -0.004006
1996 | 281.3229 | 0 | 0 | 0 | 0 | 0 | 0 | 0.008128 | 0.004006
1996 | 281.3333 | 0 | 0 | 0 | 0 | 0 | 0 | 0.008128 | 0.004006
1996 | 281.3437 | 0 | 0 | 0 | 0 | 0 | 0 | 0.016256 | 0.012018
1996 | 281.3542 | 0 | 0 | 0 | 0 | 0 | 0 | 0.028448 | 0.028042
1996 | 281.3646 | 0 | 0 | 0 | 0 | 0 | 0 | 0.032512 | 0.032048
1996 | 281.375 | 0 | 0 | 0 | 0 | 0 | 0 | 0.044704 | 0.036054
1996 | 281.3854 | 0 | 0 | 0 | 0 | 0 | 0 | 0.04064 | 0.048072
1996 | 281.3958 | 0 | 0 | 0 | 0 | 0 | 0 | 0.065024 | 0.06009
1996 | 281.4062 | 0 | 0 | 0 | 0 | 0 | 0 | 0.065024 | 0.064096
1996 | 281.4167 | 0 | 0 | 0 | 0 | 0 | 0 | 0.077216 | 0.068102
1996 | 281.4271 | 0 | 0 | 0 | 0 | 0 | 0 | 0.089408 | 0.10015
1996 | 281.4375 | 0 | 0 | 0 | 0 | 0 | 0 | 0.097536 | 0.096144
1996 | 281.4479 | 0 | 0 | 0 | 0 | 0 | 0 | 0.11379 | 0.12018
1996 | 281.4583 | 0 | 0 | 0 | 0 | 0 | 0 | 0.12192 | 0.11217
1996 | 281.4687 | 0 | 0 | 0 | 0 | 0 | 0 | 0.12192 | 0.10816
1996 | 281.4792 | 0 | 0 | 0 | 0 | 0 | 0 | 0.1463 | 0.11217
1996 | 281.4896 | 0 | 0 | 0 | 0 | 0 | 0 | 0.17069 | 0.17226
1996 | 281.5 | 0 | 0 | 0 | 0 | 0 | 0 | 0.17069 | 0.15223
1996 | 281.5104 | 0 | 0 | 0 | 0 | 0 | 0 | 0.18288 | 0.16024
1996 | 281.5208 | 0 | 0 | 0 | 0 | 0 | 0 | 0.12192 | 0.19229
1996 | 281.5312 | 0 | 0 | 0 | 0 | 0 | 0 | 0.10729 | 0.1322
1996 | 281.5417 | 0 | 0 | 0 | 0 | 0 | 0 | 0.090221 | 0.25638
1996 | 281.5521 | 0 | 0 | 0 | 0 | 0 | 0 | 0.032512 | 0.19529
1996 | 281.5625 | 0 | 0 | 0 | 0 | 0 | 0 | 0.052832 | 0.14782
1996 | 281.5729 | 0 | 0 | 0 | 0 | 0 | 0 | 0.085344 | 0.072709
1996 | 281.5833 | 0 | 0 | 0 | 0 | 0 | 0 | 0.073152 | 0.032048
1996 | 281.5937 | 0 | 0 | 0 | 0 | 0 | 0 | 0.089408 | 0.096144
1996 | 281.6042 | 0 | 0 | 0 | 0 | 0 | 0 | 0.089408 | 0.048072
1996 | 281.6146 | 0 | 0 | 0 | 0 | 0 | 0 | -0.008128 | 0.048072
1996 | 281.625 | 0 | 0 | 0 | 0 | 0 | 0 | 0.11786 | 0.052078
1996 | 281.6354 | 0 | 0 | 0 | 0 | 0 | 0 | -0.024384 | -0.008012
1996 | 281.6458 | 0 | 0 | 0 | 0 | 0 | 0 | 0.048768 | 0.072108
1996 | 281.6562 | 0 | 0 | 0 | 0 | 0 | 0 | 0.12598 | 0.064096
1996 | 281.6667 | 0 | 0 | 0 | 0 | 0 | 0 | 0 | -0.084126
1996 | 281.6771 | 0 | 0 | 0 | 0 | 0 | 0 | 0.008128 | 0.10015
1996 | 281.6875 | 0 | 0 | 0 | 0 | 0 | 0 | 0.036576 | 0.04006
1996 | 281.6979 | 0 | 0 | 0 | 0 | 0 | 0 | 0.065024 | 0.048072
1996 | 281.7083 | 0 | 0 | 0 | 0 | 0 | 0 | 0.024384 | 0.016024
1996 | 281.7187 | 0 | 0 | 0 | 0 | 0 | 0 | -0.012192 | 0.044066
1996 | 281.7292 | 0 | 0 | 0 | 0 | 0 | 0 | 0.069088 | 0
1996 | 281.7396 | 0 | 0 | 0 | 0 | 0 | 0 | 0.08128 | 0.048072
1996 | 281.75 | 0 | 0 | 0 | 0 | 0 | 0 | 0 | 0.012018
1996 | 281.7604 | 0 | 0 | 0 | 0 | 0 | 0 | 0.024384 | -0.024036
1996 | 281.7708 | 0 | 0 | 0 | 0 | 0 | 0 | 0.065024 | 0.076114
1996 | 281.7812 | 0 | 0 | 0 | 0 | 0 | 0 | -0.028448 | -0.004006
1996 | 281.7917 | 0 | 0 | 0 | 0 | 0 | 0 | 0.024384 | 0.02003
1996 | 281.8021 | 0 | 0 | 0 | 0 | 0 | 0 | 0.048768 | 0.036054
1996 | 281.8125 | 0 | 0 | 0 | 0 | 0 | 0 | 2.2737e-13 | -0.012018
1996 | 281.8229 | 0.032512 | 0 | 0 | 0 | 0 | 0 | -0.008128 | 0.004006
1996 | 281.8333 | 0 | 0 | 0 | 0 | 0 | 0 | 0.02032 | 0.008012
1996 | 281.8437 | 0 | 0 | 0 | 0 | 0 | 0 | 0 | 0.012018
1996 | 281.8542 | 0 | 0 | 0 | 0 | 0 | 0 | 0.004064 | 0.016024
1996 | 281.8646 | 0 | 0 | 0 | 0 | 0 | 0 | -0.02032 | -0.008012
1996 | 281.875 | 0 | 0 | 0 | 0 | 0 | 0 | 0.008128 | 0.016024
1996 | 281.8854 | 0 | 0 | 0 | 0 | 0 | 0 | 0 | 0
1996 | 281.8958 | 0 | 0 | 0 | 0 | 0 | 0 | -0.008128 | 0.016024
1996 | 281.9062 | 0 | 0 | 0 | 0 | 0 | 0 | -0.004064 | 0.008012
1996 | 281.9167 | 0 | 0 | 0 | 0 | 0 | 0 | 0 | -0.016024
1996 | 281.9271 | 0 | 0 | 0 | 0 | 0 | 0 | 0.012192 | -0.004006
1996 | 281.9375 | 0 | 0 | 0 | 0 | 0 | 0 | 0.012192 | 0.008012
1996 | 281.9479 | 0 | 0 | 0 | 0 | 0 | 0 | 0.012192 | 0.036054
1996 | 281.9583 | 0 | 0 | 0 | 0 | 0 | 0 | 0.004064 | 0
1996 | 281.9687 | 0 | 0 | 0 | 0 | 0 | 0 | 0.016256 | 0.012018
1996 | 281.9792 | 0 | 0 | 0 | 0 | 0 | 0 | 0.008128 | 0.008012
1996 | 281.9896 | 0 | 0 | 0 | 0 | 0 | 0 | -0.008128 | 0
1996 | 282 | 0 | 0 | 0 | 0 | 0 | 0 | 0.012192 | 0.012018
1996 | 282.0104 | 0 | 0 | 0 | 0 | 0 | 0 | 0.004064 | 0.004006
1996 | 282.0208 | 0 | 0 | 0 | 0 | 0 | 0 | 0.004064 | 0.016024
1996 | 282.0312 | 0 | 0 | 0 | 0 | 0 | 0 | 0.032512 | 0.004006
1996 | 282.0417 | 0 | 0 | 0 | 0 | 0 | 0 | -0.004064 | 0.012018
1996 | 282.0521 | 0 | 0 | 0 | 0 | 0 | 0 | 0 | 0.004006
1996 | 282.0625 | 0 | 0 | 0 | 0 | 0 | 0 | 0.016256 | 0.012018
1996 | 282.0729 | 0 | 0 | 0 | 0 | 0 | 0 | -0.028448 | 0
1996 | 282.0833 | 0 | 0 | 0 | 0 | 0 | 0 | 0.02032 | 0.008012
1996 | 282.0937 | 0 | 0 | 0 | 0 | 0 | 0 | 0.016256 | 0.016024
1996 | 282.1042 | 0 | 0 | 0 | 0 | 0 | 0 | 0.012192 | -0.004006
1996 | 282.1146 | 0 | 0 | 0 | 0 | 0 | 0 | 0.016256 | 0.008012
1996 | 282.125 | 0 | 0 | 0 | 0 | 0 | 0 | -0.012192 | 0.004006
1996 | 282.1354 | 0 | 0 | 0 | 0 | 0 | 0 | 0 | 0
1996 | 282.1458 | 0 | 0 | 0 | 0 | 0 | 0 | -0.004064 | -0.012018
1996 | 282.1562 | 0 | 0 | 0 | 0 | 0 | 0 | 0.004064 | 0.008012
1996 | 282.1667 | 0 | 0 | 0 | 0 | 0 | 0 | 0.016256 | 0.008012
1996 | 282.1771 | 0 | 0 | 0 | 0 | 0 | 0 | -0.004064 | 0.004006
1996 | 282.1875 | 0 | 0 | 0 | 0 | 0 | 0 | 0.012192 | 0.016024
1996 | 282.1979 | 0 | 0 | 0 | 0 | 0 | 0 | 0.004064 | 0.012018
1996 | 282.2083 | 0 | 0 | 0 | 0 | 0 | 0 | 0 | -0.012018
1996 | 282.2187 | 0 | 0 | 0 | 0 | 0 | 0 | 0 | 0.004006
1996 | 282.2292 | 0 | 0 | 0 | 0 | 0 | 0 | 0.004064 | 0
1996 | 282.2396 | 0 | 0 | 0 | 0 | 0 | 0 | -0.004064 | 0.004006
1996 | 282.25 | 0 | 0 | 0 | 0 | 0 | 0 | 0 | -0.012018
1996 | 282.2604 | 0 | 0 | 0 | 0 | 0 | 0 | -0.008128 | -0.008012
1996 | 282.2708 | 0 | 0 | 0 | 0 | 0 | 0 | -0.008128 | 0.008012
1996 | 282.2812 | 0 | 0 | 0 | 0 | 0 | 0 | 0 | -0.004006
1996 | 282.2917 | 0 | 0 | 0 | 0 | 0 | 0 | -0.004064 | -0.016024
1996 | 282.3021 | 0 | 0 | 0 | 0 | 0 | 0 | -0.004064 | 0.02003
1996 | 282.3125 | 0 | 0 | 0 | 0 | 0 | 0 | 0 | 0
1996 | 282.3229 | 0 | 0 | 0 | 0 | 0 | 0 | 0.004064 | 0
1996 | 282.3333 | 0 | 0 | 0 | 0 | 0 | 0 | 0.004064 | -0.008012
1996 | 282.3437 | 0 | 0 | 0 | 0 | 0 | 0 | 0 | 0.012018
1996 | 282.3542 | 0 | 0 | 0 | 0 | 0 | 0 | 0.004064 | 0.008012
1996 | 282.3646 | 0 | 0 | 0 | 0 | 0 | 0 | 0.032512 | 0.024036
1996 | 282.375 | 0 | 0 | 0 | 0 | 0 | 0 | 0.024384 | 0.02003
1996 | 282.3854 | 0 | 0 | 0 | 0 | 0 | 0 | 0.032512 | 0.032048
1996 | 282.3958 | 0 | 0 | 0 | 0 | 0 | 0 | 0.016256 | 0.032048
1996 | 282.4062 | 0 | 0 | 0 | 0 | 0 | 0 | 0.036576 | 0.032048
1996 | 282.4167 | 0 | 0 | 0 | 0 | 0 | 0 | 0.036576 | 0.032048
1996 | 282.4271 | 0 | 0 | 0 | 0 | 0 | 0 | 0.04064 | 0.028042
1996 | 282.4375 | 0 | 0 | 0 | 0 | 0 | 0 | 0.032512 | 0.048072
1996 | 282.4479 | 0 | 0 | 0 | 0 | 0 | 0 | 0.048768 | 0.04006
1996 | 282.4583 | 0 | 0 | 0 | 0 | 0 | 0 | 0.044704 | 0.028042
1996 | 282.4687 | 0 | 0 | 0 | 0 | 0 | 0 | 0.048768 | 0.032048
1996 | 282.4792 | 0 | 0 | 0 | 0 | 0 | 0 | 0.044704 | 0.08012
1996 | 282.4896 | 0 | 0 | 0 | 0 | 0 | 0 | 0.052832 | 0.056084
1996 | 282.5 | 0 | 0 | 0 | 0 | 0 | 0 | 0.052832 | 0.040861
1996 | 282.5104 | 0 | 0 | 0 | 0 | 0 | 0 | 0.056896 | 0.052879
1996 | 282.5208 | 0 | 0 | 0 | 0 | 0 | 0 | 0.063398 | 0.04647
1996 | 282.5312 | 0 | 0 | 0 | 0 | 0 | 0 | 0.06096 | 0.064096
1996 | 282.5417 | 0 | 0 | 0 | 0 | 0 | 0 | 0.077216 | 0.072108
1996 | 282.5521 | 0 | 0 | 0 | 0 | 0 | 0 | 0.052832 | 0.04006
1996 | 282.5625 | 0 | 0 | 0 | 0 | 0 | 0 | 0.085344 | 0.084126
1996 | 282.5729 | 0 | 0 | 0 | 0 | 0 | 0 | 0.073152 | 0.092138
1996 | 282.5833 | 0 | 0 | 0 | 0 | 0 | 0 | 0.073152 | 0.056084
1996 | 282.5937 | 0 | 0 | 0 | 0 | 0 | 0 | 0.06096 | 0.064096
1996 | 282.6042 | 0 | 0 | 0 | 0 | 0 | 0 | 0.093472 | 0.088132
1996 | 282.6146 | 0 | 0 | 0 | 0 | 0 | 0 | 0.06096 | 0.068102
1996 | 282.625 | 0 | 0 | 0 | 0 | 0 | 0 | 0.073152 | 0.068102
1996 | 282.6354 | 0 | 0 | 0 | 0 | 0 | 0 | 0.069088 | 0.076114
1996 | 282.6458 | 0 | 0 | 0 | 0 | 0 | 0 | 0.065024 | 0.04006
1996 | 282.6562 | 0 | 0 | 0 | 0 | 0 | 0 | 0.056896 | 0.068102
1996 | 282.6667 | 0 | 0 | 0 | 0 | 0 | 0 | 0.073152 | 0.076114
1996 | 282.6771 | 0 | 0 | 0 | 0 | 0 | 0 | 0.052832 | 0.064096
1996 | 282.6875 | 0 | 0 | 0 | 0 | 0 | 0 | 0.056896 | 0.048072
1996 | 282.6979 | 0 | 0 | 0 | 0 | 0 | 0 | 0.044704 | 0.044066
1996 | 282.7083 | 0 | 0 | 0 | 0 | 0 | 0 | 0.048768 | 0.036054
1996 | 282.7187 | 0 | 0 | 0 | 0 | 0 | 0 | 0.044704 | 0.064096
1996 | 282.7292 | 0 | 0 | 0 | 0 | 0 | 0 | 0.028448 | 0.028042
1996 | 282.7396 | 0 | 0 | 0 | 0 | 0 | 0 | 0.028448 | 0.008012
1996 | 282.75 | 0 | 0 | 0 | 0 | 0 | 0 | 0.016256 | 0.036054
1996 | 282.7604 | 0 | 0 | 0 | 0 | 0 | 0 | 0.004064 | -0.024036
1996 | 282.7708 | 0 | 0 | 0 | 0 | 0 | 0 | 0.004064 | 0.012018
1996 | 282.7812 | 0 | 0 | 0 | 0 | 0 | 0 | 0.004064 | -0.008012
1996 | 282.7917 | 0 | 0 | 0 | 0 | 0 | 0 | 0 | 0.016024
1996 | 282.8021 | 0 | 0 | 0 | 0 | 0 | 0 | 0.008128 | 0.008012
1996 | 282.8125 | 0 | 0 | 0 | 0 | 0 | 0 | 0 | -0.008012
1996 | 282.8229 | 0 | 0 | 0 | 0 | 0 | 0 | 0 | 0.012018
1996 | 282.8333 | 0 | 0 | 0 | 0 | 0 | 0 | 0 | -0.008012
1996 | 282.8437 | 0 | 0 | 0 | 0 | 0 | 0 | 0 | 0.004006
1996 | 282.8542 | 0 | 0.024036 | 0 | 0 | 0 | 0 | 0 | 0.016024
1996 | 282.8646 | 0 | 0 | 0 | 0 | 0 | 0 | 0 | 0.024036
1996 | 282.875 | 0 | 0 | 0 | 0 | 0 | 0 | 0.008128 | -0.016024
1996 | 282.8854 | 0 | 0 | 0 | 0 | 0 | 0 | -0.004064 | 0.012018
1996 | 282.8958 | 0 | 0 | 0 | 0 | 0 | 0 | 0.004064 | -0.004006
1996 | 282.9062 | 0 | 0 | 0 | 0 | 0 | 0 | 0 | 0.004006
1996 | 282.9167 | 0 | 0 | 0 | 0 | 0 | 0 | 0.004064 | -0.008012
1996 | 282.9271 | 0 | 0 | 0 | 0 | 0 | 0 | -0.004064 | 0.004006
1996 | 282.9375 | 0 | 0 | 0 | 0 | 0 | 0 | 0.008128 | 0.012018
1996 | 282.9479 | 0 | 0 | 0 | 0 | 0 | 0 | 0 | -0.008012
1996 | 282.9583 | 0 | 0 | 0 | 0 | 0 | 0 | 0.004064 | 0.016024
1996 | 282.9687 | 0 | 0 | 0 | 0 | 0 | 0 | -0.004064 | -0.008012
1996 | 282.9792 | 0 | 0 | 0 | 0 | 0 | 0 | 0.004064 | -0.004006
1996 | 282.9896 | 0 | 0 | 0 | 0 | 0 | 0 | -0.004064 | 0
1996 | 283 | 0 | 0 | 0 | 0 | 0 | 0 | 0 | 0.008012
1996 | 283.0104 | 0 | 0 | 0 | 0 | 0 | 0 | 0 | 0.008012
1996 | 283.0208 | 0 | 0 | 0 | 0 | 0 | 0 | 0 | -0.008012
1996 | 283.0312 | 0 | 0 | 0 | 0 | 0 | 0 | 0.004064 | 0.008012
1996 | 283.0417 | 0 | 0 | 0 | 0 | 0 | 0 | -0.004064 | -0.004006
1996 | 283.0521 | 0 | 0 | 0 | 0 | 0 | 0 | 0.004064 | 0
1996 | 283.0625 | 0 | 0 | 0 | 0 | 0 | 0 | 0.012192 | 0.02003
1996 | 283.0729 | 0 | 0 | 0 | 0 | 0 | 0 | 0 | -0.004006
1996 | 283.0833 | 0 | 0 | 0 | 0 | 0 | 0 | 0 | 0
1996 | 283.0937 | 0 | 0 | 0 | 0 | 0 | 0 | 0 | 0.004006
1996 | 283.1042 | 0 | 0.024036 | 0 | 0 | 0 | 0 | 0.004064 | 0.004006
1996 | 283.1146 | 0 | 0 | 0 | 0 | 0 | 0 | 0.004064 | 0.028042
1996 | 283.125 | 0 | 0 | 0 | 0 | 0 | 0 | 0 | 0
1996 | 283.1354 | 0 | 0 | 0 | 0 | 0 | 0 | 0 | 0
1996 | 283.1458 | 0 | 0 | 0 | 0 | 0 | 0 | -0.004064 | 0.008012
1996 | 283.1562 | 0 | 0.024036 | 0 | 0 | 0 | 0 | -0.004064 | 0.004006
1996 | 283.1667 | 0 | 0 | 0 | 0 | 0 | 0 | 0.008128 | 0.02003
1996 | 283.1771 | 0 | 0 | 0 | 0 | 0 | 0 | 0.004064 | 0.004006
1996 | 283.1875 | 0 | 0 | 0 | 0 | 0 | 0 | 0.016256 | 0.016024
1996 | 283.1979 | 0 | 0 | 0 | 0 | 0 | 0 | -0.004064 | -0.012018
1996 | 283.2083 | 0 | 0 | 0 | 0 | 0 | 0 | 0 | 0.004006
1996 | 283.2187 | 0 | 0 | 0 | 0 | 0 | 0 | -0.004064 | 0
1996 | 283.2292 | 0 | 0 | 0 | 0 | 0 | 0 | -0.004064 | -0.008012
1996 | 283.2396 | 0 | 0 | 0 | 0 | 0 | 0 | 0.004064 | 0.004006
1996 | 283.25 | 0 | 0 | 0 | 0 | 0 | 0 | 0.008128 | 0.008012
1996 | 283.2604 | 0 | 0 | 0 | 0 | 0 | 0 | 0.008128 | -0.008012
1996 | 283.2708 | 0 | 0 | 0 | 0 | 0 | 0 | 0.004064 | 0.004006
1996 | 283.2812 | 0 | 0 | 0 | 0 | 0 | 0 | 0.008128 | 0.004006
1996 | 283.2917 | 0 | 0 | 0 | 0 | 0 | 0 | 0.008128 | 0.016024
1996 | 283.3021 | 0 | 0 | 0 | 0 | 0 | 0 | 0.008128 | 0.004006
1996 | 283.3125 | 0 | 0 | 0 | 0 | 0 | 0 | 0.008128 | 0.048072
1996 | 283.3229 | 0 | 0 | 0 | 0 | 0 | 0 | 0 | -0.044066
1996 | 283.3333 | 0 | 0 | 0 | 0 | 0 | 0 | 0.008128 | 0.024036
1996 | 283.3437 | 0 | 0 | 0 | 0 | 0 | 0 | 0.028448 | 0.008012
1996 | 283.3542 | 0 | 0 | 0 | 0 | 0 | 0 | 0.028448 | 0.024036
1996 | 283.3646 | 0 | 0 | 0 | 0 | 0 | 0 | 0.08128 | 0.052078
1996 | 283.375 | 0 | 0 | 0 | 0 | 0 | 0 | 0.048768 | 0.052078
1996 | 283.3854 | 0 | 0 | 0 | 0 | 0 | 0 | 0.036576 | 0.016024
1996 | 283.3958 | 0 | 0 | 0 | 0 | 0 | 0 | 0.028448 | 0.052078
1996 | 283.4062 | 0 | 0 | 0 | 0 | 0 | 0 | 0.065024 | 0.076114
1996 | 283.4167 | 0 | 0 | 0 | 0 | 0 | 0 | 0.04064 | 0.016024
1996 | 283.4271 | 0 | 0 | 0 | 0 | 0 | 0 | 0.04064 | 0.032048
1996 | 283.4375 | 0 | 0 | 0 | 0 | 0 | 0 | 0.052832 | 0.068102
1996 | 283.4479 | 0 | 0 | 0 | 0 | 0 | 0 | 0.085344 | 0.072108
1996 | 283.4583 | 0 | 0 | 0 | 0 | 0 | 0 | 0.048768 | 0.04006
1996 | 283.4687 | 0 | 0 | 0 | 0 | 0 | 0 | 0.04064 | 0.028042
1996 | 283.4792 | 0 | 0 | 0 | 0 | 0 | 0 | 0.065024 | 0.096144
1996 | 283.4896 | 0 | 0 | 0 | 0 | 0 | 0 | 0.077216 | 0.064096
1996 | 283.5 | 0 | 0 | 0 | 0 | 0 | 0 | 0.069088 | 0.064096
1996 | 283.5104 | 0 | 0 | 0 | 0 | 0 | 0 | 0.069088 | 0.032048
1996 | 283.5208 | 0 | 0 | 0 | 0 | 0 | 0 | 0.08128 | 0.08012
1996 | 283.5312 | 0 | 0 | 0 | 0 | 0 | 0 | 0.073152 | 0.08012
1996 | 283.5417 | 0 | 0 | 0 | 0 | 0 | 0 | 0.08128 | 0.068102
1996 | 283.5521 | 0 | 0 | 0 | 0 | 0 | 0 | 0.077216 | 0.10816
1996 | 283.5625 | 0 | 0 | 0 | 0 | 0 | 0 | 0.069088 | 0.088132
1996 | 283.5729 | 0 | 0 | 0 | 0 | 0 | 0 | 0.069088 | 0.072108
1996 | 283.5833 | 0 | 0 | 0 | 0 | 0 | 0 | 0.085344 | 0.072108
1996 | 283.5937 | 0 | 0 | 0 | 0 | 0 | 0 | 0.06096 | 0.08012
1996 | 283.6042 | 0 | 0 | 0 | 0 | 0 | 0 | 0.065024 | 0.092138
1996 | 283.6146 | 0 | 0 | 0 | 0 | 0 | 0 | 0.085344 | 0.056084
1996 | 283.625 | 0 | 0 | 0 | 0 | 0 | 0 | 0.052832 | 0.08012
1996 | 283.6354 | 0 | 0 | 0 | 0 | 0 | 0 | 0.073152 | 0.076114
1996 | 283.6458 | 0 | 0 | 0 | 0 | 0 | 0 | 0.056896 | 0.048072
1996 | 283.6562 | 0 | 0 | 0 | 0 | 0 | 0 | 0.073152 | 0.06009
1996 | 283.6667 | 0 | 0 | 0 | 0 | 0 | 0 | 0.04064 | 0.08012
1996 | 283.6771 | 0 | 0 | 0 | 0 | 0 | 0 | 0.065024 | 0.032048
1996 | 283.6875 | 0 | 0 | 0 | 0 | 0 | 0 | 0.048768 | 0.068102
1996 | 283.6979 | 0 | 0 | 0 | 0 | 0 | 0 | 0.06096 | 0.048072
1996 | 283.7083 | 0 | 0 | 0 | 0 | 0 | 0 | 0.028448 | 0.048072
1996 | 283.7187 | 0 | 0 | 0 | 0 | 0 | 0 | 0.036576 | 0.052078
1996 | 283.7292 | 0 | 0 | 0 | 0 | 0 | 0 | 0.028448 | 0.02003
1996 | 283.7396 | 0 | 0 | 0 | 0 | 0 | 0 | 0.028448 | 0.044066
1996 | 283.75 | 0 | 0 | 0 | 0 | 0 | 0 | 0.02032 | 0.008012
1996 | 283.7604 | 0 | 0 | 0 | 0 | 0 | 0 | 0.004064 | 0.032048
1996 | 283.7708 | 0 | 0 | 0 | 0 | 0 | 0 | 0.008128 | -0.004006
1996 | 283.7812 | 0 | 0 | 0 | 0 | 0 | 0 | 0.012192 | 0.028042
1996 | 283.7917 | 0 | 0 | 0 | 0 | 0 | 0 | 0.004064 | 0
1996 | 283.8021 | 0 | 0 | 0 | 0 | 0 | 0 | 0.004064 | 0.016024
1996 | 283.8125 | 0 | 0.024036 | 0 | 0 | 0 | 0 | 0.008128 | 0.008012
1996 | 283.8229 | 0 | 0 | 0 | 0 | 0 | 0 | 0.008128 | 0.016024
1996 | 283.8333 | 0 | 0.024036 | 0 | 0 | 0 | 0 | 0.008128 | 0.008012
1996 | 283.8437 | 0 | 0 | 0 | 0 | 0 | 0 | 0.016256 | 0.004006
1996 | 283.8542 | 0 | 0 | 0 | 0 | 0 | 0 | 0.016256 | 0
1996 | 283.8646 | 0 | 0 | 0 | 0 | 0 | 0 | 0.012192 | 0.032048
1996 | 283.875 | 0 | 0 | 0 | 0 | 0 | 0 | 0.008128 | 0.004006
1996 | 283.8854 | 0 | 0 | 0 | 0 | 0 | 0 | 0 | 0.032048
1996 | 283.8958 | 0 | 0 | 0 | 0 | 0 | 0 | 0.016256 | -0.004006
1996 | 283.9062 | 0 | 0 | 0 | 0 | 0 | 0 | -0.008128 | -0.02003
1996 | 283.9167 | 0 | 0 | 0 | 0 | 0 | 0 | 0.008128 | 0.012018
1996 | 283.9271 | 0 | 0 | 0 | 0 | 0 | 0 | 0.004064 | 0.008012
1996 | 283.9375 | 0 | 0 | 0 | 0 | 0 | 0 | -0.004064 | -0.008012
1996 | 283.9479 | 0 | 0 | 0 | 0 | 0 | 0 | 0 | 0.016024
1996 | 283.9583 | 0 | 0 | 0 | 0 | 0 | 0 | 0 | -0.012018
1996 | 283.9687 | 0 | 0 | 0 | 0 | 0 | 0 | 0.004064 | 0
1996 | 283.9792 | 0 | 0 | 0 | 0 | 0 | 0 | -0.008128 | -0.008012
1996 | 283.9896 | 0 | 0 | 0 | 0 | 0 | 0 | 0.004064 | 0.012018
1996 | 284 | 0 | 0 | 0 | 0 | 0 | 0 | -0.004064 | 0.012018
1996 | 284.0104 | 0 | 0 | 0 | 0 | 0 | 0 | 0.004064 | -0.008012
1996 | 284.0208 | 0 | 0 | 0 | 0 | 0 | 0 | 0 | -0.012018
1996 | 284.0312 | 0 | 0 | 0 | 0 | 0 | 0 | 0.004064 | 0.004006
1996 | 284.0417 | 0 | 0 | 0 | 0 | 0 | 0 | 0 | 0.012018
1996 | 284.0521 | 0 | 0 | 0 | 0 | 0 | 0 | 0 | 0.004006
1996 | 284.0625 | 0 | 0 | 0 | 0 | 0 | 0 | -0.004064 | 0.02003
1996 | 284.0729 | 0 | 0 | 0 | 0 | 0 | 0 | 0.004064 | -0.02003
1996 | 284.0833 | 0 | 0 | 0 | 0 | 0 | 0 | 0 | 0.008012
1996 | 284.0937 | 0 | 0 | 0 | 0 | 0 | 0 | 0 | -0.016024
1996 | 284.1042 | 0 | 0 | 0 | 0 | 0 | 0 | 0.004064 | 0.012018
1996 | 284.1146 | 0 | 0 | 0 | 0 | 0 | 0 | 0 | -0.008012
1996 | 284.125 | 0 | 0 | 0 | 0 | 0 | 0 | 0 | 0.004006
1996 | 284.1354 | 0 | 0 | 0 | 0 | 0 | 0 | -0.004064 | 0.012018
1996 | 284.1458 | 0 | 0 | 0 | 0 | 0 | 0 | 0.008128 | -0.016024
1996 | 284.1562 | 0 | 0 | 0 | 0 | 0 | 0 | -0.004064 | 0.028042
1996 | 284.1667 | 0 | 0 | 0 | 0 | 0 | 0 | 0.004064 | -0.008012
1996 | 284.1771 | 0 | 0 | 0 | 0 | 0 | 0 | 0 | 0.008012
1996 | 284.1875 | 0 | 0 | 0 | 0 | 0 | 0 | 0 | 0.016024
1996 | 284.1979 | 0 | 0.024036 | 0 | 0 | 0 | 0 | 0 | 0.004006
1996 | 284.2083 | 0 | 0 | 0 | 0 | 0 | 0 | 0.004064 | 0.008012
1996 | 284.2187 | 0 | 0 | 0 | 0 | 0 | 0 | 0 | 2.2737e-13
1996 | 284.2292 | 0 | 0 | 0 | 0 | 0 | 0 | 0.004064 | 0.012018
1996 | 284.2396 | 0 | 0 | 0 | 0 | 0 | 0 | 0 | -0.012018
1996 | 284.25 | 0 | 0 | 0 | 0 | 0 | 0 | 0 | 0.02003
1996 | 284.2604 | 0 | 0 | 0 | 0 | 0 | 0 | 0 | -0.016024
1996 | 284.2708 | 0 | 0 | 0 | 0 | 0 | 0 | 0 | -0.012018
1996 | 284.2812 | 0 | 0 | 0 | 0 | 0 | 0 | 0 | 0.032048
1996 | 284.2917 | 0 | 0 | 0 | 0 | 0 | 0 | 0.008128 | -0.004006
1996 | 284.3021 | 0 | 0 | 0 | 0 | 0 | 0 | 0.008128 | 0.008012
1996 | 284.3125 | 0 | 0 | 0 | 0 | 0 | 0 | 0 | 0.012018
1996 | 284.3229 | 0 | 0 | 0 | 0 | 0 | 0 | 0.008128 | 0
1996 | 284.3333 | 0 | 0 | 0 | 0 | 0 | 0 | 0.012192 | 0.004006
1996 | 284.3437 | 0 | 0 | 0 | 0 | 0 | 0 | 0.016256 | 0.008012
1996 | 284.3542 | 0 | 0 | 0 | 0 | 0 | 0 | 0.016256 | 0.024036
1996 | 284.3646 | 0 | 0 | 0 | 0 | 0 | 0 | 0.02032 | 0
1996 | 284.375 | 0 | 0 | 0 | 0 | 0 | 0 | 0.02032 | 0.036054
1996 | 284.3854 | 0 | 0 | 0 | 0 | 0 | 0 | 0.04064 | 0.02003
1996 | 284.3958 | 0 | 0 | 0 | 0 | 0 | 0 | 0.044704 | 0.036054
1996 | 284.4062 | 0 | 0 | 0 | 0 | 0 | 0 | 0.048768 | 0.072108
1996 | 284.4167 | 0 | 0 | 0 | 0 | 0 | 0 | 0.016256 | 0.032048
1996 | 284.4271 | 0 | 0 | 0 | 0 | 0 | 0 | 0.052832 | 0.028042
1996 | 284.4375 | 0 | 0 | 0 | 0 | 0 | 0 | 0.085344 | 0.076114
1996 | 284.4479 | 0 | 0 | 0 | 0 | 0 | 0 | 0.044704 | 0.028042
1996 | 284.4583 | 0 | 0 | 0 | 0 | 0 | 0 | 0.048768 | 0.08012
1996 | 284.4687 | 0 | 0 | 0 | 0 | 0 | 0 | 0.024384 | 0.032048
1996 | 284.4792 | 0 | 0 | 0 | 0 | 0 | 0 | 0.065024 | 0.084126
1996 | 284.4896 | 0 | 0 | 0 | 0 | 0 | 0 | 0.065024 | 0.10816
1996 | 284.5 | 0 | 0 | 0 | 0 | 0 | 0 | 0.065024 | 0.032048
1996 | 284.5104 | 0 | 0 | 0 | 0 | 0 | 0 | 0.056896 | 0.06009
1996 | 284.5208 | 0 | 0 | 0 | 0 | 0 | 0 | 0.085344 | 0.096144
1996 | 284.5312 | 0 | 0 | 0 | 0 | 0 | 0 | 0.048768 | 0.032048
1996 | 284.5417 | 0 | 0 | 0 | 0 | 0 | 0 | 0.065024 | 0.096144
1996 | 284.5521 | 0 | 0 | 0 | 0 | 0 | 0 | 0.097536 | 0.084126
1996 | 284.5625 | 0 | 0 | 0 | 0 | 0 | 0 | 0.032512 | 0.052078
1996 | 284.5729 | 0 | 0 | 0 | 0 | 0 | 0 | 0.093472 | 0.024036
1996 | 284.5833 | 0 | 0 | 0 | 0 | 0 | 0 | 0.08128 | 0.14822
1996 | 284.5937 | 0 | 0 | 0 | 0 | 0 | 0 | 0.069088 | 0.076114
1996 | 284.6042 | 0 | 0 | 0 | 0 | 0 | 0 | 0.08128 | 0.056084
1996 | 284.6146 | 0 | 0 | 0 | 0 | 0 | 0 | 0.073152 | 0.084126
1996 | 284.625 | 0 | 0 | 0 | 0 | 0 | 0 | 0.048768 | 0.068102
1996 | 284.6354 | 0 | 0 | 0 | 0 | 0 | 0 | 0.085344 | 0.052078
1996 | 284.6458 | 0 | 0 | 0 | 0 | 0 | 0 | 0.048768 | 0.096144
1996 | 284.6562 | 0 | 0 | 0 | 0 | 0 | 0 | 0.08128 | 0.076114
1996 | 284.6667 | 0 | 0 | 0 | 0 | 0 | 0 | 0.044704 | 0.036054
1996 | 284.6771 | 0 | 0 | 0 | 0 | 0 | 0 | 0.11786 | 0.088132
1996 | 284.6875 | 0 | 0 | 0 | 0 | 0 | 0 | 0.036576 | 0.032048
1996 | 284.6979 | 0 | 0 | 0 | 0 | 0 | 0 | 0.04064 | 0.072108
1996 | 284.7083 | 0 | 0 | 0 | 0 | 0 | 0 | 0.036576 | 0.032048
1996 | 284.7187 | 0 | 0 | 0 | 0 | 0 | 0 | 0.04064 | 0.028042
1996 | 284.7292 | 0 | 0 | 0 | 0 | 0 | 0 | 0.032512 | 0.06009
1996 | 284.7396 | 0 | 0 | 0 | 0 | 0 | 0 | 0.048768 | 0.052078
1996 | 284.75 | 0 | 0 | 0 | 0 | 0 | 0 | 0.048768 | 0.04006
1996 | 284.7604 | 0 | 0 | 0 | 0 | 0 | 0 | 0.044704 | 0.02003
1996 | 284.7708 | 0 | 0 | 0 | 0 | 0 | 0 | 0.024384 | 0.016024
1996 | 284.7812 | 0 | 0 | 0 | 0 | 0 | 0 | 0.028448 | 0.064096
1996 | 284.7917 | 0 | 0 | 0 | 0 | 0 | 0 | 0.012192 | -0.004006
1996 | 284.8021 | 0 | 0 | 0 | 0 | 0 | 0 | 0.02032 | 0.024036
1996 | 284.8125 | 0 | 0 | 0 | 0 | 0 | 0 | 0.004064 | -0.012018
1996 | 284.8229 | 0 | 0 | 0 | 0 | 0 | 0 | 0.004064 | 0.016024
1996 | 284.8333 | 0 | 0 | 0 | 0 | 0 | 0 | 0.012192 | 0.004006
1996 | 284.8437 | 0 | 0 | 0 | 0 | 0 | 0 | 0.008128 | -0.008012
1996 | 284.8542 | 0 | 0 | 0 | 0 | 0 | 0 | 0.004064 | 0.024036
1996 | 284.8646 | 0 | 0 | 0 | 0 | 0 | 0 | 0.004064 | 0.004006
1996 | 284.875 | 0 | 0 | 0 | 0 | 0 | 0 | 0 | 0.032048
1996 | 284.8854 | 0 | 0.024036 | 0 | 0 | 0 | 0 | 0.012192 | -0.012018
1996 | 284.8958 | 0 | 0 | 0 | 0 | 0 | 0 | 0.004064 | 0.044066
1996 | 284.9062 | 0 | 0 | 0 | 0 | 0 | 0 | 0.008128 | -0.016024
1996 | 284.9167 | 0 | 0 | 0 | 0 | 0 | 0 | 0.004064 | -0.024036
1996 | 284.9271 | 0 | 0 | 0 | 0 | 0 | 0 | 0.016256 | 0.076114
1996 | 284.9375 | 0 | 0 | 0 | 0 | 0 | 0 | -0.004064 | 0.012018
1996 | 284.9479 | 0 | 0 | 0 | 0 | 0 | 0 | 0.02032 | -0.024036
1996 | 284.9583 | 0 | 0 | 0 | 0 | 0 | 0 | 0.004064 | -0.012018
1996 | 284.9687 | 0 | 0 | 0 | 0 | 0 | 0 | 0.008128 | 0.052078
1996 | 284.9792 | 0 | 0 | 0 | 0 | 0 | 0 | 0.016256 | 0
1996 | 284.9896 | 0 | 0 | 0 | 0 | 0 | 0 | -0.004064 | -0.004006
1996 | 285 | 0 | 0 | 0 | 0 | 0 | 0 | 0.02032 | 0.04006
1996 | 285.0104 | 0 | 0 | 0 | 0 | 0 | 0 | 0.012192 | 0.012018
1996 | 285.0208 | 0 | 0 | 0 | 0 | 0 | 0 | 0.02032 | 0.016024
1996 | 285.0312 | 0 | 0 | 0 | 0 | 0 | 0 | 0.008128 | -0.016024
1996 | 285.0417 | 0 | 0 | 0 | 0 | 0 | 0 | 0 | 0.024036
1996 | 285.0521 | 0 | 0 | 0 | 0 | 0 | 0 | 0.012192 | 0.004006
1996 | 285.0625 | 0 | 0 | 0 | 0 | 0 | 0 | 0.004064 | -0.016024
1996 | 285.0729 | 0 | 0 | 0 | 0 | 0 | 0 | 0.012192 | 0.024036
1996 | 285.0833 | 0 | 0 | 0 | 0 | 0 | 0 | 0 | 0.024036
1996 | 285.0937 | 0 | 0 | 0 | 0 | 0 | 0 | 0.008128 | -0.028042
1996 | 285.1042 | 0 | 0 | 0 | 0 | 0 | 0 | 0 | 0.032048
1996 | 285.1146 | 0 | 0 | 0 | 0 | 0 | 0 | 0 | -0.004006
1996 | 285.125 | 0 | 0 | 0 | 0 | 0 | 0 | 0.012192 | 0
1996 | 285.1354 | 0 | 0 | 0 | 0 | 0 | 0 | 0.008128 | 0.008012
1996 | 285.1458 | 0 | 0 | 0 | 0 | 0 | 0 | 0 | 0.036054
1996 | 285.1562 | 0 | 0 | 0 | 0 | 0 | 0 | 0.008128 | -0.004006
1996 | 285.1667 | 0 | 0 | 0 | 0 | 0 | 0 | 0.004064 | 0.024036
1996 | 285.1771 | 0 | 0 | 0 | 0 | 0 | 0 | 0.008128 | -0.008012
1996 | 285.1875 | 0 | 0 | 0 | 0 | 0 | 0 | 0.012192 | 0.02003
1996 | 285.1979 | 0 | 0 | 0 | 0 | 0 | 0 | 0.004064 | -0.012018
1996 | 285.2083 | 0 | 0 | 0 | 0 | 0 | 0 | -0.004064 | 0.02003
1996 | 285.2187 | 0 | 0 | 0 | 0 | 0 | 0 | -0.008128 | -0.04006
1996 | 285.2292 | 0 | 0 | 0 | 0 | 0 | 0 | 0 | 0.028042
1996 | 285.2396 | 0 | 0 | 0 | 0 | 0 | 0 | 0.004064 | 2.2737e-13
1996 | 285.25 | 0 | 0 | 0 | 0 | 0 | 0 | 0.012192 | 0.012018
1996 | 285.2604 | 0 | 0 | 0 | 0 | 0 | 0 | -0.004064 | 0
1996 | 285.2708 | 0 | 0 | 0 | 0 | 0 | 0 | 0.016256 | 0.012018
1996 | 285.2812 | 0 | 0 | 0 | 0 | 0 | 0 | 0 | 0.004006
1996 | 285.2917 | 0 | 0 | 0 | 0 | 0 | 0 | -0.012192 | -0.008012
1996 | 285.3021 | 0 | 0 | 0 | 0 | 0 | 0 | 0 | 0.012018
1996 | 285.3125 | 0 | 0 | 0 | 0 | 0 | 0 | -0.004064 | 0.008012
1996 | 285.3229 | 0 | 0 | 0 | 0 | 0 | 0 | 0.008128 | 0
1996 | 285.3333 | 0 | 0 | 0 | 0 | 0 | 0 | -0.004064 | -0.028042
1996 | 285.3437 | 0 | 0 | 0 | 0 | 0 | 0 | -0.016256 | 0.024036
1996 | 285.3542 | 0 | 0 | 0 | 0 | 0 | 0 | 0.004064 | 0.02003
1996 | 285.3646 | 0 | 0 | 0 | 0 | 0 | 0 | 0.012192 | 0.008012
1996 | 285.375 | 0 | 0 | 0 | 0 | 0 | 0 | 0.008128 | 0.012018
1996 | 285.3854 | 0 | 0 | 0 | 0 | 0 | 0 | 0.012192 | 0.024036
1996 | 285.3958 | 0 | 0 | 0 | 0 | 0 | 0 | 0.028448 | 0.012018
1996 | 285.4062 | 0 | 0 | 0 | 0 | 0 | 0 | 0.069088 | 0.056084
1996 | 285.4167 | 0 | 0 | 0 | 0 | 0 | 0 | 0.06096 | 0.056084
1996 | 285.4271 | 0 | 0 | 0 | 0 | 0 | 0 | 0.044704 | 0.036054
1996 | 285.4375 | 0 | 0 | 0 | 0 | 0 | 0 | 0.028448 | 0.048072
1996 | 285.4479 | 0 | 0 | 0 | 0 | 0 | 0 | 0.056896 | 0.02003
1996 | 285.4583 | 0 | 0 | 0 | 0 | 0 | 0 | 0.065024 | 0.11217
1996 | 285.4687 | 0 | 0 | 0 | 0 | 0 | 0 | 0.044704 | 0.044066
1996 | 285.4792 | 0 | 0 | 0 | 0 | 0 | 0 | 0.069088 | 0.072108
1996 | 285.4896 | 0 | 0 | 0 | 0 | 0 | 0 | 0.056896 | 0.10416
1996 | 285.5 | 0 | 0 | 0 | 0 | 0 | 0 | 0.085344 | 0.024036
1996 | 285.5104 | 0 | 0 | 0 | 0 | 0 | 0 | 0.08128 | 0.10416
1996 | 285.5208 | 0 | 0 | 0 | 0 | 0 | 0 | 0.08128 | 0.072108
1996 | 285.5312 | 0 | 0 | 0 | 0 | 0 | 0 | 0.097536 | 0.092138
1996 | 285.5417 | 0 | 0 | 0 | 0 | 0 | 0 | 0.077216 | 0.10015
1996 | 285.5521 | 0 | 0 | 0 | 0 | 0 | 0 | 0.08128 | 0.10416
1996 | 285.5625 | 0 | 0 | 0 | 0 | 0 | 0 | 0.10566 | 0.064096
1996 | 285.5729 | 0 | 0 | 0 | 0 | 0 | 0 | 0.1016 | 0.10015
1996 | 285.5833 | 0 | 0 | 0 | 0 | 0 | 0 | 0.08128 | 0.088933
1996 | 285.5937 | 0 | 0 | 0 | 0 | 0 | 0 | 0.093472 | 0.098948
1996 | 285.6042 | 0 | 0 | 0 | 0 | 0 | 0 | 0.089408 | 0.10776
1996 | 285.6146 | 0 | 0 | 0 | 0 | 0 | 0 | 0.1016 | 0.08012
1996 | 285.625 | 0 | 0 | 0 | 0 | 0 | 0 | 0.085344 | 0.057686
1996 | 285.6354 | 0 | 0 | 0 | 0 | 0 | 0 | 0.089408 | 0.12338
1996 | 285.6458 | 0 | 0 | 0 | 0 | 0 | 0 | 0.065024 | 0.070506
1996 | 285.6562 | 0 | 0 | 0 | 0 | 0 | 0 | 0.093472 | 0.095743
1996 | 285.6667 | 0 | 0 | 0 | 0 | 0 | 0 | 0.085344 | 0.10776
1996 | 285.6771 | 0 | 0 | 0 | 0 | 0 | 0 | 0.069088 | 0.058087
1996 | 285.6875 | 0 | 0 | 0 | 0 | 0 | 0 | 0.085344 | 0.084927
1996 | 285.6979 | 0 | 0 | 0 | 0 | 0 | 0 | 0.04064 | 0.048873
1996 | 285.7083 | 0 | 0 | 0 | 0 | 0 | 0 | 0.073152 | 0.074111
1996 | 285.7187 | 0 | 0 | 0 | 0 | 0 | 0 | 0.065024 | 0.067701
1996 | 285.7292 | 0 | 0 | 0 | 0 | 0 | 0 | 0.052832 | 0.057286
1996 | 285.7396 | 0 | 0 | 0 | 0 | 0 | 0 | 0.04064 | 0.050876
1996 | 285.75 | 0 | 0 | 0 | 0 | 0 | 0 | 0.04064 | 0.0072108
1996 | 285.7604 | 0 | 0 | 0 | 0 | 0 | 0 | 0.028448 | 0.044867
1996 | 285.7708 | 0 | 0 | 0 | 0 | 0 | 0 | 0.004064 | 0.004006
1996 | 285.7812 | 0 | 0 | 0 | 0 | 0 | 0 | 0.016256 | 0.0028042
1996 | 285.7917 | 0 | 0 | 0 | 0 | 0 | 0 | 0.02032 | 0.01322
1996 | 285.8021 | 0 | 0 | 0 | 0 | 0 | 0 | 0.008128 | 0.014021
1996 | 285.8125 | 0 | 0 | 0 | 0 | 0 | 0 | 0.008128 | -0.0004006
1996 | 285.8229 | 0 | 0 | 0 | 0 | 0 | 0 | 0.008128 | 0.02003
1996 | 285.8333 | 0 | 0 | 0 | 0 | 0 | 0 | 0 | -0.0096144
1996 | 285.8437 | 0 | 0 | 0 | 0 | 0 | 0 | 0 | 0.0056084
1996 | 285.8542 | 0 | 0 | 0 | 0 | 0 | 0 | 0 | 0.019629
1996 | 285.8646 | 0 | 0 | 0 | 0 | 0 | 0 | 0.004064 | -0.0024036
1996 | 285.875 | 0 | 0 | 0 | 0 | 0 | 0 | 0.004064 | 0.0012018
1996 | 285.8854 | 0 | 0 | 0 | 0 | 0 | 0 | 0 | 0.0012018
1996 | 285.8958 | 0 | 0 | 0 | 0 | 0 | 0 | 0.008128 | 0.010416
1996 | 285.9062 | 0 | 0 | 0 | 0 | 0 | 0 | 0.008128 | -0.022033
1996 | 285.9167 | 0 | 0 | 0 | 0 | 0 | 0 | 0.008128 | 0.038458
1996 | 285.9271 | 0 | 0 | 0 | 0 | 0 | 0 | -0.004064 | -0.015223
1996 | 285.9375 | 0 | 0 | 0 | 0 | 0 | 0 | 0 | 0.010816
1996 | 285.9479 | 0 | 0 | 0 | 0 | 0 | 0 | 0.004064 | 0.0012018
1996 | 285.9583 | 0 | 0 | 0 | 0 | 0 | 0 | -0.004064 | -0.0028042
1996 | 285.9687 | 0 | 0 | 0 | 0 | 0 | 0 | 0.008128 | 0.0052078
1996 | 285.9792 | 0 | 0 | 0 | 0 | 0 | 0 | -0.004064 | 0.01362
1996 | 285.9896 | 0 | 0 | 0 | 0 | 0 | 0 | 0 | -0.0068102
1996 | 286 | 0 | 0 | 0 | 0 | 0 | 0 | 0 | 0.0024036
1996 | 286.0104 | 0 | 0 | 0 | 0 | 0 | 0 | 0.012192 | 0.01362
1996 | 286.0208 | 0 | 0 | 0 | 0 | 0 | 0 | -0.008128 | -0.0052078
1996 | 286.0312 | 0 | 0 | 0 | 0 | 0 | 0 | 0.012192 | 0.011217
1996 | 286.0417 | 0 | 0 | 0 | 0 | 0 | 0 | -0.004064 | 0.008012
1996 | 286.0521 | 0 | 0 | 0 | 0 | 0 | 0 | 0.008128 | 0.0056084
1996 | 286.0625 | 0 | 0 | 0 | 0 | 0 | 0 | 0.012192 | 0
1996 | 286.0729 | 0 | 0 | 0 | 0 | 0 | 0 | 0 | 0.0092138
1996 | 286.0833 | 0 | 0 | 0 | 0 | 0 | 0 | 0.016256 | 0.0096144
1996 | 286.0937 | 0 | 0 | 0 | 0 | 0 | 0 | -0.008128 | 0.0084126
1996 | 286.1042 | 0 | 0 | 0 | 0 | 0 | 0 | 0.004064 | 0.0024036
1996 | 286.1146 | 0 | 0 | 0 | 0 | 0 | 0 | -0.008128 | -0.0088132
1996 | 286.125 | 0 | 0 | 0 | 0 | 0 | 0 | 0.008128 | 0.0072108
1996 | 286.1354 | 0 | 0 | 0 | 0 | 0 | 0 | 0.016256 | 0.0048072
1996 | 286.1458 | 0 | 0 | 0 | 0 | 0 | 0 | 0.008128 | 0.0072108
1996 | 286.1562 | 0 | 0 | 0 | 0 | 0 | 0 | -0.004064 | 0.0056084
1996 | 286.1667 | 0 | 0 | 0 | 0 | 0 | 0 | 0.008128 | -0.0072108
1996 | 286.1771 | 0 | 0 | 0 | 0 | 0 | 0 | 0 | 0.0032048
1996 | 286.1875 | 0 | 0 | 0 | 0 | 0 | 0 | 0.004064 | 0.0096144
1996 | 286.1979 | 0 | 0 | 0 | 0 | 0 | 0 | 0 | -0.0084126
1996 | 286.2083 | 0 | 0 | 0 | 0 | 0 | 0 | -0.012192 | 0.0036054
1996 | 286.2187 | 0 | 0 | 0 | 0 | 0 | 0 | 0.008128 | 0.0096144
1996 | 286.2292 | 0 | 0 | 0 | 0 | 0 | 0 | 0.004064 | -0.0008012
1996 | 286.2396 | 0 | 0 | 0 | 0 | 0 | 0 | -0.008128 | -0.0052078
1996 | 286.25 | 0 | 0 | 0 | 0 | 0 | 0 | 0.004064 | -0.010416
1996 | 286.2604 | 0 | 0 | 0 | 0 | 0 | 0 | 0.004064 | 0.019229
1996 | 286.2708 | 0 | 0 | 0 | 0 | 0 | 0 | 0.004064 | -0.002003
1996 | 286.2812 | 0 | 0 | 0 | 0 | 0 | 0 | -0.008128 | -0.012419
1996 | 286.2917 | 0 | 0 | 0 | 0 | 0 | 0 | 0 | 0.0016024
1996 | 286.3021 | 0 | 0 | 0 | 0 | 0 | 0 | 0.012192 | 0.0076114
1996 | 286.3125 | 0 | 0 | 0 | 0 | 0 | 0 | -0.024384 | -0.0056084
1996 | 286.3229 | 0 | 0 | 0 | 0 | 0 | 0 | 0.004064 | -0.012819
1996 | 286.3333 | 0 | 0 | 0 | 0 | 0 | 0 | -0.008128 | 0.010816
1996 | 286.3437 | 0 | 0 | 0 | 0 | 0 | 0 | 0.004064 | 0.012419
1996 | 286.3542 | 0 | 0 | 0 | 0 | 0 | 0 | 0.008128 | 0.030045
1996 | 286.3646 | 0 | 0 | 0 | 0 | 0 | 0 | 0.024384 | 0.021232
1996 | 286.375 | 0 | 0 | 0 | 0 | 0 | 0 | 0.024384 | 0.021232
1996 | 286.3854 | 0 | 0 | 0 | 0 | 0 | 0 | 0.04064 | 0.044066
1996 | 286.3958 | 0 | 0 | 0 | 0 | 0 | 0 | 0.052832 | 0.040861
1996 | 286.4062 | 0 | 0 | 0 | 0 | 0 | 0 | 0.069088 | 0.05368
1996 | 286.4167 | 0 | 0 | 0 | 0 | 0 | 0 | 0.065024 | 0.070506
1996 | 286.4271 | 0 | 0 | 0 | 0 | 0 | 0 | 0.065024 | 0.054882
1996 | 286.4375 | 0 | 0 | 0 | 0 | 0 | 0 | 0.056896 | 0.070506
1996 | 286.4479 | 0 | 0 | 0 | 0 | 0 | 0 | 0.065024 | 0.074111
1996 | 286.4583 | 0 | 0 | 0 | 0 | 0 | 0 | 0.065024 | 0.050876
1996 | 286.4687 | 0 | 0 | 0 | 0 | 0 | 0 | 0.073152 | 0.070105
1996 | 286.4792 | 0 | 0 | 0 | 0 | 0 | 0 | 0.077216 | 0.089734
1996 | 286.4896 | 0 | 0 | 0 | 0 | 0 | 0 | 0.077216 | 0.082123
1996 | 286.5 | 0 | 0 | 0 | 0 | 0 | 0 | 0.077216 | 0.083725
1996 | 286.5104 | 0 | 0 | 0 | 0 | 0 | 0 | 0.093472 | 0.10015
1996 | 286.5208 | 0 | 0 | 0 | 0 | 0 | 0 | 0.1016 | 0.10976
1996 | 286.5312 | 0 | 0 | 0 | 0 | 0 | 0 | 0.097536 | 0.091737
1996 | 286.5417 | 0 | 0 | 0 | 0 | 0 | 0 | 0.1016 | 0.1366
1996 | 286.5521 | 0 | 0 | 0 | 0 | 0 | 0 | 0.1016 | 0.092138
1996 | 286.5625 | 0 | 0 | 0 | 0 | 0 | 0 | 0.12192 | 0.11938
1996 | 286.5729 | 0 | 0 | 0 | 0 | 0 | 0 | 0.10566 | 0.11738
1996 | 286.5833 | 0 | 0 | 0 | 0 | 0 | 0 | 0.10566 | 0.10015
1996 | 286.5937 | 0 | 0 | 0 | 0 | 0 | 0 | 0.1016 | 0.11497
1996 | 286.6042 | 0 | 0 | 0 | 0 | 0 | 0 | 0.12598 | 0.12298
1996 | 286.6146 | 0 | 0 | 0 | 0 | 0 | 0 | 0.10973 | 0.10095
1996 | 286.625 | 0 | 0 | 0 | 0 | 0 | 0 | 0.093472 | 0.12459
1996 | 286.6354 | 0 | 0 | 0 | 0 | 0 | 0 | 0.11379 | 0.11778
1996 | 286.6458 | 0 | 0 | 0 | 0 | 0 | 0 | 0.089408 | 0.095743
1996 | 286.6562 | 0 | 0 | 0 | 0 | 0 | 0 | 0.10566 | 0.12338
1996 | 286.6667 | 0 | 0 | 0 | 0 | 0 | 0 | 0.093472 | 0.07371
1996 | 286.6771 | 0 | 0 | 0 | 0 | 0 | 0 | 0.10566 | 0.11137
1996 | 286.6875 | 0 | 0 | 0 | 0 | 0 | 0 | 0.077216 | 0.088533
1996 | 286.6979 | 0 | 0 | 0 | 0 | 0 | 0 | 0.08128 | 0.088132
1996 | 286.7083 | 0 | 0 | 0 | 0 | 0 | 0 | 0.08128 | 0.061292
1996 | 286.7187 | 0 | 0 | 0 | 0 | 0 | 0 | 0.048768 | 0.068503
1996 | 286.7292 | 0 | 0 | 0 | 0 | 0 | 0 | 0.048768 | 0.054081
1996 | 286.7396 | 0 | 0 | 0 | 0 | 0 | 0 | 0.065024 | 0.059689
1996 | 286.75 | 0 | 0 | 0 | 0 | 0 | 0 | 0.036576 | 0.042063
1996 | 286.7604 | 0 | 0 | 0 | 0 | 0 | 0 | 0.02032 | 0.0076114
1996 | 286.7708 | 0 | 0 | 0 | 0 | 0 | 0 | 0.012192 | 0.020831
1996 | 286.7812 | 0 | 0 | 0 | 0 | 0 | 0 | 0.012192 | 0.012819
1996 | 286.7917 | 0 | 0 | 0 | 0 | 0 | 0 | 0.004064 | 0.010015
1996 | 286.8021 | 0 | 0 | 0 | 0 | 0 | 0 | 0.012192 | -0.006009
1996 | 286.8125 | 0 | 0 | 0 | 0 | 0 | 0 | 0.004064 | 0.014422
1996 | 286.8229 | 0 | 0 | 0 | 0 | 0 | 0 | 0.012192 | 0.010015
1996 | 286.8333 | 0 | 0 | 0 | 0 | 0 | 0 | 0.004064 | 0.006009
1996 | 286.8437 | 0 | 0 | 0 | 0 | 0 | 0 | 0.008128 | 0.0088132
1996 | 286.8542 | 0 | 0 | 0 | 0 | 0 | 0 | 0.004064 | 0.012819
1996 | 286.8646 | 0 | 0 | 0 | 0 | 0 | 0 | 0.012192 | 0.0012018
1996 | 286.875 | 0 | 0 | 0 | 0 | 0 | 0 | 0.012192 | 0.0052078
1996 | 286.8854 | 0 | 0 | 0 | 0 | 0 | 0 | 0.008128 | 0.021632
1996 | 286.8958 | 0 | 0 | 0 | 0 | 0 | 0 | 0.008128 | 0.010015
1996 | 286.9062 | 0 | 0 | 0 | 0 | 0 | 0 | 0.004064 | 0.0008012
1996 | 286.9167 | 0 | 0 | 0 | 0 | 0 | 0 | 0.004064 | -0.0032048
1996 | 286.9271 | 0 | 0 | 0 | 0 | 0 | 0 | 0.008128 | 0.022033
1996 | 286.9375 | 0 | 0 | 0 | 0 | 0 | 0 | 0 | -0.0068102
1996 | 286.9479 | 0 | 0 | 0 | 0 | 0 | 0 | -0.004064 | 0.002003
1996 | 286.9583 | 0 | 0 | 0 | 0 | 0 | 0 | 0.004064 | 0.006009
1996 | 286.9687 | 0 | 0 | 0 | 0 | 0 | 0 | 0.016256 | 0.030045
1996 | 286.9792 | 0 | 0 | 0 | 0 | 0 | 0 | 0.012192 | 0.0012018
1996 | 286.9896 | 0 | 0 | 0 | 0 | 0 | 0 | 0 | 0.010015
1996 | 287 | 0 | 0 | 0 | 0 | 0 | 0 | 0.008128 | 0.0012018
1996 | 287.0104 | 0 | 0 | 0 | 0 | 0 | 0 | -0.008128 | 0.014822
1996 | 287.0208 | 0 | 0 | 0 | 0 | 0 | 0 | 0.004064 | 0.004006
1996 | 287.0312 | 0 | 0 | 0 | 0 | 0 | 0 | 0 | 0.014822
1996 | 287.0417 | 0 | 0 | 0 | 0 | 0 | 0 | 0.028448 | 0.010015
1996 | 287.0521 | 0 | 0 | 0 | 0 | 0 | 0 | 0.02032 | 0.017626
1996 | 287.0625 | 0 | 0.020831 | 0 | 0 | 0 | 0 | 0.004064 | 0.017626
1996 | 287.0729 | 0 | 0 | 0 | 0 | 0 | 0 | 0.016256 | 0.019629
1996 | 287.0833 | 0 | 0 | 0 | 0 | 0 | 0 | 0.012192 | 0.0096144
1996 | 287.0937 | 0 | 0 | 0 | 0 | 0 | 0 | 0.008128 | 0.0084126
1996 | 287.1042 | 0 | 0 | 0 | 0 | 0 | 0 | -0.016256 | -0.0052078
1996 | 287.1146 | 0 | 0 | 0 | 0 | 0 | 0 | 0.004064 | 0.0024036
1996 | 287.125 | 0 | 0 | 0 | 0 | 0 | 0 | -0.02032 | -0.0096144
1996 | 287.1354 | 0 | 0 | 0 | 0 | 0 | 0 | 0.004064 | 0.011217
1996 | 287.1458 | 0 | 0 | 0 | 0 | 0 | 0 | 0.016256 | 0
1996 | 287.1562 | 0 | 0 | 0 | 0 | 0 | 0 | 0.012192 | 0.0064096
1996 | 287.1667 | 0 | 0 | 0 | 0 | 0 | 0 | 0 | 0.0052078
1996 | 287.1771 | 0 | 0 | 0 | 0 | 0 | 0 | 0.008128 | 0.0068102
1996 | 287.1875 | 0 | 0 | 0 | 0 | 0 | 0 | -0.004064 | -0.0032048
1996 | 287.1979 | 0 | 0 | 0 | 0 | 0 | 0 | -0.004064 | -0.004006
1996 | 287.2083 | 0 | 0 | 0 | 0 | 0 | 0 | -0.008128 | 0.0068102
1996 | 287.2187 | 0 | 0 | 0 | 0 | 0 | 0 | -0.008128 | -0.0032048
1996 | 287.2292 | 0 | 0 | 0 | 0 | 0 | 0 | 0.008128 | 0
1996 | 287.2396 | 0 | 0 | 0 | 0 | 0 | 0 | -0.004064 | -0.0012018
1996 | 287.25 | 0 | 0 | 0 | 0 | 0 | 0 | 0.008128 | -0.0052078
1996 | 287.2604 | 0 | 0 | 0 | 0 | 0 | 0 | 0.004064 | 0.0072108
1996 | 287.2708 | 0 | 0 | 0 | 0 | 0 | 0 | 0 | 0.01322
1996 | 287.2812 | 0 | 0 | 0 | 0 | 0 | 0 | -0.016256 | -0.01322
1996 | 287.2917 | 0 | 0 | 0 | 0 | 0 | 0 | 0.02032 | -0.0032048
1996 | 287.3021 | 0 | 0 | 0 | 0 | 0 | 0 | 0.008128 | 0.01362
1996 | 287.3125 | 0 | 0 | 0 | 0 | 0 | 0 | -0.004064 | -0.019229
1996 | 287.3229 | 0 | 0 | 0 | 0 | 0 | 0 | -0.016256 | 0.0088132
1996 | 287.3333 | 0 | 0 | 0 | 0 | 0 | 0 | 0 | 0.0016024
1996 | 287.3437 | 0 | 0 | 0 | 0 | 0 | 0 | 0 | 0.004006
1996 | 287.3542 | 0.032512 | 0 | 0 | 0 | 0 | 0 | 0.02032 | 0.0044066
1996 | 287.3646 | 0 | 0 | 0 | 0 | 0 | 0 | 0.016256 | 0.021632
1996 | 287.375 | 0 | 0 | 0 | 0 | 0 | 0 | -0.016256 | -0.0044066
1996 | 287.3854 | 0 | 0 | 0 | 0 | 0 | 0 | 0 | 0.02644
1996 | 287.3958 | 0 | 0 | 0 | 0 | 0 | 0 | 0.044704 | 0.027241
1996 | 287.4062 | 0 | 0 | 0 | 0 | 0 | 0 | 0.056896 | 0.054482
1996 | 287.4167 | 0 | 0 | 0 | 0 | 0 | 0 | 0.04064 | 0.050075
1996 | 287.4271 | 0 | 0 | 0 | 0 | 0 | 0 | 0.073152 | 0.050075
1996 | 287.4375 | 0 | 0 | 0 | 0 | 0 | 0 | 0.06096 | 0.068903
1996 | 287.4479 | 0 | 0 | 0 | 0 | 0 | 0 | 0.06096 | 0.10135
1996 | 287.4583 | 0 | 0 | 0 | 0 | 0 | 0 | 0.048768 | 0.044066
1996 | 287.4687 | 0 | 0 | 0 | 0 | 0 | 0 | 0.08128 | 0.11177
1996 | 287.4792 | 0 | 0 | 0 | 0 | 0 | 0 | 0.1016 | 0.077316
1996 | 287.4896 | 0 | 0 | 0 | 0 | 0 | 0 | 0.1016 | 0.11978
1996 | 287.5 | 0 | 0 | 0 | 0 | 0 | 0 | 0.12192 | 0.081322
1996 | 287.5104 | 0 | 0 | 0 | 0 | 0 | 0 | 0.1016 | 0.17066
1996 | 287.5208 | 0 | 0 | 0 | 0 | 0 | 0 | 0.093472 | 0.067701
1996 | 287.5312 | 0 | 0 | 0 | 0 | 0 | 0 | 0.12598 | 0.14061
1996 | 287.5417 | 0 | 0 | 0 | 0 | 0 | 0 | 0.085344 | 0.081322
1996 | 287.5521 | 0 | 0 | 0 | 0 | 0 | 0 | 0.13818 | 0.16104
1996 | 287.5625 | 0 | 0 | 0 | 0 | 0 | 0 | 0.17069 | 0.15784
1996 | 287.5729 | 0 | 0 | 0 | 0 | 0 | 0 | 0.12192 | 0.094542
1996 | 287.5833 | 0 | 0 | 0 | 0 | 0 | 0 | 0.1016 | 0.14061
1996 | 287.5937 | 0 | 0 | 0 | 0 | 0 | 0 | 0.12192 | 0.16184
1996 | 287.6042 | 0 | 0 | 0 | 0 | 0 | 0 | 0.16256 | 0.11818
1996 | 287.6146 | 0 | 0 | 0 | 0 | 0 | 0 | 0.085344 | 0.14502
1996 | 287.625 | 0 | 0 | 0 | 0 | 0 | 0 | 0.15443 | 0.13901
1996 | 287.6354 | 0 | 0 | 0 | 0 | 0 | 0 | 0.12192 | 0.12619
1996 | 287.6458 | 0 | 0 | 0 | 0 | 0 | 0 | 0.11379 | 0.14061
1996 | 287.6562 | 0 | 0 | 0 | 0 | 0 | 0 | 0.13818 | 0.12579
1996 | 287.6667 | 0 | 0 | 0 | 0 | 0 | 0 | 0.1016 | 0.086129
1996 | 287.6771 | 0 | 0 | 0 | 0 | 0 | 0 | 0.1463 | 0.17066
1996 | 287.6875 | 0 | 0 | 0 | 0 | 0 | 0 | 0.13411 | 0.12338
1996 | 287.6979 | 0 | 0 | 0 | 0 | 0 | 0 | 0.056896 | 0.072909
1996 | 287.7083 | 0 | 0 | 0 | 0 | 0 | 0 | 0.073152 | 0.089734
1996 | 287.7187 | 0 | 0 | 0 | 0 | 0 | 0 | 0.097536 | 0.070506
1996 | 287.7292 | 0 | 0 | 0 | 0 | 0 | 0 | 0.062586 | 0.096144
1996 | 287.7396 | 0 | 0 | 0 | 0 | 0 | 0 | 0.091846 | 0.07331
1996 | 287.75 | 0 | 0 | 0 | 0 | 0 | 0 | 0.048768 | 0.050876
1996 | 287.7604 | 0 | 0 | 0 | 0 | 0 | 0 | 0.056083 | 0.045268
1996 | 287.7708 | 0 | 0 | 0 | 0 | 0 | 0 | 0.032918 | 0.035653
1996 | 287.7812 | 0 | 0 | 0 | 0 | 0 | 0 | 0.021133 | 0.010816
1996 | 287.7917 | 0 | 0 | 0 | 0 | 0 | 0 | 0.012192 | 0.02003
1996 | 287.8021 | 0 | 0 | 0 | 0 | 0 | 0 | 0.02479 | 0.024837
1996 | 287.8125 | 0 | 0 | 0 | 0 | 0 | 0 | 0.0089408 | 0.0092138
1996 | 287.8229 | 0 | 0 | 0 | 0 | 0 | 0 | 0.01463 | 0.012819
1996 | 287.8333 | 0 | 0 | 0 | 0 | 0 | 0 | 0.0085344 | 0.02003
1996 | 287.8437 | 0 | 0 | 0 | 0 | 0 | 0 | 0.0085344 | 0.0008012
1996 | 287.8542 | 0 | 0 | 0 | 0 | 0 | 0 | 0.004064 | 0.012018
1996 | 287.8646 | 0 | 0 | 0 | 0 | 0 | 0 | 0.0052832 | 0.016024
1996 | 287.875 | 0 | 0 | 0 | 0 | 0 | 0 | 0.021133 | 0.0048072
1996 | 287.8854 | 0 | 0 | 0 | 0 | 0 | 0 | 0.008128 | 0.010416
1996 | 287.8958 | 0 | 0 | 0 | 0 | 0 | 0 | 0.032918 | 0.027641
1996 | 287.9062 | 0 | 0 | 0 | 0 | 0 | 0 | 0.0028448 | 0.020831
1996 | 287.9167 | 0 | 0 | 0 | 0 | 0 | 0 | 0.01585 | 0.010816
1996 | 287.9271 | 0 | 0 | 0 | 0 | 0 | 0 | 0.0032512 | 0.014021
1996 | 287.9375 | 0 | 0 | 0 | 0 | 0 | 0 | 0.047142 | 0.02003
1996 | 287.9479 | 0 | 0 | 0 | 0 | 0 | 0 | -0.0065024 | 0.016024
1996 | 287.9583 | 0 | 0 | 0 | 0 | 0 | 0 | 0.010973 | 0.014822
1996 | 287.9687 | 0 | 0 | 0 | 0 | 0 | 0 | 0.0036576 | -0.0028042
1996 | 287.9792 | 0 | 0 | 0 | 0 | 0 | 0 | -0.0077216 | 0.0064096
1996 | 287.9896 | 0 | 0 | 0 | 0 | 0 | 0 | -0.0052832 | 0.0044066
1996 | 288 | 0 | 0 | 0 | 0 | 0 | 0 | 0.0097536 | 0.021232
1996 | 288.0104 | 0 | 0 | 0 | 0 | 0 | 0 | 0.022758 | 0.016825
1996 | 288.0208 | 0 | 0 | 0 | 0 | 0 | 0 | 0.03495 | 0.010416
1996 | 288.0312 | 0 | 0 | 0 | 0 | 0 | 0 | -0.012192 | -0.0012018
1996 | 288.0417 | 0 | 0 | 0 | 0 | 0 | 0 | -0.02032 | -0.0012018
1996 | 288.0521 | 0.021133 | 0 | 0 | 0 | 0 | 0 | -0.0044704 | 0.012018
1996 | 288.0625 | 0 | 0 | 0 | 0 | 0 | 0 | 0.015037 | -0.0056084
1996 | 288.0729 | 0 | 0 | 0 | 0 | 0 | 0 | -0.0044704 | 0.010816
1996 | 288.0833 | 0 | 0 | 0 | 0 | 0 | 0 | 0.0097536 | -0.0092138
1996 | 288.0937 | 0 | 0 | 0 | 0 | 0 | 0 | -0.0016256 | 0.011617
1996 | 288.1042 | 0 | 0 | 0 | 0 | 0 | 0 | 0.004064 | 0.0056084
1996 | 288.1146 | 0 | 0 | 0 | 0 | 0 | 0 | 0.033325 | 0.024036
1996 | 288.125 | 0 | 0 | 0 | 0 | 0 | 0 | -0.01585 | -0.0028042
1996 | 288.1354 | 0 | 0 | 0 | 0 | 0 | 0 | 0.0032512 | 0.0052078
1996 | 288.1458 | 0 | 0 | 0 | 0 | 0 | 0 | 0.030074 | 0.020431
1996 | 288.1562 | 0 | 0 | 0 | 0 | 0 | 0 | 0.011786 | -0.0024036
1996 | 288.1667 | 0 | 0 | 0 | 0 | 0 | 0 | -0.0028448 | 0.011617
1996 | 288.1771 | 0 | 0 | 0 | 0 | 0 | 0 | -0.01463 | -0.012018
1996 | 288.1875 | 0 | 0 | 0 | 0 | 0 | 0 | -0.0085344 | 0.0008012
1996 | 288.1979 | 0 | 0 | 0 | 0 | 0 | 0 | 0.025197 | 0.017626
1996 | 288.2083 | 0 | 0 | 0 | 0 | 0 | 0 | 0.013411 | 0.0008012
1996 | 288.2187 | 0 | 0 | 0 | 0 | 0 | 0 | -0.0069088 | 0.010416
1996 | 288.2292 | 0 | 0 | 0 | 0 | 0 | 0 | 0.0069088 | 0.004006
1996 | 288.2396 | 0 | 0 | 0 | 0 | 0 | 0 | 0.0012192 | 0.0088132
1996 | 288.25 | 0 | 0.02003 | 0 | 0 | 0 | 0 | -0.008128 | 0.0008012
1996 | 288.2604 | 0 | 0 | 0 | 0 | 0 | 0 | -0.0016256 | -0.0056084
1996 | 288.2708 | 0 | 0 | 0 | 0 | 0 | 0 | 0.046736 | 0.036455
1996 | 288.2812 | 0 | 0 | 0 | 0 | 0 | 0 | -0.0089408 | -0.018027
1996 | 288.2917 | 0 | 0 | 0 | 0 | 0 | 0 | 0.018288 | 0.020831
1996 | 288.3021 | 0.022758 | 0 | 0 | 0 | 0 | 0 | -0.010973 | -0.021632
1996 | 288.3125 | 0 | 0 | 0 | 0 | 0 | 0 | -0.01585 | -0.017226
1996 | 288.3229 | 0 | 0 | 0 | 0 | 0 | 0 | -0.006096 | 0.0008012
1996 | 288.3333 | 0 | 0 | 0 | 0 | 0 | 0 | 0.011379 | 0.015623
1996 | 288.3437 | 0 | 0 | 0 | 0 | 0 | 0 | -0.028448 | -0.012018
1996 | 288.3542 | 0 | 0 | 0 | 0 | 0 | 0 | 0.019507 | 0.010416
1996 | 288.3646 | 0 | 0 | 0 | 0 | 0 | 0 | 0.015443 | 0.028042
1996 | 288.375 | 0 | 0 | 0 | 0 | 0 | 0 | 0.011786 | 0.0024036
1996 | 288.3854 | 0 | 0 | 0 | 0 | 0 | 0 | -0.14956 | -0.087731
1996 | 288.3958 | 0 | 0 | 0 | 0 | 0 | 0 | 0.18207 | 0.18187
1996 | 288.4062 | 0 | 0 | 0 | 0 | 0 | 0 | 0.023978 | 0.037656
1996 | 288.4167 | 0 | 0 | 0 | 0 | 0 | 0 | 0.067056 | 0.045668
1996 | 288.4271 | 0 | 0 | 0 | 0 | 0 | 0 | 0.060554 | 0.068503
1996 | 288.4375 | 0 | 0 | 0 | 0 | 0 | 0 | 0.092659 | 0.070906
1996 | 288.4479 | 0 | 0 | 0 | 0 | 0 | 0 | 0.054051 | 0.083725
1996 | 288.4583 | 0 | 0 | 0 | 0 | 0 | 0 | 0.11664 | 0.095743
1996 | 288.4687 | 0 | 0 | 0 | 0 | 0 | 0 | 0.07559 | 0.09374
1996 | 288.4792 | 0 | 0 | 0 | 0 | 0 | 0 | 0.11501 | 0.10816
1996 | 288.4896 | 0 | 0 | 0 | 0 | 0 | 0 | 0.11013 | 0.10856
1996 | 288.5 | 0 | 0 | 0 | 0 | 0 | 0 | 0.14183 | 0.11497
1996 | 288.5104 | 0 | 0 | 0 | 0 | 0 | 0 | 0.11379 | 0.12979
1996 | 288.5208 | 0 | 0 | 0 | 0 | 0 | 0 | 0.11135 | 0.12419
1996 | 288.5312 | 0 | 0 | 0 | 0 | 0 | 0 | 0.11257 | 0.11738
1996 | 288.5417 | 0 | 0 | 0 | 0 | 0 | 0 | 0.11989 | 0.11057
1996 | 288.5521 | 0 | 0 | 0 | 0 | 0 | 0 | 0.13167 | 0.14181
1996 | 288.5625 | 0 | 0 | 0 | 0 | 0 | 0 | 0.11582 | 0.11617
1996 | 288.5729 | 0 | 0 | 0 | 0 | 0 | 0 | 0.12395 | 0.1366
1996 | 288.5833 | 0 | 0 | 0 | 0 | 0 | 0 | 0.11095 | 0.12098
1996 | 288.5937 | 0 | 0 | 0 | 0 | 0 | 0 | 0.13614 | 0.12218
1996 | 288.6042 | 0 | 0 | 0 | 0 | 0 | 0 | 0.12761 | 0.14702
1996 | 288.6146 | 0 | 0 | 0 | 0 | 0 | 0 | 0.12883 | 0.12819
1996 | 288.625 | 0 | 0 | 0 | 0 | 0 | 0 | 0.13086 | 0.12579
1996 | 288.6354 | 0 | 0 | 0 | 0 | 0 | 0 | 0.12558 | 0.13821
1996 | 288.6458 | 0 | 0 | 0 | 0 | 0 | 0 | 0.11217 | 0.11457
1996 | 288.6562 | 0 | 0 | 0 | 0 | 0 | 0 | 0.11542 | 0.1318
1996 | 288.6667 | 0 | 0 | 0 | 0 | 0 | 0 | 0.12964 | 0.11537
1996 | 288.6771 | 0 | 0 | 0 | 0 | 0 | 0 | 0.084125 | 0.10015
1996 | 288.6875 | 0 | 0 | 0 | 0 | 0 | 0 | 0.11054 | 0.10936
1996 | 288.6979 | 0 | 0 | 0 | 0 | 0 | 0 | 0.093878 | 0.088933
1996 | 288.7083 | 0 | 0 | 0 | 0 | 0 | 0 | 0.084938 | 0.10095
1996 | 288.7187 | 0 | 0 | 0 | 0 | 0 | 0 | 0.077216 | 0.081722
1996 | 288.7292 | 0 | 0 | 0 | 0 | 0 | 0 | 0.057709 | 0.057286
1996 | 288.7396 | 0 | 0 | 0 | 0 | 0 | 0 | 0.073558 | 0.065298
1996 | 288.75 | 0 | 0 | 0 | 0 | 0 | 0 | 0.043485 | 0.022434
1996 | 288.7604 | 0 | 0 | 0 | 0 | 0 | 0 | 0.029261 | 0.042063
1996 | 288.7708 | 0 | 0 | 0 | 0 | 0 | 0 | 0.021133 | 0.02644
1996 | 288.7812 | 0 | 0 | 0 | 0 | 0 | 0 | 0.017475 | 0.022834
1996 | 288.7917 | 0 | 0 | 0 | 0 | 0 | 0 | 0.017475 | -0.012018
1996 | 288.8021 | 0 | 0 | 0 | 0 | 0 | 0 | 0.013411 | 0.027641
1996 | 288.8125 | 0 | 0 | 0 | 0 | 0 | 0 | 0.016256 | 0.0076114
1996 | 288.8229 | 0 | 0 | 0 | 0 | 0 | 0 | 0.011786 | 0.012819
1996 | 288.8333 | 0 | 0 | 0 | 0 | 0 | 0 | 0.0012192 | 0.019629
1996 | 288.8437 | 0 | 0 | 0 | 0 | 0 | 0 | 0.011786 | 0.010416
1996 | 288.8542 | 0 | 0 | 0 | 0 | 0 | 0 | 0.0069088 | 0.008012
1996 | 288.8646 | 0 | 0 | 0 | 0 | 0 | 0 | 0.013411 | 0.0076114
1996 | 288.875 | 0 | 0 | 0 | 0 | 0 | 0 | 0.010973 | 0.021232
1996 | 288.8854 | 0 | 0 | 0 | 0 | 0 | 0 | 0.011786 | 0.016024
1996 | 288.8958 | 0 | 0 | 0 | 0 | 0 | 0 | 0.010566 | 0.011617
1996 | 288.9062 | 0 | 0 | 0 | 0 | 0 | 0 | -0.006096 | -0.0072108
1996 | 288.9167 | 0.021133 | 0 | 0 | 0 | 0 | 0 | 0.008128 | 0
1996 | 288.9271 | 0 | 0 | 0 | 0 | 0 | 0 | 0.01463 | 0.010816
1996 | 288.9375 | 0 | 0 | 0 | 0 | 0 | 0 | 0.010973 | 0.0044066
1996 | 288.9479 | 0 | 0 | 0 | 0 | 0 | 0 | 0.02032 | 0.019629
1996 | 288.9583 | 0 | 0 | 0 | 0 | 0 | 0 | 0.0016256 | 0.014021
1996 | 288.9687 | 0 | 0 | 0 | 0 | 0 | 0 | 0.01585 | 0.0064096
1996 | 288.9792 | 0 | 0 | 0 | 0 | 0 | 0 | 0.002032 | 0.0048072
1996 | 288.9896 | 0 | 0 | 0 | 0 | 0 | 0 | 0.0032512 | 0.0052078
1996 | 289 | 0 | 0 | 0 | 0 | 0 | 0 | -0.0085344 | -0.0088132
1996 | 289.0104 | 0 | 0 | 0 | 0 | 0 | 0 | 0.0044704 | 0.012819
1996 | 289.0208 | 0 | 0 | 0 | 0 | 0 | 0 | 0 | 0.0076114
1996 | 289.0312 | 0 | 0 | 0 | 0 | 0 | 0 | 0.015443 | 0.0092138
1996 | 289.0417 | 0 | 0 | 0 | 0 | 0 | 0 | -0.0032512 | 0.0076114
1996 | 289.0521 | 0 | 0 | 0 | 0 | 0 | 0 | 0.012192 | 0.0072108
1996 | 289.0625 | 0 | 0 | 0 | 0 | 0 | 0 | 0.0016256 | 0.006009
1996 | 289.0729 | 0 | 0 | 0 | 0 | 0 | 0 | 0.033731 | 0.014021
1996 | 289.0833 | 0 | 0 | 0 | 0 | 0 | 0 | -0.0016256 | 0
1996 | 289.0937 | 0.082906 | 0.027241 | 0 | 0 | 0 | 0 | -0.017069 | -0.0052078
1996 | 289.1042 | 0 | 0 | 0 | 0 | 0 | 0 | 0.08128 | 0.040861
1996 | 289.1146 | 0 | 0 | 0 | 0 | 0 | 0 | 0.052832 | 0.050075
1996 | 289.125 | 0 | 0 | 0 | 0 | 0 | 0 | 0.002032 | -0.0092138
1996 | 289.1354 | 0 | 0 | 0 | 0 | 0 | 0 | 0.0044704 | 0.019629
1996 | 289.1458 | 0 | 0 | 0 | 0 | 0 | 0 | 0.028854 | 0.011217
1996 | 289.1562 | 0 | 0 | 0 | 0 | 0 | 0 | 0.0032512 | 0.010816
1996 | 289.1667 | 0 | 0 | 0 | 0 | 0 | 0 | 0.006096 | 0.016024
1996 | 289.1771 | 0 | 0 | 0 | 0 | 0 | 0 | -0.0048768 | -0.0004006
1996 | 289.1875 | 0 | 0 | 0 | 0 | 0 | 0 | 0.018288 | -0.010015
1996 | 289.1979 | 0 | 0 | 0 | 0 | 0 | 0 | 0.02479 | 0.036855
1996 | 289.2083 | 0 | 0 | 0 | 0 | 0 | 0 | -0.019101 | -0.0016024
1996 | 289.2187 | 0 | 0 | 0 | 0 | 0 | 0 | 0.037795 | 0.026039
1996 | 289.2292 | 0 | 0 | 0 | 0 | 0 | 0 | 0.023165 | 0.018828
1996 | 289.2396 | 0 | 0 | 0 | 0 | 0 | 0 | 0.011786 | 0.011617
1996 | 289.25 | 0 | 0 | 0 | 0 | 0 | 0 | -0.0012192 | 0.0028042
1996 | 289.2604 | 0 | 0 | 0 | 0 | 0 | 0 | 0.012598 | -0.002003
1996 | 289.2708 | 0 | 0 | 0 | 0 | 0 | 0 | -0.0008128 | 0.018027
1996 | 289.2812 | 0 | 0 | 0 | 0 | 0 | 0 | 0.030074 | 0.012419
1996 | 289.2917 | 0 | 0 | 0 | 0 | 0 | 0 | 0.0012192 | 0.006009
1996 | 289.3021 | 0 | 0 | 0 | 0 | 0 | 0 | 0.0024384 | -0.0036054
1996 | 289.3125 | 0 | 0 | 0 | 0 | 0 | 0 | 0.006096 | 0.011217
1996 | 289.3229 | 0 | 0 | 0 | 0 | 0 | 0 | 0.0048768 | 0.0012018
1996 | 289.3333 | 0 | 0 | 0 | 0 | 0 | 0 | 0.016662 | 0.017626
1996 | 289.3437 | 0 | 0 | 0 | 0 | 0 | 0 | 0.011786 | 0.016825
1996 | 289.3542 | 0 | 0 | 0 | 0 | 0 | 0 | 0.041128 | 0.021232
1996 | 289.3646 | 0 | 0 | 0 | 0 | 0 | 0 | 0.020726 | 0.034812
1996 | 289.375 | 0 | 0 | 0 | 0 | 0 | 0 | 0.015037 | 0.039459
1996 | 289.3854 | 0 | 0 | 0 | 0 | 0 | 0 | 0.052019 | 0.056084
1996 | 289.3958 | 0 | 0 | 0 | 0 | 0 | 0 | 0.073965 | 0.056885
1996 | 289.4062 | 0 | 0 | 0 | 0 | 0 | 0 | 0.069291 | 0.067301
1996 | 289.4167 | 0 | 0 | 0 | 0 | 0 | 0 | 0.069007 | 0.067701
1996 | 289.4271 | 0 | 0 | 0 | 0 | 0 | 0 | 0.061082 | 0.070105
1996 | 289.4375 | 0 | 0 | 0 | 0 | 0 | 0 | 0.069088 | 0.081722
1996 | 289.4479 | 0 | 0 | 0 | 0 | 0 | 0 | 0.079654 | 0.074912
1996 | 289.4583 | 0 | 0 | 0 | 0 | 0 | 0 | 0.073152 | 0.050876
1996 | 289.4687 | 0 | 0 | 0 | 0 | 0 | 0 | 0.087376 | 0.10616
1996 | 289.4792 | 0 | 0 | 0 | 0 | 0 | 0 | 0.08575 | 0.079319
1996 | 289.4896 | 0 | 0 | 0 | 0 | 0 | 0 | 0.049581 | 0.030045
1996 | 289.5 | 0 | 0 | 0 | 0 | 0 | 0 | 0.090221 | 0.087331
1996 | 289.5104 | 0 | 0 | 0 | 0 | 0 | 0 | 0.089408 | 0.10015
1996 | 289.5208 | 0 | 0 | 0 | 0 | 0 | 0 | 0.083312 | 0.094141
1996 | 289.5312 | 0 | 0 | 0 | 0 | 0 | 0 | 0.10485 | 0.10736
1996 | 289.5417 | 0 | 0 | 0 | 0 | 0 | 0 | 0.089002 | 0.092539
1996 | 289.5521 | 0 | 0 | 0 | 0 | 0 | 0 | 0.10323 | 0.11217
1996 | 289.5625 | 0 | 0 | 0 | 0 | 0 | 0 | 0.09713 | 0.091737
1996 | 289.5729 | 0 | 0 | 0 | 0 | 0 | 0 | 0.078842 | 0.075313
1996 | 289.5833 | 0 | 0 | 0 | 0 | 0 | 0 | 0.062179 | 0.050476
1996 | 289.5937 | 0 | 0 | 0 | 0 | 0 | 0 | 0.062992 | 0.082123
1996 | 289.6042 | 0 | 0 | 0 | 0 | 0 | 0 | 0.082093 | 0.078117
1996 | 289.6146 | 0 | 0 | 0 | 0 | 0 | 0 | 0.089408 | 0.091737
1996 | 289.625 | 0 | 0 | 0 | 0 | 0 | 0 | 0.057302 | 0.061692
1996 | 289.6354 | 0 | 0 | 0 | 0 | 0 | 0 | 0.05527 | 0.058488
1996 | 289.6458 | 0 | 0 | 0 | 0 | 0 | 0 | 0.071933 | 0.04647
1996 | 289.6562 | 0 | 0 | 0 | 0 | 0 | 0 | 0.033731 | 0.054081
1996 | 289.6667 | 0 | 0 | 0 | 0 | 0 | 0 | 0.04633 | 0.06009
1996 | 289.6771 | 0 | 0 | 0 | 0 | 0 | 0 | 0.074778 | 0.076515
1996 | 289.6875 | 0 | 0 | 0 | 0 | 0 | 0 | 0.079248 | 0.070506
1996 | 289.6979 | 0 | 0 | 0 | 0 | 0 | 0 | 0.053238 | 0.018428
1996 | 289.7083 | 0 | 0 | 0 | 0 | 0 | 0 | 0.046736 | 0.094141
1996 | 289.7187 | 0 | 0 | 0 | 0 | 0 | 0 | 0.032918 | 0.0076114
1996 | 289.7292 | 0 | 0 | 0 | 0 | 0 | 0 | 0.019101 | 0.019229
1996 | 289.7396 | 0 | 0 | 0 | 0 | 0 | 0 | 0.004064 | 0.0044066
1996 | 289.75 | 0 | 0 | 0 | 0 | 0 | 0 | 0.0024384 | 0.0076114
1996 | 289.7604 | 0 | 0 | 0 | 0 | 0 | 0 | 0.004064 | -0.0068102
1996 | 289.7708 | 0 | 0 | 0 | 0 | 0 | 0 | 0.0016256 | 0.004006
1996 | 289.7812 | 0 | 0 | 0 | 0 | 0 | 0 | 0.0032512 | 0.0008012
1996 | 289.7917 | 0 | 0 | 0 | 0 | 0 | 0 | 0.0056896 | 0.0088132
1996 | 289.8021 | 0 | 0 | 0 | 0 | 0 | 0 | 0.0012192 | 0.0028042
1996 | 289.8125 | 0 | 0 | 0 | 0 | 0 | 0 | -0.0008128 | 0.002003
1996 | 289.8229 | 0 | 0 | 0 | 0 | 0 | 0 | 0.0044704 | 0.002003
1996 | 289.8333 | 0 | 0 | 0 | 0 | 0 | 0 | 0.0012192 | 0.0004006
1996 | 289.8437 | 0 | 0 | 0 | 0 | 0 | 0 | 0.0056896 | 0.0076114
1996 | 289.8542 | 0 | 0 | 0 | 0 | 0 | 0 | 0.0008128 | -0.0064096
1996 | 289.8646 | 0 | 0 | 0 | 0 | 0 | 0 | 0.0036576 | 0.0084126
1996 | 289.875 | 0 | 0 | 0 | 0 | 0 | 0 | 0.0056896 | 0
1996 | 289.8854 | 0 | 0 | 0 | 0 | 0 | 0 | -0.0032512 | 0.0008012
1996 | 289.8958 | 0 | 0 | 0 | 0 | 0 | 0 | -0.0004064 | 0.0036054
1996 | 289.9062 | 0 | 0 | 0 | 0 | 0 | 0 | 0.0069088 | 0.006009
1996 | 289.9167 | 0 | 0 | 0 | 0 | 0 | 0 | -0.0032512 | 0.0004006
1996 | 289.9271 | 0 | 0 | 0 | 0 | 0 | 0 | -0.0069088 | 0.0052078
1996 | 289.9375 | 0 | 0 | 0 | 0 | 0 | 0 | 0.014224 | 0.014822
1996 | 289.9479 | 0 | 0 | 0 | 0 | 0 | 0 | 0.01016 | 0.0064096
1996 | 289.9583 | 0 | 0 | 0 | 0 | 0 | 0 | 0.0052832 | 0.008012
1996 | 289.9687 | 0 | 0 | 0 | 0 | 0 | 0 | 0.0085344 | 0.011617
1996 | 289.9792 | 0 | 0 | 0 | 0 | 0 | 0 | 0.0004064 | 0.002003
1996 | 289.9896 | 0 | 0 | 0 | 0 | 0 | 0 | 0.0044704 | 0.006009
1996 | 290 | 0 | 0 | 0 | 0 | 0 | 0 | 2.2737e-13 | 0.002003
1996 | 290.0104 | 0 | 0 | 0 | 0 | 0 | 0 | 0.0065024 | 0.002003
1996 | 290.0208 | 0 | 0 | 0 | 0 | 0 | 0 | 0.0008128 | 0.0056084
1996 | 290.0312 | 0 | 0 | 0 | 0 | 0 | 0 | -0.0008128 | -0.0008012
1996 | 290.0417 | 0 | 0 | 0 | 0 | 0 | 0 | -0.0012192 | 0.0004006
1996 | 290.0521 | 0 | 0 | 0 | 0 | 0 | 0 | -0.0052832 | 0.006009
1996 | 290.0625 | 0 | 0 | 0 | 0 | 0 | 0 | 0.0077216 | 0.0004006
1996 | 290.0729 | 0 | 0 | 0 | 0 | 0 | 0 | 0.0089408 | 0.012419
1996 | 290.0833 | 0 | 0 | 0 | 0 | 0 | 0 | 0.012598 | 0.015223
1996 | 290.0937 | 0 | 0 | 0 | 0 | 0 | 0 | -0.012598 | -0.010416
1996 | 290.1042 | 0 | 0 | 0 | 0 | 0 | 0 | -0.0044704 | 0.0052078
1996 | 290.1146 | 0 | 0 | 0 | 0 | 0 | 0 | 0.0097536 | 0.0036054
1996 | 290.125 | 0 | 0 | 0 | 0 | 0 | 0 | 0.004064 | 0
1996 | 290.1354 | 0 | 0 | 0 | 0 | 0 | 0 | 0.008128 | 0.01362
1996 | 290.1458 | 0 | 0 | 0 | 0 | 0 | 0 | 0.01016 | -0.0032048
1996 | 290.1562 | 0 | 0 | 0 | 0 | 0 | 0 | 0.0056896 | 0.023635
1996 | 290.1667 | 0 | 0 | 0 | 0 | 0 | 0 | 0.021133 | 0.004006
1996 | 290.1771 | 0 | 0 | 0 | 0 | 0 | 0 | 0.0052832 | 0.0076114
1996 | 290.1875 | 0 | 0 | 0 | 0 | 0 | 0 | 0.0073152 | 0.006009
1996 | 290.1979 | 0 | 0 | 0 | 0 | 0 | 0 | 0.0056896 | -0.0016024
1996 | 290.2083 | 0 | 0 | 0 | 0 | 0 | 0 | 0.0069088 | 0.019229
1996 | 290.2187 | 0 | 0.020831 | 0 | 0 | 0 | 0 | -0.0036576 | 0.010816
1996 | 290.2292 | 0 | 0 | 0 | 0 | 0 | 0 | 0.0036576 | 0.0064096
1996 | 290.2396 | 0 | 0 | 0 | 0 | 0 | 0 | 0.0032512 | 0.0088132
1996 | 290.25 | 0 | 0 | 0 | 0 | 0 | 0 | 0.0093472 | 0.0036054
1996 | 290.2604 | 0 | 0 | 0 | 0 | 0 | 0 | -0.017069 | -0.0068102
1996 | 290.2708 | 0 | 0 | 0 | 0 | 0 | 0 | -0.0048768 | 0.010416
1996 | 290.2812 | 0 | 0 | 0 | 0 | 0 | 0 | 0.012192 | 0.01362
1996 | 290.2917 | 0 | 0 | 0 | 0 | 0 | 0 | 0.027635 | 0
1996 | 290.3021 | 0 | 0 | 0 | 0 | 0 | 0 | 0.01585 | 0.01362
1996 | 290.3125 | 0 | 0 | 0 | 0 | 0 | 0 | -0.016662 | -0.0032048
1996 | 290.3229 | 0 | 0 | 0 | 0 | 0 | 0 | -0.0065024 | 0.006009
1996 | 290.3333 | 0 | 0 | 0 | 0 | 0 | 0 | 0.0052832 | 0.012419
1996 | 290.3437 | 0 | 0 | 0 | 0 | 0 | 0 | 0.010566 | 0.0088132
1996 | 290.3542 | 0 | 0 | 0 | 0 | 0 | 0 | 0.0089408 | 0.034051
1996 | 290.3646 | 0 | 0 | 0 | 0 | 0 | 0 | 0.038202 | 0.023635
1996 | 290.375 | 0 | 0 | 0 | 0 | 0 | 0 | 0.057302 | 0.054482
1996 | 290.3854 | 0 | 0 | 0 | 0 | 0 | 0 | 0.046736 | 0.052879
1996 | 290.3958 | 0 | 0 | 0 | 0 | 0 | 0 | 0.058115 | 0.055283
1996 | 290.4062 | 0 | 0 | 0 | 0 | 0 | 0 | 0.057302 | 0.060891
1996 | 290.4167 | 0 | 0 | 0 | 0 | 0 | 0 | 0.061366 | 0.07331
1996 | 290.4271 | 0 | 0 | 0 | 0 | 0 | 0 | 0.097536 | 0.090936
1996 | 290.4375 | 0 | 0 | 0 | 0 | 0 | 0 | 0.064618 | 0.079719
1996 | 290.4479 | 0 | 0 | 0 | 0 | 0 | 0 | 0.070714 | 0.062494
1996 | 290.4583 | 0 | 0 | 0 | 0 | 4.6029 | 4.3946 | 0.0012192 | 0.0036054
1996 | 290.4687 | 0 | 0 | 0 | 0 | 11.1784 | 9.8532 | 0 | 0
1996 | 290.4792 | 0 | 0 | 0 | 0 | 0.82906 | 0.30446 | 0.16256 | 0.14462
1996 | 290.4896 | 0 | 0 | 0 | 0 | 0 | 0 | 0.18694 | 0.17907
1996 | 290.5 | 0 | 0 | 0 | 0 | 0 | 0 | 0.17475 | 0.17787
1996 | 290.5104 | 0 | 0 | 0 | 0 | 0 | 0 | 0.2032 | 0.21913
1996 | 290.5208 | 0 | 0 | 0 | 0 | 0 | 0 | 0.16256 | 0.18708
1996 | 290.5312 | 0 | 0 | 0 | 0 | 0 | 0 | 0.19507 | 0.15663
1996 | 290.5417 | 0 | 0 | 0 | 0 | 0 | 0 | 0.17882 | 0.23475
1996 | 290.5521 | 0 | 0 | 0 | 0 | 0 | 0 | 0.15443 | 0.18468
1996 | 290.5625 | 0 | 0 | 0 | 0 | 0 | 0 | 0.19507 | 0.18147
1996 | 290.5729 | 0 | 0 | 0 | 0 | 0 | 0 | 0.17882 | 0.17226
1996 | 290.5833 | 0 | 0 | 0 | 0 | 0 | 0 | 0.1585 | 0.16425
1996 | 290.5937 | 0 | 0 | 0 | 0 | 0 | 0 | 0.12598 | 0.14462
1996 | 290.6042 | 0 | 0 | 0 | 0 | 0 | 0 | 0.19914 | 0.17907
1996 | 290.6146 | 0 | 0 | 0 | 0 | 0 | 0 | 0.1016 | 0.2027
1996 | 290.625 | 0 | 0 | 0 | 0 | 0 | 0 | 0.22352 | 0.13861
1996 | 290.6354 | 0 | 0 | 0 | 0 | 0 | 0 | 0.14224 | 0.13741
1996 | 290.6458 | 0 | 0 | 0 | 0 | 0 | 0 | 0.15443 | 0.18508
1996 | 290.6562 | 0 | 0 | 0 | 0 | 0 | 0 | 0.12192 | 0.12138
1996 | 290.6667 | 0 | 0 | 0 | 0 | 0 | 0 | 0.13818 | 0.1971
1996 | 290.6771 | 0 | 0 | 0 | 0 | 0 | 0 | 0.17882 | 0.14061
1996 | 290.6875 | 0 | 0 | 0 | 0 | 0 | 0 | 0.089408 | 0.10135
1996 | 290.6979 | 0 | 0 | 0 | 0 | 0 | 0 | 0.10973 | 0.059689
1996 | 290.7083 | 0 | 0 | 0 | 0 | 0 | 0 | 0.1016 | 0.17346
1996 | 290.7187 | 0 | 0 | 0 | 0 | 0 | 0 | 0.12598 | 0.11497
1996 | 290.7292 | 0 | 0 | 0 | 0 | 0 | 0 | 0.14224 | 0.10416
1996 | 290.7396 | 0 | 0 | 0 | 0 | 0 | 0 | 0.077216 | 0.02644
1996 | 290.75 | 0 | 0 | 0 | 0 | 0 | 0 | 0.052832 | 0.036855
1996 | 290.7604 | 0 | 0 | 0 | 0 | 0 | 0 | 0.069088 | 0.076114
1996 | 290.7708 | 0 | 0 | 0 | 0 | 0 | 0 | 0.08128 | 0.040461
1996 | 290.7812 | 0 | 0 | 0 | 0 | 0 | 0 | 0.028448 | 0.020431
1996 | 290.7917 | 0 | 0 | 0 | 0 | 0 | 0 | 0.028448 | 0.029644
1996 | 290.8021 | 0 | 0 | 0 | 0 | 0 | 0 | 0.016256 | 0.028443
1996 | 290.8125 | 0 | 0 | 0 | 0 | 0 | 0 | 0.024384 | 0.0044066
1996 | 290.8229 | 0 | 0 | 0 | 0 | 0 | 0 | 0.012192 | -0.004006
1996 | 290.8333 | 0 | 0 | 0 | 0 | 0 | 0 | 0.016256 | 0.020831
1996 | 290.8437 | 0 | 0 | 0 | 0 | 0 | 0 | 0.008128 | 0.01362
1996 | 290.8542 | 0 | 0 | 0 | 0 | 0 | 0 | 0.012192 | 0.022834
1996 | 290.8646 | 0 | 0 | 0 | 0 | 0 | 0 | -0.016256 | -0.022834
1996 | 290.875 | 0 | 0 | 0 | 0 | 0 | 0 | 0 | 0.0068102
1996 | 290.8854 | 0 | 0 | 0 | 0 | 0 | 0 | 0.036576 | 0.032849
1996 | 290.8958 | 0 | 0 | 0 | 0 | 0 | 0 | 0.02032 | 0.008012
1996 | 290.9062 | 0 | 0 | 0 | 0 | 0 | 0 | 0.012192 | 0.0096144
1996 | 290.9167 | 0 | 0 | 0 | 0 | 0 | 0 | 0.024384 | 0.032048
1996 | 290.9271 | 0 | 0 | 0 | 0 | 0 | 0 | 0.012192 | -0.0028042
1996 | 290.9375 | 0 | 0 | 0 | 0 | 0 | 0 | -0.008128 | 0.006009
1996 | 290.9479 | 0 | 0 | 0 | 0 | 0 | 0 | 0.008128 | 0.012018
1996 | 290.9583 | 0 | 0 | 0 | 0 | 0 | 0 | 0.02032 | 0.0072108
1996 | 290.9687 | 0 | 0 | 0 | 0 | 0 | 0 | 0.02032 | 0.0068102
1996 | 290.9792 | 0 | 0 | 0 | 0 | 0 | 0 | 0.008128 | -0.0016024
1996 | 290.9896 | 0 | 0 | 0 | 0 | 0 | 0 | -0.008128 | 0.025238
1996 | 291 | 0 | 0 | 0 | 0 | 0 | 0 | -0.012192 | 0.0012018
1996 | 291.0104 | 0 | 0 | 0 | 0 | 0 | 0 | 0.012192 | 0.018828
1996 | 291.0208 | 0 | 0 | 0 | 0 | 0 | 0 | 0.036576 | 0.0068102
1996 | 291.0312 | 0 | 0 | 0 | 0 | 0 | 0 | 0.004064 | 0.016425
1996 | 291.0417 | 0 | 0 | 0 | 0 | 0 | 0 | 0.012192 | 0.019629
1996 | 291.0521 | 0 | 0 | 0 | 0 | 0 | 0 | 0.02032 | 0.010416
1996 | 291.0625 | 0 | 0 | 0 | 0 | 0 | 0 | 0.024384 | 0.0064096
1996 | 291.0729 | 0 | 0 | 0 | 0 | 0 | 0 | 0 | 0.01362
1996 | 291.0833 | 0 | 0 | 0 | 0 | 0 | 0 | 0.069088 | 0.015623
1996 | 291.0937 | 0 | 0 | 0 | 0 | 0 | 0 | -0.012192 | 0.002003
1996 | 291.1042 | 0 | 0 | 0 | 0 | 0 | 0 | 0.032512 | 0.037656
1996 | 291.1146 | 0 | 0 | 0 | 0 | 0 | 0 | -0.008128 | 0.014822
1996 | 291.125 | 0 | 0 | 0 | 0 | 0 | 0 | 0.032512 | 0.018828
1996 | 291.1354 | 0 | 0 | 0 | 0 | 0 | 0 | 0.028448 | -0.0036054
1996 | 291.1458 | 0 | 0 | 0 | 0 | 0 | 0 | 0.024384 | 0.011617
1996 | 291.1562 | 0 | 0 | 0 | 0 | 0 | 0 | 0.016256 | -0.016024
1996 | 291.1667 | 0 | 0 | 0 | 0 | 0 | 0 | 0.016256 | 0.02644
1996 | 291.1771 | 0 | 0 | 0 | 0 | 0 | 0 | 0.012192 | 0.018828
1996 | 291.1875 | 0 | 0 | 0 | 0 | 0 | 0 | 0.004064 | 0.014422
1996 | 291.1979 | 0 | 0 | 0 | 0 | 0 | 0 | 0.024384 | 0.016825
1996 | 291.2083 | 0 | 0 | 0 | 0 | 0 | 0 | 0.004064 | 0.021632
1996 | 291.2187 | 0 | 0 | 0 | 0 | 0 | 0 | 0.048768 | 0.021632
1996 | 291.2292 | 0 | 0 | 0 | 0 | 0 | 0 | 0 | -0.020831
1996 | 291.2396 | 0 | 0 | 0 | 0 | 0 | 0 | 0.024384 | 0.062894
1996 | 291.25 | 0 | 0 | 0 | 0 | 0 | 0 | 0 | 0.0084126
1996 | 291.2604 | 0 | 0 | 0 | 0 | 0 | 0 | 0.004064 | 0.036855
1996 | 291.2708 | 0 | 0 | 0 | 0 | 0 | 0 | 0.02032 | 0.0032048
1996 | 291.2812 | 0 | 0 | 0 | 0 | 0 | 0 | 0.028448 | 0.040861
1996 | 291.2917 | 0 | 0 | 0 | 0 | 0 | 0 | -0.012192 | 0.0072108
1996 | 291.3021 | 0 | 0 | 0 | 0 | 0 | 0 | 0.02032 | 0.0064096
1996 | 291.3125 | 0 | 0 | 0 | 0 | 0 | 0 | 0.028448 | 0.032449
1996 | 291.3229 | 0 | 0 | 0 | 0 | 0 | 0 | 0 | 0.025638
1996 | 291.3333 | 0 | 0 | 0 | 0 | 0 | 0 | 0.024384 | 0.0084126
1996 | 291.3437 | 0 | 0 | 0 | 0 | 0 | 0 | 0.008128 | 0.014822
1996 | 291.3542 | 0 | 0 | 0 | 0 | 0 | 0 | 0.016256 | -0.0088132
1996 | 291.3646 | 0 | 0 | 0 | 0 | 0 | 0 | 0.073152 | 0.067701
1996 | 291.375 | 0 | 0 | 0 | 0 | 0 | 0 | 0.02032 | 0.035253
1996 | 291.3854 | 0 | 0 | 0 | 0 | 0 | 0 | 0.077216 | 0.055683
1996 | 291.3958 | 0 | 0 | 0 | 0 | 0 | 0 | 0.052832 | 0.032849
1996 | 291.4062 | 0 | 0 | 0 | 0 | 0 | 0 | 0.04064 | 0.068503
1996 | 291.4167 | 0 | 0 | 0 | 0 | 0 | 0 | 0.12192 | 0.088933
1996 | 291.4271 | 0 | 0 | 0 | 0 | 0 | 0 | 0.069088 | 0.07371
1996 | 291.4375 | 0 | 0 | 0 | 0 | 0 | 0 | 0.077216 | 0.050476
1996 | 291.4479 | 0 | 0 | 0 | 0 | 0 | 0 | 0.12598 | 0.10416
1996 | 291.4583 | 0 | 0 | 0 | 0 | 0 | 0 | 0.069088 | 0.10496
1996 | 291.4687 | 0 | 0 | 0 | 0 | 0 | 0 | 0.097536 | 0.10656
1996 | 291.4792 | 0 | 0 | 0 | 0 | 0 | 0 | 0.044704 | 0.031647
1996 | 291.4896 | 0 | 0 | 0 | 0 | 0 | 0 | 0.13411 | 0.1342
1996 | 291.5 | 0 | 0 | 0 | 0 | 0 | 0 | 0.1016 | 0.068102
1996 | 291.5104 | 0 | 0 | 0 | 0 | 0 | 0 | 0.044704 | 0.12659
1996 | 291.5208 | 0 | 0 | 0 | 0 | 0 | 0 | 0.15037 | 0.16665
1996 | 291.5312 | 0 | 0 | 0 | 0 | 0 | 0 | 0.14224 | 0.037256
1996 | 291.5417 | 0 | 0 | 0 | 0 | 0 | 0 | 0.093472 | 0.11978
1996 | 291.5521 | 0 | 0 | 0 | 0 | 0 | 0 | 0.10566 | 0.12459
1996 | 291.5625 | 0 | 0 | 0 | 0 | 0 | 0 | 0.093472 | 0.12819
1996 | 291.5729 | 0 | 0 | 0 | 0 | 0 | 0 | 0.17069 | 0.14301
1996 | 291.5833 | 0 | 0 | 0 | 0 | 0 | 0 | 0.065024 | 0.051277
1996 | 291.5937 | 0 | 0 | 0 | 0 | 0 | 0 | 0.10566 | 0.1346
1996 | 291.6042 | 0 | 0 | 0 | 0 | 0 | 0 | 0.1463 | 0.135
1996 | 291.6146 | 0 | 0 | 0 | 0 | 0 | 0 | 0.13818 | 0.081322
1996 | 291.625 | 0 | 0 | 0 | 0 | 0 | 0 | 0.06096 | 0.15904
1996 | 291.6354 | 0 | 0 | 0 | 0 | 0 | 0 | 0.17069 | 0.084927
1996 | 291.6458 | 0 | 0 | 0 | 0 | 0 | 0 | 0.008128 | 0.16985
1996 | 291.6562 | 0 | 0 | 0 | 0 | 0 | 0 | 0.11786 | 0.054482
1996 | 291.6667 | 0 | 0 | 0 | 0 | 0 | 0 | 0.065024 | 0.11177
1996 | 291.6771 | 0 | 0 | 0 | 0 | 0 | 0 | 0.12192 | 0.024437
1996 | 291.6875 | 0 | 0 | 0 | 0 | 0 | 0 | 0.065024 | 0.076114
1996 | 291.6979 | 0 | 0 | 0 | 0 | 0 | 0 | 0.093472 | 0.083325
1996 | 291.7083 | 0 | 0 | 0 | 0 | 0 | 0 | 0.069088 | 0.080521
1996 | 291.7187 | 0 | 0 | 0 | 0 | 0 | 0 | 0.077216 | 0.062894
1996 | 291.7292 | 0 | 0 | 0 | 0 | 0 | 0 | 0.085344 | 0.036054
1996 | 291.7396 | 0 | 0 | 0 | 0 | 0 | 0 | 0.032512 | 0.028042
1996 | 291.75 | 0 | 0 | 0 | 0 | 0 | 0 | 0.016256 | 0.091737
1996 | 291.7604 | 0 | 0 | 0 | 0 | 0 | 0 | 0.04064 | 0.032449
1996 | 291.7708 | 0 | 0 | 0 | 0 | 0 | 0 | 0.036576 | 0.041662
1996 | 291.7812 | 0 | 0 | 0 | 0 | 0 | 0 | 0.012192 | 0.0084126
1996 | 291.7917 | 0 | 0 | 0 | 0 | 0 | 0 | 0.004064 | 0.038057
1996 | 291.8021 | 0 | 0 | 0 | 0 | 0 | 0 | 0 | 0.027641
1996 | 291.8125 | 0 | 0 | 0 | 0 | 0 | 0 | 0.008128 | 0.014021
1996 | 291.8229 | 0 | 0 | 0 | 0 | 0 | 0 | 0.004064 | -0.011217
1996 | 291.8333 | 0 | 0 | 0 | 0 | 0 | 0 | 0.012192 | 0.019229
1996 | 291.8437 | 0 | 0 | 0 | 0 | 0 | 0 | 0.004064 | 0.01362
1996 | 291.8542 | 0 | 0 | 0 | 0 | 0 | 0 | 0.016256 | 0.004006
1996 | 291.8646 | 0 | 0 | 0 | 0 | 0 | 0 | -0.004064 | 0.02003
1996 | 291.875 | 0 | 0 | 0 | 0 | 0 | 0 | 0.004064 | 0.010816
1996 | 291.8854 | 0 | 0 | 0 | 0 | 0 | 0 | 0.016256 | 0.0056084
1996 | 291.8958 | 0 | 0 | 0 | 0 | 0 | 0 | -0.004064 | -0.004006
1996 | 291.9062 | 0 | 0 | 0 | 0 | 0 | 0 | 0 | 0.020831
1996 | 291.9167 | 0 | 0 | 0 | 0 | 0 | 0 | 0.004064 | -0.0052078
1996 | 291.9271 | 0 | 0 | 0 | 0 | 0 | 0 | 0.004064 | 0.021632
1996 | 291.9375 | 0 | 0 | 0 | 0 | 0 | 0 | 0.016256 | -0.0008012
1996 | 291.9479 | 0 | 0 | 0 | 0 | 0 | 0 | -0.004064 | -0.022434
1996 | 291.9583 | 0 | 0 | 0 | 0 | 0 | 0 | 0.004064 | 0.027241
1996 | 291.9687 | 0 | 0 | 0 | 0 | 0 | 0 | 0.008128 | -0.014822
1996 | 291.9792 | 0 | 0 | 0 | 0 | 0 | 0 | 0.004064 | 0.014021
1996 | 291.9896 | 0 | 0 | 0 | 0 | 0 | 0 | -0.004064 | -0.0092138
1996 | 292 | 0 | 0 | 0 | 0 | 0 | 0 | 0.008128 | 0.01322
1996 | 292.0104 | 0 | 0 | 0 | 0 | 0 | 0 | 0.008128 | -0.0092138
1996 | 292.0208 | 0 | 0 | 0 | 0 | 0 | 0 | 0.004064 | 0.030045
1996 | 292.0312 | 0 | 0 | 0 | 0 | 0 | 0 | 0.004064 | -0.0092138
1996 | 292.0417 | 0 | 0 | 0 | 0 | 0 | 0 | 0.004064 | 0.010416
1996 | 292.0521 | 0 | 0 | 0 | 0 | 0 | 0 | -0.008128 | -0.0004006
1996 | 292.0625 | 0 | 0 | 0 | 0 | 0 | 0 | -0.004064 | -0.0052078
1996 | 292.0729 | 0 | 0 | 0 | 0 | 0 | 0 | 0 | 0.015623
1996 | 292.0833 | 0 | 0 | 0 | 0 | 0 | 0 | 0.004064 | -0.0024036
1996 | 292.0937 | 0 | 0 | 0 | 0 | 0 | 0 | -0.004064 | 0.0084126
1996 | 292.1042 | 0 | 0 | 0 | 0 | 0 | 0 | 0.004064 | -0.0016024
1996 | 292.1146 | 0 | 0 | 0 | 0 | 0 | 0 | 0.004064 | 0.015223
1996 | 292.125 | 0 | 0 | 0 | 0 | 0 | 0 | 0 | -0.016825
1996 | 292.1354 | 0 | 0 | 0 | 0 | 0 | 0 | -0.004064 | -0.0044066
1996 | 292.1458 | 0 | 0 | 0 | 0 | 0 | 0 | 0.004064 | 0.017226
1996 | 292.1562 | 0 | 0 | 0 | 0 | 0 | 0 | 0 | -0.0052078
1996 | 292.1667 | 0 | 0 | 0 | 0 | 0 | 0 | 0 | -0.0052078
1996 | 292.1771 | 0 | 0 | 0 | 0 | 0 | 0 | 0 | 0.016024
1996 | 292.1875 | 0 | 0 | 0 | 0 | 0 | 0 | 0 | -0.0096144
1996 | 292.1979 | 0 | 0 | 0 | 0 | 0 | 0 | 0 | 0.022434
1996 | 292.2083 | 0 | 0 | 0 | 0 | 0 | 0 | 0 | -0.010015
1996 | 292.2187 | 0 | 0 | 0 | 0 | 0 | 0 | 0 | 0.006009
1996 | 292.2292 | 0 | 0 | 0 | 0 | 0 | 0 | 0 | 0.0032048
1996 | 292.2396 | 0 | 0 | 0 | 0 | 0 | 0 | 0.008128 | 0.002003
1996 | 292.25 | 0 | 0 | 0 | 0 | 0 | 0 | -0.008128 | -0.0024036
1996 | 292.2604 | 0 | 0 | 0 | 0 | 0 | 0 | 0 | 0.0092138
1996 | 292.2708 | 0 | 0 | 0 | 0 | 0 | 0 | 0 | -0.0004006
1996 | 292.2812 | 0 | 0 | 0 | 0 | 0 | 0 | 0.008128 | -0.016825
1996 | 292.2917 | 0 | 0 | 0 | 0 | 0 | 0 | 0 | 0.029244
1996 | 292.3021 | 0 | 0 | 0 | 0 | 0 | 0 | 0 | -0.0004006
1996 | 292.3125 | 0 | 0 | 0 | 0 | 0 | 0 | 0 | -0.0084126
1996 | 292.3229 | 0 | 0 | 0 | 0 | 0 | 0 | 0 | -0.0072108
1996 | 292.3333 | 0 | 0 | 0 | 0 | 0 | 0 | 0 | 0.012419
1996 | 292.3437 | 0 | 0 | 0 | 0 | 0 | 0 | 0.008128 | 0.028042
1996 | 292.3542 | 0 | 0 | 0 | 0 | 0 | 0 | 0.012192 | -0.0076114
1996 | 292.3646 | 0 | 0 | 0 | 0 | 0 | 0 | 0.016256 | 0.040461
1996 | 292.375 | 0 | 0 | 0 | 0 | 0 | 0 | 0.008128 | -0.0044066
1996 | 292.3854 | 0 | 0 | 0 | 0 | 0 | 0 | 0.016256 | 0.058087
1996 | 292.3958 | 0 | 0 | 0 | 0 | 0 | 0 | 0.02032 | 0.029244
1996 | 292.4062 | 0 | 0 | 0 | 0 | 0 | 0 | 0.024384 | 0.0056084
1996 | 292.4167 | 0 | 0 | 0 | 0 | 0 | 0 | 0.048768 | 0.03325
1996 | 292.4271 | 0 | 0 | 0 | 0 | 0 | 0 | 0.024384 | 0.030446
1996 | 292.4375 | 0 | 0 | 0 | 0 | 0 | 0 | 0.038608 | 0.056084
1996 | 292.4479 | 0 | 0 | 0 | 0 | 0 | 0 | 0.044704 | 0.021632
1996 | 292.4583 | 0 | 0 | 0 | 0 | 0 | 0 | 0.0508 | 0.075713
1996 | 292.4687 | 0 | 0 | 0 | 0 | 0 | 0 | 0.06096 | 0.10776
1996 | 292.4792 | 0 | 0 | 0 | 0 | 0 | 0 | 0.08128 | 0.044467
1996 | 292.4896 | 0 | 0 | 0 | 0 | 0 | 0 | 0.059334 | 0.063695
1996 | 292.5 | 0 | 0 | 0 | 0 | 0 | 0 | 0.056896 | 0.041662
1996 | 292.5104 | 0 | 0 | 0 | 0 | 0 | 0 | 0.091034 | 0.19269
1996 | 292.5208 | 0 | 0 | 0 | 0 | 0 | 0 | 0.098755 | 0.02684
1996 | 292.5312 | 0 | 0 | 0 | 0 | 0 | 0 | 0.057709 | 0.090936
1996 | 292.5417 | 0 | 0 | 0 | 0 | 0 | 0 | 0.078029 | 0.075313
1996 | 292.5521 | 0 | 0 | 0 | 0 | 0 | 0 | 0.099974 | 0.10416
1996 | 292.5625 | 0 | 0 | 0 | 0 | 0 | 0 | 0.098349 | 0.029644
1996 | 292.5729 | 0 | 0 | 0 | 0 | 0 | 0 | 0.096317 | 0.16344
1996 | 292.5833 | 0 | 0 | 0 | 0 | 0 | 0 | 0.13858 | 0.18988
1996 | 292.5937 | 0 | 0 | 0 | 0 | 0 | 0 | 0.086563 | 0.057686
1996 | 292.6042 | 0 | 0 | 0 | 0 | 0 | 0 | 0.083312 | 0.10816
1996 | 292.6146 | 0 | 0 | 0 | 0 | 0 | 0 | 0.12476 | 0.082924
1996 | 292.625 | 0 | 0 | 0 | 0 | 0 | 0 | 0.062586 | 0.065698
1996 | 292.6354 | 0 | 0 | 0 | 0 | 0 | 0 | 0.092253 | 0.17266
1996 | 292.6458 | 0 | 0 | 0 | 0 | 0 | 0 | 0.086563 | 0.055683
1996 | 292.6562 | 0 | 0 | 0 | 0 | 0 | 0 | 0.10932 | 0.071707
1996 | 292.6667 | 0 | 0 | 0 | 0 | 0 | 0 | 0.054051 | 0.097346
1996 | 292.6771 | 0 | 0 | 0 | 0 | 0 | 0 | 0.14143 | 0.12539
1996 | 292.6875 | 0 | 0 | 0 | 0 | 0 | 0 | 0.03495 | 0.042864
1996 | 292.6979 | 0 | 0 | 0 | 0 | 0 | 0 | 0.10932 | 0.039659
1996 | 292.7083 | 0 | 0 | 0 | 0 | 0 | 0 | 0.078435 | 0.10255
1996 | 292.7187 | 0 | 0 | 0 | 0 | 0 | 0 | 0.068682 | 0.05328
1996 | 292.7292 | 0 | 0 | 0 | 0 | 0 | 0 | 0.089002 | 0.031647
1996 | 292.7396 | 0 | 0 | 0 | 0 | 0 | 0 | 0.026822 | 0.087731
1996 | 292.75 | 0 | 0 | 0 | 0 | 0 | 0 | 0.092659 | 0.068503
1996 | 292.7604 | 0 | 0 | 0 | 0 | 0 | 0 | 0.087782 | 0.052879
1996 | 292.7708 | 0 | 0 | 0 | 0 | 0 | 0 | 0.038202 | 0.01362
1996 | 292.7812 | 0 | 0 | 0 | 0 | 0 | 0 | 0.015443 | 0.025238
1996 | 292.7917 | 0 | 0.023235 | 0 | 0 | 0 | 0 | 0.012192 | 0.063295
1996 | 292.8021 | 0 | 0 | 0 | 0 | 0 | 0 | 0.049987 | 0.016425
1996 | 292.8125 | 0 | 0 | 0 | 0 | 0 | 0 | 0.028042 | 0.021632
1996 | 292.8229 | 0 | 0 | 0 | 0 | 0 | 0 | 0.038202 | 0.021232
1996 | 292.8333 | 0 | 0 | 0 | 0 | 0 | 0 | 0.028042 | 0.022434
1996 | 292.8437 | 0 | 0 | 0 | 0 | 0 | 0 | -0.010973 | 0.014422
1996 | 292.8542 | 0 | 0 | 0 | 0 | 0 | 0 | 0.0089408 | -0.0072108
1996 | 292.8646 | 0 | 0 | 0 | 0 | 0 | 0 | -0.012192 | -0.0024036
1996 | 292.875 | 0 | 0 | 0 | 0 | 0 | 0 | 0.031293 | 0.039659
1996 | 292.8854 | 0 | 0 | 0 | 0 | 0 | 0 | 0.028854 | 0.024437
1996 | 292.8958 | 0 | 0 | 0 | 0 | 0 | 0 | 0.048768 | 0.02684
1996 | 292.9062 | 0.031699 | 0 | 0 | 0 | 0 | 0 | -0.016256 | -0.014822
1996 | 292.9167 | 0 | 0 | 0 | 0 | 0 | 0 | -0.028448 | -0.019229
1996 | 292.9271 | 0 | 0 | 0 | 0 | 0 | 0 | 0.022352 | 0.026039
1996 | 292.9375 | 0.023571 | 0 | 0 | 0 | 0 | 0 | 0.01463 | 0.010416
1996 | 292.9479 | 0 | 0 | 0 | 0 | 0 | 0 | -0.0008128 | 0.034452
1996 | 292.9583 | 0.052019 | 0 | 0 | 0 | 0 | 0 | 0.013818 | -0.041262
1996 | 292.9687 | 0 | 0 | 0 | 0 | 0 | 0 | 0.063398 | 0.055683
1996 | 292.9792 | 0 | 0 | 0 | 0 | 0 | 0 | 0.01463 | 0.031247
1996 | 292.9896 | 0 | 0 | 0 | 0 | 0 | 0 | 0.020726 | -0.011617
1996 | 293 | 0 | 0 | 0 | 0 | 0 | 0 | 0 | 0.021632
1996 | 293.0104 | 0 | 0 | 0 | 0 | 0 | 0 | 0.016662 | 0.0052078
1996 | 293.0208 | 0 | 0 | 0 | 0 | 0 | 0 | 0.075997 | 0.054081
1996 | 293.0312 | 0 | 0 | 0 | 0 | 0 | 0 | 0.0036576 | 0.017226
1996 | 293.0417 | 0 | 0 | 0 | 0 | 0 | 0 | -0.035763 | -0.017226
1996 | 293.0521 | 0.031699 | 0 | 0 | 0 | 0 | 0 | 0.015443 | 0.0012018
1996 | 293.0625 | 0 | 0 | 0 | 0 | 0 | 0 | 0.030886 | 0.023235
1996 | 293.0729 | 0 | 0 | 0 | 0 | 0 | 0 | 0.008128 | 0.004006
1996 | 293.0833 | 0 | 0 | 0 | 0 | 0 | 0 | 0.069088 | 0.059289
1996 | 293.0937 | 0 | 0 | 0 | 0 | 0 | 0 | 0.012192 | 0.015223
1996 | 293.1042 | 0 | 0 | 0 | 0 | 0 | 0 | -0.02032 | 0.025638
1996 | 293.1146 | 0 | 0 | 0 | 0 | 0 | 0 | 0.019101 | -0.0064096
1996 | 293.125 | 0 | 0 | 0 | 0 | 0 | 0 | 0.018288 | 0.028443
1996 | 293.1354 | 0 | 0 | 0 | 0 | 0 | 0 | -0.0097536 | 0.025238
1996 | 293.1458 | 0 | 0 | 0 | 0 | 0 | 0 | 0.054864 | -0.0064096
1996 | 293.1562 | 0 | 0 | 0 | 0 | 0 | 0 | 0.013411 | 0.01362
1996 | 293.1667 | 0 | 0 | 0 | 0 | 0 | 0 | -0.01016 | 0.0072108
1996 | 293.1771 | 0 | 0 | 0 | 0 | 0 | 0 | 0.032512 | 0.020431
1996 | 293.1875 | 0 | 0 | 0 | 0 | 0 | 0 | 0.039014 | 0.032048
1996 | 293.1979 | 0 | 0 | 0 | 0 | 0 | 0 | 0.012598 | 0.018027
1996 | 293.2083 | 0 | 0 | 0 | 0 | 0 | 0 | -0.0044704 | -0.008012
1996 | 293.2187 | 0 | 0 | 0 | 0 | 0 | 0 | 0.0089408 | 0.02003
1996 | 293.2292 | 0 | 0 | 0 | 0 | 0 | 0 | 0.052832 | 0.018027
1996 | 293.2396 | 0 | 0 | 0 | 0 | 0 | 0 | 0.019101 | 0.019229
1996 | 293.25 | 0 | 0 | 0 | 0 | 0 | 0 | -0.0073152 | 0.016425
1996 | 293.2604 | 0 | 0 | 0 | 0 | 0 | 0 | 0.0069088 | 0.0036054
1996 | 293.2708 | 0 | 0 | 0 | 0 | 0 | 0 | -0.019101 | -0.0024036
1996 | 293.2812 | 0 | 0 | 0 | 0 | 0 | 0 | 0.03048 | 0.023635
1996 | 293.2917 | 0 | 0 | 0 | 0 | 0 | 0 | 0.012598 | 0.018027
1996 | 293.3021 | 0 | 0 | 0 | 0 | 0 | 0 | 0.027229 | 0.025638
1996 | 293.3125 | 0 | 0 | 0 | 0 | 0 | 0 | -0.018288 | -0.021632
1996 | 293.3229 | 0 | 0 | 0 | 0 | 0 | 0 | 0.036576 | 0.011217
1996 | 293.3333 | 0 | 0 | 0 | 0 | 0 | 0 | -0.0016256 | 0.039659
1996 | 293.3437 | 0 | 0 | 0 | 0 | 0 | 0 | 0.042266 | 0.044467
1996 | 293.3542 | 0 | 0 | 0 | 0 | 0 | 0 | 0.0508 | 0.023635
1996 | 293.3646 | 0 | 0 | 0 | 0 | 0 | 0 | 0.042672 | 0.039659
1996 | 293.375 | 0 | 0 | 0 | 0 | 0 | 0 | -0.0032512 | 0.010416
1996 | 293.3854 | 0 | 0 | 0 | 0 | 0 | 0 | 0.025603 | 0.035653
1996 | 293.3958 | 0 | 0 | 0 | 0 | 0 | 0 | 0.047955 | 0.028042
1996 | 293.4062 | 0 | 0 | 0 | 0 | 0 | 0 | 0.070307 | 0.076915
1996 | 293.4167 | 0 | 0 | 0 | 0 | 0 | 0 | 0.037795 | 0.048072
1996 | 293.4271 | 0 | 0 | 0 | 0 | 0 | 0 | 0.09591 | 0.10135
1996 | 293.4375 | 0 | 0 | 0 | 0 | 0 | 0 | 0.081686 | 0.069704
1996 | 293.4479 | 0 | 0 | 0 | 0 | 0 | 0 | 0.039421 | 0.070906
1996 | 293.4583 | 0 | 0 | 0 | 0 | 0 | 0 | 0.10566 | 0.11017
1996 | 293.4687 | 0 | 0 | 0 | 0 | 0 | 0 | 0.1077 | 0.080921
1996 | 293.4792 | 0 | 0 | 0 | 0 | 0 | 0 | 0.090627 | 0.094542
1996 | 293.4896 | 0 | 0 | 0 | 0 | 0 | 0 | 0.061773 | 0.090536
1996 | 293.5 | 0 | 0 | 0 | 0 | 0 | 0 | 0.16866 | 0.12619
1996 | 293.5104 | 0 | 0 | 0 | 0 | 0 | 0 | 0.082906 | 0.10456
1996 | 293.5208 | 0 | 0 | 0 | 0 | 0 | 0 | 0.087376 | 0.12659
1996 | 293.5312 | 0 | 0 | 0 | 0 | 0 | 0 | 0.12598 | 0.10976
1996 | 293.5417 | 0 | 0 | 0 | 0 | 0 | 0 | 0.13208 | 0.14181
1996 | 293.5521 | 0 | 0 | 0 | 0 | 0 | 0 | 0.12761 | 0.14982
1996 | 293.5625 | 0 | 0 | 0 | 0 | 0 | 0 | 0.14021 | 0.17066
1996 | 293.5729 | 0 | 0 | 0 | 0 | 0 | 0 | 0.1459 | 0.11497
1996 | 293.5833 | 0 | 0 | 0 | 0 | 0 | 0 | 0.13452 | 0.15744
1996 | 293.5937 | 0 | 0 | 0 | 0 | 0 | 0 | 0.18491 | 0.14822
1996 | 293.6042 | 0 | 0 | 0 | 0 | 0 | 0 | 0.10648 | 0.135
1996 | 293.6146 | 0 | 0 | 0 | 0 | 0 | 0 | 0.17841 | 0.13901
1996 | 293.625 | 0 | 0 | 0 | 0 | 0 | 0 | 0.13289 | 0.16224
1996 | 293.6354 | 0 | 0 | 0 | 0 | 0 | 0 | 0.12476 | 0.10936
1996 | 293.6458 | 0 | 0 | 0 | 0 | 0 | 0 | 0.13858 | 0.12739
1996 | 293.6562 | 0 | 0 | 0 | 0 | 0 | 0 | 0.18004 | 0.17947
1996 | 293.6667 | 0 | 0 | 0 | 0 | 0 | 0 | 0.096317 | 0.10135
1996 | 293.6771 | 0 | 0 | 0 | 0 | 0 | 0 | 0.064211 | 0.11137
1996 | 293.6875 | 0 | 0 | 0 | 0 | 0 | 0 | 0.15768 | 0.12499
1996 | 293.6979 | 0 | 0 | 0 | 0 | 0 | 0 | 0.093878 | 0.089734
1996 | 293.7083 | 0 | 0 | 0 | 0 | 0 | 0 | 0.096723 | 0.081322
1996 | 293.7187 | 0 | 0 | 0 | 0 | 0 | 0 | 0.082499 | 0.06009
1996 | 293.7292 | 0 | 0 | 0 | 0 | 0 | 0 | 0.099568 | 0.11497
1996 | 293.7396 | 0 | 0 | 0 | 0 | 0 | 0 | 0.085344 | 0.058888
1996 | 293.75 | 0 | 0 | 0 | 0 | 0 | 0 | 0.055677 | 0.038458
1996 | 293.7604 | 0 | 0 | 0 | 0 | 0 | 0 | 0.034138 | 0.040861
1996 | 293.7708 | 0 | 0 | 0 | 0 | 0 | 0 | 0.037795 | 0.028843
1996 | 293.7812 | 0 | 0 | 0 | 0 | 0 | 0 | 0.054051 | 0.030846
1996 | 293.7917 | 0 | 0 | 0 | 0 | 0 | 0 | 0.027635 | 0.01362
1996 | 293.8021 | 0 | 0 | 0 | 0 | 0 | 0 | 0.01585 | 0.010816
1996 | 293.8125 | 0 | 0 | 0 | 0 | 0 | 0 | 0.0073152 | 0.0084126
1996 | 293.8229 | 0 | 0 | 0 | 0 | 0 | 0 | 0.013818 | 0.016024
1996 | 293.8333 | 0 | 0 | 0 | 0 | 0 | 0 | 0.01016 | 0.011217
1996 | 293.8437 | 0 | 0 | 0 | 0 | 0 | 0 | -0.0024384 | 0.0056084
1996 | 293.8542 | 0 | 0 | 0 | 0 | 0 | 0 | 0.013005 | 0.017226
1996 | 293.8646 | 0 | 0 | 0 | 0 | 0 | 0 | 0.010566 | 0.002003
1996 | 293.875 | 0 | 0 | 0 | 0 | 0 | 0 | 0.0089408 | 0.010416
1996 | 293.8854 | 0 | 0 | 0 | 0 | 0 | 0 | 0.012192 | 0.0032048
1996 | 293.8958 | 0 | 0 | 0 | 0 | 0 | 0 | 0.006096 | 0.022033
1996 | 293.9062 | 0 | 0 | 0 | 0 | 0 | 0 | 0.017475 | -0.0032048
1996 | 293.9167 | 0 | 0 | 0 | 0 | 0 | 0 | 0.0089408 | 0.015223
1996 | 293.9271 | 0 | 0 | 0 | 0 | 0 | 0 | 0.019101 | 0.01362
1996 | 293.9375 | 0 | 0 | 0 | 0 | 0 | 0 | 0.0065024 | 0.0088132
1996 | 293.9479 | 0 | 0 | 0 | 0 | 0 | 0 | 0.0052832 | 0.0044066
1996 | 293.9583 | 0 | 0 | 0 | 0 | 0 | 0 | 0.01585 | 0.010015
1996 | 293.9687 | 0 | 0 | 0 | 0 | 0 | 0 | 0.0044704 | 0.0036054
1996 | 293.9792 | 0 | 0 | 0 | 0 | 0 | 0 | 0.0085344 | 0.0096144
1996 | 293.9896 | 0 | 0 | 0 | 0 | 0 | 0 | 0.0012192 | 0.0068102
1996 | 294 | 0 | 0 | 0 | 0 | 0 | 0 | -0.035357 | -0.018428
1996 | 294.0104 | 0 | 0 | 0 | 0 | 0 | 0 | -0.017069 | 0.0036054
1996 | 294.0208 | 0 | 0 | 0 | 0 | 0 | 0 | 0.02032 | 0.011217
1996 | 294.0312 | 0 | 0 | 0 | 0 | 0 | 0 | 0.0069088 | 0.021232
1996 | 294.0417 | 0 | 0 | 0 | 0 | 0 | 0 | 0.011786 | 0.0072108
1996 | 294.0521 | 0 | 0 | 0 | 0 | 0 | 0 | 0.026822 | 0.0088132
1996 | 294.0625 | 0 | 0 | 0 | 0 | 0 | 0 | 0.010973 | -0.0004006
1996 | 294.0729 | 0 | 0 | 0 | 0 | 0 | 0 | -0.011786 | 0.01322
1996 | 294.0833 | 0 | 0 | 0 | 0 | 0 | 0 | 0.004064 | 0
1996 | 294.0937 | 0 | 0 | 0 | 0 | 0 | 0 | 0.023165 | 0.028843
1996 | 294.1042 | 0 | 0 | 0 | 0 | 0 | 0 | 0.021946 | 0.01322
1996 | 294.1146 | 0 | 0 | 0 | 0 | 0 | 0 | 0.041046 | 0.018428
1996 | 294.125 | 0 | 0 | 0 | 0 | 0 | 0 | -0.013411 | 0.0032048
1996 | 294.1354 | 0 | 0 | 0 | 0 | 0 | 0 | 0.031699 | 0.022033
1996 | 294.1458 | 0 | 0 | 0 | 0 | 0 | 0 | 0.026822 | 0.012819
1996 | 294.1562 | 0 | 0 | 0 | 0 | 0 | 0 | -0.0032512 | -0.0048072
1996 | 294.1667 | 0 | 0 | 0 | 0 | 0 | 0 | 0.0024384 | -0.0004006
1996 | 294.1771 | 0 | 0 | 0 | 0 | 0 | 0 | 0.017882 | 0.019629
1996 | 294.1875 | 0 | 0 | 0 | 0 | 0 | 0 | 0.0069088 | 0.010015
1996 | 294.1979 | 0 | 0 | 0 | 0 | 0 | 0 | 0.0052832 | 0.0036054
1996 | 294.2083 | 0 | 0 | 0 | 0 | 0 | 0 | 0.0069088 | 0.014822
1996 | 294.2187 | 0 | 0 | 0 | 0 | 0 | 0 | 0.023571 | 0.004006
1996 | 294.2292 | 0 | 0 | 0 | 0 | 0 | 0 | -0.0012192 | 0.018428
1996 | 294.2396 | 0 | 0 | 0 | 0 | 0 | 0 | -0.0056896 | -0.014021
1996 | 294.25 | 0 | 0 | 0 | 0 | 0 | 0 | 0 | 0.016825
1996 | 294.2604 | 0.021133 | 0 | 0 | 0 | 0 | 0 | -0.0077216 | -0.010416
1996 | 294.2708 | 0 | 0 | 0 | 0 | 0 | 0 | 0.041859 | 0.02684
1996 | 294.2812 | 0 | 0 | 0 | 0 | 0 | 0 | -0.008128 | -0.010015
1996 | 294.2917 | 0 | 0 | 0 | 0 | 0 | 0 | 0.011379 | 0.032449
1996 | 294.3021 | 0 | 0 | 0 | 0 | 0 | 0 | 0.038202 | 0.020831
1996 | 294.3125 | 0 | 0 | 0 | 0 | 0 | 0 | 0.02032 | 0.014822
1996 | 294.3229 | 0 | 0 | 0 | 0 | 0 | 0 | 0.004064 | 0.017226
1996 | 294.3333 | 0 | 0 | 0 | 0 | 0 | 0 | 0.041859 | 0.040861
1996 | 294.3437 | 0 | 0 | 0 | 0 | 0 | 0 | 0.028448 | 0.0096144
1996 | 294.3542 | 0 | 0 | 0 | 0 | 0 | 0 | 0.036982 | 0.055283
1996 | 294.3646 | 0 | 0 | 0 | 0 | 0 | 0 | 0.032512 | 0.032849
1996 | 294.375 | 0 | 0 | 0 | 0 | 0 | 0 | 0.039827 | 0.052479
1996 | 294.3854 | 0 | 0 | 0 | 0 | 0 | 0 | 0.061773 | 0.076114
1996 | 294.3958 | 0 | 0 | 0 | 0 | 0 | 0 | 0.031293 | 0.045668
1996 | 294.4062 | 0 | 0 | 0 | 0 | 0 | 0 | 0.10038 | 0.084927
1996 | 294.4167 | 0 | 0 | 0 | 0 | 0 | 0 | 0.094285 | 0.11097
1996 | 294.4271 | 0 | 0 | 0 | 0 | 0 | 0 | 0.084125 | 0.07371
1996 | 294.4375 | 0 | 0 | 0 | 0 | 0 | 0 | 0.12395 | 0.10536
1996 | 294.4479 | 0 | 0 | 0 | 0 | 0 | 0 | 0.054864 | 0.1346
1996 | 294.4583 | 0 | 0 | 0 | 0 | 0 | 0 | 0.1524 | 0.10376
1996 | 294.4687 | 0 | 0 | 0 | 0 | 0 | 0 | 0.12924 | 0.12058
1996 | 294.4792 | 0 | 0 | 0 | 0 | 0 | 0 | 0.14061 | 0.13941
1996 | 294.4896 | 0 | 0 | 0 | 0 | 0 | 0 | 0.094691 | 0.11617
1996 | 294.5 | 0 | 0 | 0 | 0 | 0 | 0 | 0.14834 | 0.14702
1996 | 294.5104 | 0 | 0 | 0 | 0 | 0 | 0 | 0.15281 | 0.1306
1996 | 294.5208 | 0 | 0 | 0 | 0 | 0 | 0 | 0.13005 | 0.12779
1996 | 294.5312 | 0 | 0 | 0 | 0 | 0 | 0 | 0.12273 | 0.1346
1996 | 294.5417 | 0 | 0 | 0 | 0 | 0 | 0 | 0.085344 | 0.12058
1996 | 294.5521 | 0 | 0 | 0 | 0 | 0 | 0 | 0.14061 | 0.12258
1996 | 294.5625 | 0 | 0 | 0 | 0 | 0 | 0 | 0.13777 | 0.135
1996 | 294.5729 | 0 | 0 | 0 | 0 | 0 | 0 | 0.10201 | 0.10656
1996 | 294.5833 | 0 | 0 | 0 | 0 | 0 | 0 | 0.083312 | 0.098147
1996 | 294.5937 | 0 | 0 | 0 | 0 | 0 | 0 | 0.12842 | 0.12098
1996 | 294.6042 | 0 | 0 | 0 | 0 | 0 | 0 | 0.11745 | 0.092939
1996 | 294.6146 | 0 | 0 | 0 | 0 | 0 | 0 | 0.069088 | 0.081322
1996 | 294.625 | 0 | 0 | 0 | 0 | 0 | 0 | 0.076403 | 0.083325
1996 | 294.6354 | 0 | 0 | 0 | 0 | 0 | 0 | 0.080467 | 0.086129
1996 | 294.6458 | 0 | 0 | 0 | 0 | 0 | 0 | 0.089002 | 0.074512
1996 | 294.6562 | 0 | 0 | 0 | 0 | 0 | 0 | 0.058115 | 0.076114
1996 | 294.6667 | 0 | 0 | 0 | 0 | 0 | 0 | 0.089408 | 0.092138
1996 | 294.6771 | 0 | 0 | 0 | 0 | 0 | 0 | 0.087376 | 0.092539
1996 | 294.6875 | 0 | 0 | 0 | 0 | 0 | 0 | 0.091034 | 0.072108
1996 | 294.6979 | 0 | 0 | 0 | 0 | 0 | 0 | 0.008128 | 0.028042
1996 | 294.7083 | 0 | 0 | 0 | 0 | 0 | 0 | 0.01585 | 0.027641
1996 | 294.7187 | 0 | 0 | 0 | 0 | 0 | 0 | 0.069901 | 0.055283
1996 | 294.7292 | 0 | 0 | 0 | 0 | 0 | 0 | 0.10038 | 0.075313
1996 | 294.7396 | 0 | 0 | 0.12273 | 0.12979 | 0 | 0 | 0.0048768 | -0.0064096
1996 | 294.75 | 0 | 0 | 0 | 0 | 0 | 0 | 0.021946 | 0.023635
1996 | 294.7604 | 0 | 0 | 0 | 0 | 0 | 0 | 0.010566 | 0.008012
1996 | 294.7708 | 0 | 0 | 0.038202 | 0.052078 | 0 | 0 | 0.0036576 | 0.054482
1996 | 294.7812 | 0 | 0 | 0 | 0 | 0 | 0 | 0.049581 | 0.049274
1996 | 294.7917 | 0 | 0 | 0 | 0 | 0 | 0 | 0.047955 | 0.035653
1996 | 294.8021 | 0 | 0 | 0 | 0 | 0 | 0 | 0.03617 | 0.029244
1996 | 294.8125 | 0 | 0 | 0 | 0 | 0 | 0 | 0.028448 | 0.027641
1996 | 294.8229 | 0 | 0 | 0 | 0 | 0 | 0 | -0.04064 | -0.004006
1996 | 294.8333 | 0 | 0 | 0 | 0 | 0 | 0 | 0.086563 | 0.039259
1996 | 294.8437 | 0 | 0 | 0 | 0 | 0 | 0 | -0.022758 | -0.0012018
1996 | 294.8542 | 0 | 0 | 0 | 0 | 0 | 0 | 0.026822 | 0.010015
1996 | 294.8646 | 0 | 0 | 0 | 0 | 0 | 0 | -0.0052832 | -0.031247
1996 | 294.875 | 0 | 0 | 0 | 0 | 0 | 0 | 0.0044704 | 0.002003
1996 | 294.8854 | 0 | 0 | 0 | 0 | 0 | 0 | 0.0024384 | 0.0004006
1996 | 294.8958 | 0 | 0 | 0 | 0 | 0 | 0 | 0.0012192 | 0.0064096
1996 | 294.9062 | 0 | 0 | 0 | 0 | 0 | 0 | 0.0036576 | 0.0032048
1996 | 294.9167 | 0 | 0 | 0 | 0 | 0 | 0 | -0.0012192 | -0.0024036
1996 | 294.9271 | 0 | 0 | 0 | 0 | 0 | 0 | -0.0056896 | 0.0028042
1996 | 294.9375 | 0 | 0 | 0 | 0 | 0 | 0 | 0.0052832 | 0.0016024
1996 | 294.9479 | 0 | 0 | 0 | 0 | 0 | 0 | 0.0065024 | 0.004006
1996 | 294.9583 | 0 | 0 | 0 | 0 | 0 | 0 | -0.0052832 | 0.0008012
1996 | 294.9687 | 0 | 0 | 0 | 0 | 0 | 0 | 0.0048768 | 0.004006
1996 | 294.9792 | 0 | 0 | 0 | 0 | 0 | 0 | -0.002032 | -0.010416
1996 | 294.9896 | 0 | 0 | 0 | 0 | 0 | 0 | -0.0024384 | 0.006009
1996 | 295 | 0 | 0 | 0 | 0 | 0 | 0 | 0.0093472 | 0.008012
1996 | 295.0104 | 0 | 0 | 0 | 0 | 0 | 0 | 0.0012192 | 0.0064096
1996 | 295.0208 | 0 | 0 | 0 | 0 | 0 | 0 | 0.0028448 | 0.008012
1996 | 295.0312 | 0 | 0 | 0 | 0 | 0 | 0 | 0.013818 | 0.006009
1996 | 295.0417 | 0 | 0 | 0 | 0 | 0 | 0 | -0.018288 | -0.0028042
1996 | 295.0521 | 0 | 0 | 0 | 0 | 0 | 0 | 0.030886 | 0.010015
1996 | 295.0625 | 0 | 0 | 0 | 0 | 0 | 0 | 0.0089408 | 0.010015
1996 | 295.0729 | 0 | 0 | 0 | 0 | 0 | 0 | -0.0048768 | 0.0076114
1996 | 295.0833 | 0 | 0 | 0.02601 | 0 | 0 | 0 | 0.01463 | -0.010816
1996 | 295.0937 | 0 | 0 | 0 | 0.030446 | 0 | 0 | 0.012192 | 0.017626
1996 | 295.1042 | 0 | 0 | 0 | 0 | 0 | 0 | 0.019914 | 0.02003
1996 | 295.1146 | 0 | 0 | 0 | 0 | 0 | 0 | 0.096317 | 0.042063
1996 | 295.125 | 0 | 0 | 0 | 0 | 0 | 0 | 0.096317 | 0.0064096
1996 | 295.1354 | 0 | 0 | 0.21539 | 0.027241 | 0 | 0 | 0.091846 | 0.026039
1996 | 295.1458 | 0 | 0 | 0 | 0 | 0 | 0 | 0.0508 | 0.018828
1996 | 295.1562 | 0 | 0 | 0 | 0 | 0 | 0 | 0.019914 | 0.02684
1996 | 295.1667 | 0 | 0 | 0.24303 | 0.22514 | 0 | 0 | 0 | 0
1996 | 295.1771 | 0 | 0 | 0.17394 | 0.13861 | 0 | 0 | -0.0024384 | -0.0028042
1996 | 295.1875 | 0 | 0 | 0 | 0 | 0 | 0 | -0.054458 | -0.0032048
1996 | 295.1979 | 0 | 0 | 0 | 0 | 0 | 0 | 0.035763 | 0.052479
1996 | 295.2083 | 0 | 0 | 0 | 0 | 0 | 0 | -0.0056896 | -0.002003
1996 | 295.2187 | 0 | 0 | 0 | 0 | 0 | 0 | 0.065837 | 0.014021
1996 | 295.2292 | 0 | 0 | 0 | 0 | 0 | 0 | 0.037389 | 0.015223
1996 | 295.2396 | 0 | 0 | 0 | 0 | 0 | 0 | 0.022758 | 0.015223
1996 | 295.25 | 0 | 0 | 0 | 0 | 0 | 0 | 0.047142 | 0.028443
1996 | 295.2604 | 0 | 0 | 0.044704 | 0 | 0 | 0 | 0 | 0.012819
1996 | 295.2708 | 0 | 0 | 0.030886 | 0 | 0 | 0 | 0.015443 | 0.0012018
1996 | 295.2812 | 0 | 0 | 0.1146 | 0.082524 | 0 | 0 | -2.2737e-13 | -2.2737e-13
1996 | 295.2917 | 0 | 0 | 0.68031 | 0.68503 | 0 | 0 | 2.2737e-13 | 2.2737e-13
1996 | 295.3021 | 0 | 0 | 0.33081 | 0.2684 | 0 | 0 | 0.0052832 | -0.0092138
1996 | 295.3125 | 0 | 0 | 0 | 0 | 0 | 0 | -0.0004064 | -0.0052078
1996 | 295.3229 | 0 | 0 | 0.067462 | 0.10576 | 0 | 0 | 0 | 0.024837
1996 | 295.3333 | 0 | 0 | 0.039014 | 0.032849 | 0 | 0 | -0.0052832 | -0.010015
1996 | 295.3437 | 0 | 0 | 0 | 0 | 0 | 0 | 0.011786 | -0.023635
1996 | 295.3542 | 0 | 0 | 0.035763 | 0 | 0 | 0 | 0.032918 | 0.017626
1996 | 295.3646 | 0 | 0 | 0.045517 | 0 | 0 | 0 | -0.002032 | 0.024837
1996 | 295.375 | 0 | 0 | 0.1146 | 0.15944 | 0 | 0 | 0.0016256 | 0.012819
1996 | 295.3854 | 0 | 0 | 0.74696 | 0.79078 | 0 | 0 | -2.2737e-13 | 0
1996 | 295.3958 | 0 | 0 | 1.0014 | 1.0039 | 0 | 0 | -2.2737e-13 | 0
1996 | 295.4062 | 0 | 0 | 1.1566 | 1.1129 | 0 | 0 | 0 | 0
1996 | 295.4167 | 0 | 0 | 0.50394 | 0.4695 | 0 | 0 | 0 | 0
1996 | 295.4271 | 0 | 0 | 0.51775 | 0.48232 | 0 | 0 | 2.2737e-13 | 0
1996 | 295.4375 | 0 | 0 | 0.68356 | 0.68262 | 0 | 0 | -2.2737e-13 | -2.2737e-13
1996 | 295.4479 | 0 | 0 | 0.87132 | 0.72428 | 0 | 0 | 0 | 0
1996 | 295.4583 | 0 | 0 | 1.0339 | 0.85168 | 0 | 0 | 0 | 0
1996 | 295.4687 | 0 | 0 | 0.88351 | 0.57206 | 0 | 0 | 0 | 0
1996 | 295.4792 | 0 | 0 | 1.1948 | 0.85648 | 0 | 0 | 2.2737e-13 | -2.2737e-13
1996 | 295.4896 | 0 | 0 | 1.0184 | 0.92378 | 0 | 0 | 2.2737e-13 | 2.2737e-13
1996 | 295.5 | 0 | 0 | 0.94935 | 0.67461 | 0 | 0 | 0 | 0
1996 | 295.5104 | 0 | 0 | 0.43078 | 0.30926 | 0 | 0 | 0 | 0
1996 | 295.5208 | 0 | 0 | 0.38202 | 0.017626 | 0 | 0 | 0 | 0
1996 | 295.5312 | 0 | 0 | 0.17069 | 0.34371 | 0 | 0 | 0 | 0
1996 | 295.5417 | 0 | 0 | 0.45517 | 0.32689 | 0 | 0 | 0 | 2.2737e-13
1996 | 295.5521 | 0 | 0 | 0.24384 | 0.25719 | 0 | 0 | 0 | -2.2737e-13
1996 | 295.5625 | 0 | 0 | 0.19507 | 0.21632 | 0 | 0 | 0 | 0
1996 | 295.5729 | 0 | 0 | 0.24384 | 0.29805 | 0 | 0 | -2.2737e-13 | 0
1996 | 295.5833 | 0 | 0 | 0.33325 | 0.48072 | 0 | 0 | 0 | 0.058087
1996 | 295.5937 | 0 | 0 | 0.19507 | 0 | 0 | 0 | 0 | -0.05368
1996 | 295.6042 | 0 | 0 | 0.36576 | 0.44947 | 0 | 0 | 0.024384 | 0.0028042
1996 | 295.6146 | 0 | 0 | 0.11379 | -0.0064096 | 0 | 0 | 0.048768 | 2.2737e-13
1996 | 295.625 | 0 | 0 | 0.4064 | 0.2003 | 0 | 0 | 0 | 0.050075
1996 | 295.6354 | 0 | 0 | 0 | 0.095343 | 0 | 0 | 0.065024 | 0.10616
1996 | 295.6458 | 0 | 0 | 0.19507 | 0.078518 | 0 | 0 | -2.2737e-13 | -0.05328
1996 | 295.6562 | 0 | 0 | 0.032512 | 0.072909 | 0 | 0 | 0.048768 | 0.12779
1996 | 295.6667 | 0 | 0 | 0.065024 | 0.027241 | 0 | 0 | -0.008128 | 0.024437
1996 | 295.6771 | 0 | 0 | 0 | 0 | 0 | 0 | -0.016256 | 0.024036
1996 | 295.6875 | 0 | 0 | 0.089408 | 0 | 0 | 0 | 0 | -0.027641
1996 | 295.6979 | 0 | 0 | 0.13005 | 0.13861 | 0 | 0 | 0 | 2.2737e-13
1996 | 295.7083 | 0 | 0 | 0.26822 | 0.21312 | 0 | 0 | 2.2737e-13 | 0.010416
1996 | 295.7187 | 0 | 0 | 0.2032 | 0.18508 | 0 | 0 | 0.004064 | 0.088132
1996 | 295.7292 | 0 | 0 | 0.10566 | 0.11617 | 0 | 0 | 0.004064 | 0.016825
1996 | 295.7396 | 0 | 0 | 0.073152 | 0.052078 | 0 | 0 | 0.016256 | 0.036054
1996 | 295.75 | 0 | 0 | 0.08128 | 0.078518 | 0 | 0 | 0.02032 | 0.035253
1996 | 295.7604 | 0 | 0 | 0 | 0.057686 | 0 | 0 | 0.02032 | 0.079719
1996 | 295.7708 | 0 | 0 | 0.048768 | 0 | 0 | 0 | 0.08128 | 0.061292
1996 | 295.7812 | 0 | 0 | 0.032512 | 0.039259 | 0 | 0 | 0 | 0.0096144
1996 | 295.7917 | 0 | 0 | 0.008128 | 0 | 0 | 0 | 0.008128 | 0.022434
1996 | 295.8021 | 0 | 0 | 0.048768 | 0.042464 | 0 | 0 | 0.004064 | -0.023635
1996 | 295.8125 | 0 | 0 | 0 | 0 | 0 | 0 | 0.012192 | 0.02003
1996 | 295.8229 | 0 | 0 | 0 | 0 | 0 | 0 | 0 | -0.0048072
1996 | 295.8333 | 0 | 0 | 0 | 0 | 0 | 0 | 0.012192 | -0.0068102
1996 | 295.8437 | 0 | 0 | 0 | 0 | 0 | 0 | -0.008128 | 0.0028042
1996 | 295.8542 | 0 | 0 | 0 | 0 | 0 | 0 | 0.024384 | 0.012819
1996 | 295.8646 | 0 | 0 | 0 | 0 | 0 | 0 | 0.012192 | 0.02644
1996 | 295.875 | 0 | 0 | 0 | 0 | 0 | 0 | -0.012192 | -0.015223
1996 | 295.8854 | 0 | 0 | 0 | 0 | 0 | 0 | 0.012192 | 0.011617
1996 | 295.8958 | 0 | 0 | 0 | 0 | 0 | 0 | -0.008128 | 0.012819
1996 | 295.9062 | 0 | 0 | 0 | 0 | 0 | 0 | 0.028448 | -0.0024036
1996 | 295.9167 | 0 | 0 | 0 | 0 | 0 | 0 | 0.028448 | 0.0024036
1996 | 295.9271 | 0 | 0 | 0 | 0 | 0 | 0 | 0.036576 | 0.028443
1996 | 295.9375 | 0 | 0 | 0 | 0 | 0 | 0 | 0 | -0.0092138
1996 | 295.9479 | 0 | 0 | 0 | 0 | 0 | 0 | 0.008128 | -0.0012018
1996 | 295.9583 | 0 | 0 | 0 | 0 | 0 | 0 | 0.016256 | -0.01322
1996 | 295.9687 | 0 | 0 | 0.016256 | 0 | 0 | 0 | 0.004064 | 0.0064096
1996 | 295.9792 | 0 | 0 | 0.008128 | 0 | 0 | 0 | -2.2737e-13 | -0.016024
1996 | 295.9896 | 0 | 0 | 0.016256 | 0 | 0 | 0 | -0.004064 | 0.0016024
1996 | 296 | 0 | 0 | 0 | 0 | 0 | 0 | -0.004064 | -0.02684
1996 | 296.0104 | 0 | 0 | 0 | 0 | 0 | 0 | -0.004064 | 0.010416
1996 | 296.0208 | 0 | 0 | 0 | 0 | 0 | 0 | 0.008128 | -0.0064096
1996 | 296.0312 | 0 | 0 | 0 | 0 | 0 | 0 | 0.016256 | 0.0064096
1996 | 296.0417 | 0 | 0 | 0 | 0 | 0 | 0 | -0.004064 | -2.2737e-13
1996 | 296.0521 | 0 | 0 | 0 | 0 | 0 | 0 | 0.024384 | -0.0028042
1996 | 296.0625 | 0 | 0 | 0 | 0 | 0 | 0 | 0.016256 | 0.0028042
1996 | 296.0729 | 0 | 0 | 0 | 0 | 0 | 0 | 0.024384 | 0.01362
1996 | 296.0833 | 0 | 0 | 0 | 0 | 0 | 0 | 0.004064 | -0.035653
1996 | 296.0937 | 0 | 0 | 0 | 0 | 0 | 0 | 0.004064 | 0.022434
1996 | 296.1042 | 0 | 0 | 0 | 0 | 0 | 0 | 0.024384 | -0.0072108
1996 | 296.1146 | 0 | 0 | 0 | 0 | 0 | 0 | 0.004064 | 0.0008012
1996 | 296.125 | 0 | 0 | 0 | 0 | 0 | 0 | -0.012192 | 0.0068102
1996 | 296.1354 | 0 | 0 | 0 | 0 | 0 | 0 | 0.008128 | -0.015223
1996 | 296.1458 | 0.056896 | 0 | 0 | 0 | 0 | 0 | -0.02032 | 0.036455
1996 | 296.1562 | 0 | 0 | 0 | 0 | 0 | 0 | -0.004064 | -0.016825
1996 | 296.1667 | 0 | 0 | 0 | 0 | 0 | 0 | 0.016256 | 0.017226
1996 | 296.1771 | 0 | 0 | 0 | 0 | 0 | 0 | 0.004064 | -0.026039
1996 | 296.1875 | 0 | 0 | 0 | 0 | 0 | 0 | -0.024384 | -0.012419
1996 | 296.1979 | 0 | 0 | 0 | 0 | 0 | 0 | 0.02032 | 0.028443
1996 | 296.2083 | 0 | 0.020831 | 0 | 0 | 0 | 0 | 0.02032 | 0.0088132
1996 | 296.2187 | 0 | 0 | 0 | 0 | 0 | 0 | 0 | 0.0084126
1996 | 296.2292 | 0 | 0 | 0 | 0 | 0 | 0 | 0.048768 | 0.030846
1996 | 296.2396 | 0 | 0 | 0 | 0 | 0 | 0 | 0.012192 | -0.01362
1996 | 296.25 | 0 | 0 | 0 | 0 | 0 | 0 | 0.012192 | 0.0044066
1996 | 296.2604 | 0 | 0 | 0 | 0 | 0 | 0 | 0.016256 | 0.015223
1996 | 296.2708 | 0 | 0 | 0 | 0 | 0 | 0 | 0 | 0.024437
1996 | 296.2812 | 0 | 0 | 0 | 0 | 0 | 0 | 0.044704 | -0.0024036
1996 | 296.2917 | 0 | 0 | 0 | 0 | 0 | 0 | 0.028448 | 0.0084126
1996 | 296.3021 | 0 | 0 | 0 | 0 | 0 | 0 | 0.02032 | -0.010816
1996 | 296.3125 | 0 | 0 | 0 | 0 | 0 | 0 | 0.032512 | -0.017226
1996 | 296.3229 | 0 | 0 | 0 | 0 | 0 | 0 | -0.008128 | 0.019629
1996 | 296.3333 | 0 | 0 | 0 | 0 | 0 | 0 | 0.004064 | 0.054882
1996 | 296.3437 | 0 | 0 | 0 | 0 | 0 | 0 | 0.02032 | 0.023235
1996 | 296.3542 | 0 | 0 | 0 | 0 | 0 | 0 | 0.02032 | 0.072108
1996 | 296.3646 | 0 | 0 | 0 | 0 | 0 | 0 | 0.012192 | 0.034852
1996 | 296.375 | 0 | 0 | 0 | 0 | 0 | 0 | 0.012192 | 0.045268
1996 | 296.3854 | 0 | 0 | 0 | 0 | 0 | 0 | 0.032512 | 0.088132
1996 | 296.3958 | 0 | 0 | 0 | 0 | 0 | 0 | 0.02032 | -0.029644
1996 | 296.4062 | 0 | 0 | 0 | 0 | 0 | 0 | 0.028448 | 0.012419
1996 | 296.4167 | 0 | 0 | 0 | 0 | 0 | 0 | 0.08128 | 0.058888
1996 | 296.4271 | 0 | 0 | 0 | 0 | 0 | 0 | 0.077216 | -0.016825
1996 | 296.4375 | 0 | 0 | 0 | 0 | 0 | 0 | 0.073152 | 0.12779
1996 | 296.4479 | 0 | 0 | 0 | 0 | 0 | 0 | 0.11786 | 0.039659
1996 | 296.4583 | 0 | 0 | 0 | 0 | 0 | 0 | 0.06096 | -0.0072108
1996 | 296.4687 | 0 | 0 | 0 | 0 | 0 | 0 | -0.004064 | 0.0048072
1996 | 296.4792 | 0 | 0 | 0 | 0 | 0 | 0 | 0.024384 | 0.022434
1996 | 296.4896 | 0 | 0 | 0 | 0 | 0 | 0 | 0.008128 | 0.052479
1996 | 296.5 | 0 | 0 | 0 | 0 | 0 | 0 | 0.028448 | 0.11738
1996 | 296.5104 | 0 | 0 | 0 | 0 | 0 | 0 | 0 | 0.0008012
1996 | 296.5208 | 0 | 0 | 0 | 0 | 0 | 0 | 0.016256 | 0.023635
1996 | 296.5312 | 0 | 0 | 0 | 0 | 0 | 0 | 0.028448 | -0.0024036
1996 | 296.5417 | 0 | 0 | 0 | 0 | 0 | 0 | 0.036576 | 0.069704
1996 | 296.5521 | 0 | 0 | 0 | 0 | 0 | 0 | 0.016256 | 0.031647
1996 | 296.5625 | 0 | 0 | 0 | 0 | 0 | 0 | 0.04064 | 0.090936
1996 | 296.5729 | 0 | 0 | 0 | 0 | 0 | 0 | 0.036576 | 0.064096
1996 | 296.5833 | 0 | 0 | 0 | 0 | 0 | 0 | 0.036576 | 0.024036
1996 | 296.5937 | 0 | 0 | 0 | 0 | 0 | 0 | 0.028448 | 0.12539
1996 | 296.6042 | 0 | 0 | 0 | 0 | 0 | 0 | 0.085344 | -0.018027
1996 | 296.6146 | 0 | 0 | 0 | 0 | 0 | 0 | 0.10973 | 0.16304
1996 | 296.625 | 0 | 0 | 0 | 0 | 0 | 0 | 0.10566 | 0.043665
1996 | 296.6354 | 0 | 0 | 0 | 0 | 0 | 0 | 0.06096 | 0.11057
1996 | 296.6458 | 0 | 0 | 0 | 0 | 0 | 0 | 0.06096 | 0.008012
1996 | 296.6562 | 0 | 0 | 0 | 0 | 0 | 0 | 0.093472 | 0.080521
1996 | 296.6667 | 0 | 0 | 0 | 0 | 0 | 0 | 0.044704 | 0.060491
1996 | 296.6771 | 0 | 0 | 0 | 0 | 0 | 0 | 0.069088 | 0.06009
1996 | 296.6875 | 0 | 0 | 0 | 0 | 0 | 0 | 0.056896 | 0.047271
1996 | 296.6979 | 0 | 0 | 0 | 0 | 0 | 0 | 0.044704 | 0.064497
1996 | 296.7083 | 0 | 0 | 0 | 0 | 0 | 0 | 0.052832 | 0.015623
1996 | 296.7187 | 0 | 0 | 0 | 0 | 0 | 0 | 0.044704 | 0.063695
1996 | 296.7292 | 0 | 0 | 0 | 0 | 0 | 0 | 0.02032 | 0.049674
1996 | 296.7396 | 0 | 0 | 0 | 0 | 0 | 0 | 0.048768 | 0.027241
1996 | 296.75 | 0 | 0 | 0 | 0 | 0 | 0 | 0.016256 | -0.0024036
1996 | 296.7604 | 0 | 0 | 0 | 0 | 0 | 0 | 0.024384 | 0.014822
1996 | 296.7708 | 0 | 0 | 0 | 0 | 0 | 0 | 0.02032 | 0.040861
1996 | 296.7812 | 0 | 0 | 0 | 0 | 0 | 0 | 0.012192 | 0.0056084
1996 | 296.7917 | 0 | 0 | 0 | 0 | 0 | 0 | -0.008128 | -0.026039
1996 | 296.8021 | 0 | 0 | 0 | 0 | 0 | 0 | 0.008128 | 0.014822
1996 | 296.8125 | 0 | 0 | 0 | 0 | 0 | 0 | 0 | -0.0036054
1996 | 296.8229 | 0 | 0 | 0 | 0 | 0 | 0 | 0.008128 | 0.022834
1996 | 296.8333 | 0 | 0 | 0 | 0 | 0 | 0 | 0.016256 | 0.018828
1996 | 296.8437 | 0 | 0.020831 | 0 | 0 | 0 | 0 | 0.016256 | -0.014021
1996 | 296.8542 | 0 | 0 | 0 | 0 | 0 | 0 | 0.008128 | 0.06009
1996 | 296.8646 | 0 | 0 | 0 | 0 | 0 | 0 | 0 | -0.028443
1996 | 296.875 | 0 | 0 | 0 | 0 | 0 | 0 | -0.004064 | 0.0064096
1996 | 296.8854 | 0 | 0 | 0 | 0 | 0 | 0 | 0.012192 | 0.0048072
1996 | 296.8958 | 0 | 0 | 0 | 0 | 0 | 0 | -0.004064 | 0.028843
1996 | 296.9062 | 0 | 0 | 0 | 0 | 0 | 0 | 0.004064 | 0.0088132
1996 | 296.9167 | 0 | 0 | 0 | 0 | 0 | 0 | 0.008128 | -0.019229
1996 | 296.9271 | 0 | 0 | 0 | 0 | 0 | 0 | 0.012192 | 0.047271
1996 | 296.9375 | 0 | 0 | 0 | 0 | 0 | 0 | 0.004064 | -0.0064096
1996 | 296.9479 | 0 | 0 | 0 | 0 | 0 | 0 | 0.012192 | -0.0004006
1996 | 296.9583 | 0 | 0 | 0 | 0 | 0 | 0 | 0.004064 | 0.002003
1996 | 296.9687 | 0 | 0 | 0 | 0 | 0 | 0 | 0.008128 | 0.020431
1996 | 296.9792 | 0 | 0 | 0 | 0 | 0 | 0 | -0.004064 | -0.0016024
1996 | 296.9896 | 0 | 0 | 0 | 0 | 0 | 0 | 0.012192 | 0.0056084
1996 | 297 | 0 | 0 | 0 | 0 | 0 | 0 | 0 | 0.014822
1996 | 297.0104 | 0 | 0 | 0 | 0 | 0 | 0 | 0.004064 | -0.020431
1996 | 297.0208 | 0 | 0 | 0 | 0 | 0 | 0 | 0 | 0.0048072
1996 | 297.0312 | 0 | 0 | 0 | 0 | 0 | 0 | 0.008128 | 0.022434
1996 | 297.0417 | 0 | 0 | 0 | 0 | 0 | 0 | 0 | -0.0008012
1996 | 297.0521 | 0 | 0 | 0 | 0 | 0 | 0 | 0.016256 | -0.010816
1996 | 297.0625 | 0 | 0 | 0 | 0 | 0 | 0 | 0 | 0.029644
1996 | 297.0729 | 0 | 0 | 0 | 0 | 0 | 0 | 0.008128 | 0.01362
1996 | 297.0833 | 0 | 0 | 0 | 0 | 0 | 0 | 0.012192 | 0.011617
1996 | 297.0937 | 0 | 0 | 0 | 0 | 0 | 0 | 0.004064 | 0.0028042
1996 | 297.1042 | 0 | 0 | 0 | 0 | 0 | 0 | 0.004064 | 0.012819
1996 | 297.1146 | 0 | 0 | 0 | 0 | 0 | 0 | 0.004064 | -0.0068102
1996 | 297.125 | 0 | 0 | 0 | 0 | 0 | 0 | 0.004064 | 0.010416
1996 | 297.1354 | 0 | 0 | 0 | 0 | 0 | 0 | 0.008128 | -0.0044066
1996 | 297.1458 | 0 | 0 | 0 | 0 | 0 | 0 | -0.008128 | 0.0088132
1996 | 297.1562 | 0 | 0 | 0 | 0 | 0 | 0 | 0.02032 | 0.0004006
1996 | 297.1667 | 0 | 0 | 0 | 0 | 0 | 0 | 0.008128 | -0.0048072
1996 | 297.1771 | 0 | 0 | 0 | 0 | 0 | 0 | 0.012192 | 0.019629
1996 | 297.1875 | 0 | 0 | 0 | 0 | 0 | 0 | 0 | 0.011617
1996 | 297.1979 | 0 | 0 | 0 | 0 | 0 | 0 | -0.008128 | -0.0032048
1996 | 297.2083 | 0 | 0 | 0 | 0 | 0 | 0 | -0.004064 | -0.0028042
1996 | 297.2187 | 0 | 0 | 0 | 0 | 0 | 0 | -0.008128 | -0.022033
1996 | 297.2292 | 0 | 0 | 0 | 0 | 0 | 0 | 0.008128 | 0.022834
1996 | 297.2396 | 0 | 0 | 0 | 0 | 0 | 0 | 0 | -0.022033
1996 | 297.25 | 0 | 0 | 0 | 0 | 0 | 0 | 0 | 0.017626
1996 | 297.2604 | 0 | 0 | 0 | 0 | 0 | 0 | 0.004064 | -0.0068102
1996 | 297.2708 | 0 | 0 | 0 | 0 | 0 | 0 | -0.004064 | -0.0024036
1996 | 297.2812 | 0 | 0 | 0 | 0 | 0 | 0 | 0.004064 | 0.0088132
1996 | 297.2917 | 0 | 0 | 0 | 0 | 0 | 0 | -0.012192 | -0.0024036
1996 | 297.3021 | 0 | 0 | 0 | 0 | 0 | 0 | 0 | 0.0088132
1996 | 297.3125 | 0 | 0 | 0 | 0 | 0 | 0 | 0 | 0.022033
1996 | 297.3229 | 0 | 0 | 0 | 0 | 0 | 0 | 0.012192 | -0.0076114
1996 | 297.3333 | 0 | 0 | 0 | 0 | 0 | 0 | -0.004064 | -0.0064096
1996 | 297.3437 | 0 | 0 | 0 | 0 | 0 | 0 | 0.012192 | -0.022033
1996 | 297.3542 | 0 | 0 | 0 | 0 | 0 | 0 | 0.008128 | 0.023635
1996 | 297.3646 | 0 | 0 | 0 | 0 | 0 | 0 | 0.012192 | 0.020831
1996 | 297.375 | 0 | 0 | 0 | 0 | 0 | 0 | 0.02032 | 0.010015
1996 | 297.3854 | 0 | 0 | 0 | 0 | 0 | 0 | 0.024384 | 0.020831
1996 | 297.3958 | 0 | 0 | 0 | 0 | 0 | 0 | 0.028448 | 0.030846
1996 | 297.4062 | 0 | 0 | 0 | 0 | 0 | 0 | 0.044704 | 0.038057
1996 | 297.4167 | 0 | 0 | 0 | 0 | 0 | 0 | 0.036576 | 0.067701
1996 | 297.4271 | 0 | 0 | 0 | 0 | 0 | 0 | 0.056896 | 0.054482
1996 | 297.4375 | 0 | 0 | 0 | 0 | 0 | 0 | 0.06096 | 0.020831
1996 | 297.4479 | 0 | 0 | 0 | 0 | 0 | 0 | 0.069088 | 0.052879
1996 | 297.4583 | 0 | 0 | 0 | 0 | 0 | 0 | 0.069088 | 0.087731
1996 | 297.4687 | 0 | 0 | 0 | 0 | 0 | 0 | 0.085344 | 0.071307
1996 | 297.4792 | 0 | 0 | 0 | 0 | 0 | 0 | 0.093472 | 0.096545
1996 | 297.4896 | 0 | 0 | 0 | 0 | 0 | 0 | 0.08128 | 0.099749
1996 | 297.5 | 0 | 0 | 0 | 0 | 0 | 0 | 0.10566 | 0.090936
1996 | 297.5104 | 0 | 0 | 0 | 0 | 0 | 0 | 0.10973 | 0.12098
1996 | 297.5208 | 0 | 0 | 0 | 0 | 0 | 0 | 0.12192 | 0.14181
1996 | 297.5312 | 0 | 0 | 0 | 0 | 0 | 0 | 0.073152 | 0.075313
1996 | 297.5417 | 0 | 0 | 0 | 0 | 0 | 0 | 0.12192 | 0.12058
1996 | 297.5521 | 0 | 0 | 0 | 0 | 0 | 0 | 0.10566 | 0.11778
1996 | 297.5625 | 0 | 0 | 0 | 0 | 0 | 0 | 0.12192 | 0.10976
1996 | 297.5729 | 0 | 0 | 0 | 0 | 0 | 0 | 0.11786 | 0.11057
1996 | 297.5833 | 0 | 0 | 0 | 0 | 0 | 0 | 0.1463 | 0.12819
1996 | 297.5937 | 0 | 0 | 0 | 0 | 0 | 0 | 0.08128 | 0.10295
1996 | 297.6042 | 0 | 0 | 0 | 0 | 0 | 0 | 0.097536 | 0.12138
1996 | 297.6146 | 0 | 0 | 0 | 0 | 0 | 0 | 0.10973 | 0.088933
1996 | 297.625 | 0 | 0 | 0 | 0 | 0 | 0 | 0.093472 | 0.15583
1996 | 297.6354 | 0 | 0 | 0 | 0 | 0 | 0 | 0.13818 | 0.10376
1996 | 297.6458 | 0 | 0 | 0 | 0 | 0 | 0 | 0.12192 | 0.10496
1996 | 297.6562 | 0 | 0 | 0 | 0 | 0 | 0 | 0.044704 | 0.080521
1996 | 297.6667 | 0 | 0 | 0 | 0 | 0 | 0 | 0.11379 | 0.1334
1996 | 297.6771 | 0 | 0 | 0 | 0 | 0 | 0 | 0.13005 | 0.084927
1996 | 297.6875 | 0 | 0 | 0 | 0 | 0 | 0 | 0.065024 | 0.092939
1996 | 297.6979 | 0 | 0 | 0 | 0 | 0 | 0 | 0.093472 | 0.063695
1996 | 297.7083 | 0 | 0 | 0 | 0 | 0 | 0 | 0.054051 | 0.064497
1996 | 297.7187 | 0 | 0 | 0 | 0 | 0 | 0 | 0.083718 | 0.067301
1996 | 297.7292 | 0 | 0 | 0 | 0 | 0 | 0 | 0.069901 | 0.042864
1996 | 297.7396 | 0 | 0 | 0 | 0 | 0 | 0 | 0.038202 | 0.054482
1996 | 297.75 | 0 | 0 | 0 | 0 | 0 | 0 | 0.037389 | 0.050075
1996 | 297.7604 | 0 | 0 | 0 | 0 | 0 | 0 | 0.019914 | 0.019629
1996 | 297.7708 | 0 | 0 | 0 | 0 | 0 | 0 | 0.010566 | -0.0024036
1996 | 297.7812 | 0 | 0 | 0 | 0 | 0 | 0 | 0.0073152 | 0.0044066
1996 | 297.7917 | 0 | 0 | 0 | 0 | 0 | 0 | 0.0097536 | 0.0044066
1996 | 297.8021 | 0 | 0 | 0 | 0 | 0 | 0 | 0.012598 | 0.025238
1996 | 297.8125 | 0 | 0 | 0 | 0 | 0 | 0 | 0.0097536 | 0.0056084
1996 | 297.8229 | 0 | 0 | 0 | 0 | 0 | 0 | 0.0093472 | 0.017226
1996 | 297.8333 | 0 | 0 | 0 | 0 | 0 | 0 | 0.012192 | 0.012018
1996 | 297.8437 | 0 | 0 | 0 | 0 | 0 | 0 | 0.01016 | 0.0076114
1996 | 297.8542 | 0 | 0 | 0 | 0 | 0 | 0 | 0.0032512 | 0.0008012
1996 | 297.8646 | 0 | 0 | 0 | 0 | 0 | 0 | 0.0008128 | -0.010816
1996 | 297.875 | 0 | 0 | 0 | 0 | 0 | 0 | 0.011379 | 0.035253
1996 | 297.8854 | 0 | 0 | 0 | 0 | 0 | 0 | 0.015037 | 0.016024
1996 | 297.8958 | 0 | 0 | 0 | 0 | 0 | 0 | 0.0089408 | 0
1996 | 297.9062 | 0 | 0 | 0 | 0 | 0 | 0 | 0.006096 | 0.0096144
1996 | 297.9167 | 0 | 0 | 0 | 0 | 0 | 0 | 0.016662 | 0.029244
1996 | 297.9271 | 0 | 0 | 0 | 0 | 0 | 0 | 0.011786 | 0.010416
1996 | 297.9375 | 0 | 0 | 0 | 0 | 0 | 0 | 0.0028448 | 0.010416
1996 | 297.9479 | 0 | 0 | 0 | 0 | 0 | 0 | 0.002032 | -0.0092138
1996 | 297.9583 | 0 | 0 | 0 | 0 | 0 | 0 | 0.0008128 | 0.021632
1996 | 297.9687 | 0 | 0 | 0 | 0 | 0 | 0 | -0.0008128 | -0.0036054
1996 | 297.9792 | 0 | 0 | 0 | 0 | 0 | 0 | 0.0028448 | 0
1996 | 297.9896 | 0 | 0 | 0 | 0 | 0 | 0 | -0.0044704 | -0.0036054
1996 | 298 | 0 | 0 | 0 | 0 | 0 | 0 | 0.0048768 | -0.006009
1996 | 298.0104 | 0 | 0 | 0 | 0 | 0 | 0 | 0.0012192 | 0.023635
1996 | 298.0208 | 0 | 0 | 0 | 0 | 0 | 0 | 0.0008128 | 0.011617
1996 | 298.0312 | 0 | 0 | 0 | 0 | 0 | 0 | 0.0044704 | -0.01362
1996 | 298.0417 | 0 | 0 | 0 | 0 | 0 | 0 | -0.0004064 | 0.01362
1996 | 298.0521 | 0 | 0 | 0 | 0 | 0 | 0 | 0.0085344 | 0.0092138
1996 | 298.0625 | 0 | 0.020831 | 0 | 0 | 0 | 0 | 0.0004064 | 0.010416
1996 | 298.0729 | 0 | 0 | 0 | 0 | 0 | 0 | -0.0024384 | 0.008012
1996 | 298.0833 | 0 | 0 | 0 | 0 | 0 | 0 | 0.0024384 | 0.0076114
1996 | 298.0937 | 0 | 0 | 0 | 0 | 0 | 0 | -0.002032 | 0.0076114
1996 | 298.1042 | 0 | 0 | 0 | 0 | 0 | 0 | -0.0028448 | -0.010816
1996 | 298.1146 | 0 | 0 | 0 | 0 | 0 | 0 | 0.006096 | 0.0084126
1996 | 298.125 | 0 | 0 | 0 | 0 | 0 | 0 | 0.0036576 | 0.020831
1996 | 298.1354 | 0 | 0 | 0 | 0 | 0 | 0 | 0.0004064 | -0.011217
1996 | 298.1458 | 0 | 0 | 0 | 0 | 0 | 0 | 0.0044704 | -0.0052078
1996 | 298.1562 | 0 | 0 | 0 | 0 | 0 | 0 | -0.0004064 | 0.010416
1996 | 298.1667 | 0 | 0 | 0 | 0 | 0 | 0 | 0.0016256 | 0.0076114
1996 | 298.1771 | 0 | 0 | 0 | 0 | 0 | 0 | 0.006096 | 0.0048072
1996 | 298.1875 | 0 | 0 | 0 | 0 | 0 | 0 | -0.0028448 | 0.0024036
1996 | 298.1979 | 0 | 0 | 0 | 0 | 0 | 0 | -0.013005 | -0.008012
1996 | 298.2083 | 0 | 0 | 0 | 0 | 0 | 0 | 0.0036576 | -0.0068102
1996 | 298.2187 | 0 | 0 | 0 | 0 | 0 | 0 | 0.0089408 | 0.0068102
1996 | 298.2292 | 0 | 0 | 0 | 0 | 0 | 0 | 0.0036576 | 0.015623
1996 | 298.2396 | 0 | 0 | 0 | 0 | 0 | 0 | -0.0093472 | -0.010015
1996 | 298.25 | 0 | 0 | 0 | 0 | 0 | 0 | 0.0036576 | 0.0044066
1996 | 298.2604 | 0 | 0 | 0 | 0 | 0 | 0 | 0.0093472 | 0.0052078
1996 | 298.2708 | 0 | 0 | 0 | 0 | 0 | 0 | -0.006096 | 0.002003
1996 | 298.2812 | 0 | 0 | 0 | 0 | 0 | 0 | 0.0085344 | 0.0052078
1996 | 298.2917 | 0 | 0 | 0 | 0 | 0 | 0 | -0.0093472 | -0.0004006
1996 | 298.3021 | 0 | 0 | 0 | 0 | 0 | 0 | 0.0093472 | -0.0024036
1996 | 298.3125 | 0 | 0 | 0 | 0 | 0 | 0 | 0.0052832 | 0.0072108
1996 | 298.3229 | 0 | 0 | 0 | 0 | 0 | 0 | 0.0012192 | 0.016024
1996 | 298.3333 | 0 | 0 | 0 | 0 | 0 | 0 | 0.0052832 | -0.0016024
1996 | 298.3437 | 0 | 0 | 0 | 0 | 0 | 0 | -0.0052832 | -0.0044066
1996 | 298.3542 | 0 | 0 | 0 | 0 | 0 | 0 | 0.0073152 | 0.022033
1996 | 298.3646 | 0 | 0 | 0 | 0 | 0 | 0 | 0.010973 | 0.02644
1996 | 298.375 | 0 | 0 | 0 | 0 | 0 | 0 | -0.0085344 | 0.021232
1996 | 298.3854 | 0 | 0 | 0 | 0 | 0 | 0 | 0.017069 | 0.0036054
1996 | 298.3958 | 0 | 0 | 0 | 0 | 0 | 0 | 0.016378 | 0.035653
1996 | 298.4062 | 0 | 0 | 0 | 0 | 0 | 0 | 0.016703 | 0.081722
1996 | 298.4167 | 0 | 0 | 0 | 0 | 0 | 0 | 0.039827 | 0.01322
1996 | 298.4271 | 0 | 0 | 0 | 0 | 0 | 0 | 0.078476 | 0.051677
1996 | 298.4375 | 0 | 0 | 0 | 0 | 0 | 0 | 0.082621 | 0.10456
1996 | 298.4479 | 0 | 0 | 0 | 0 | 0 | 0 | 0.099162 | 0.042063
1996 | 298.4583 | 0 | 0 | 0 | 0 | 0 | 0 | 0.087376 | 0.056384
1996 | 298.4687 | 0 | 0 | 0 | 0 | 0 | 0 | 0.11989 | 0.1089
1996 | 298.4792 | 0 | 0 | 0 | 0 | 0 | 0 | 0.11257 | 0.08653
1996 | 298.4896 | 0 | 0 | 0 | 0 | 0 | 0 | 0.09144 | 0.10816
1996 | 298.5 | 0 | 0 | 0 | 0 | 0 | 0 | 0.09144 | 0.09374
1996 | 298.5104 | 0 | 0 | 0 | 0 | 0 | 0 | 0.10688 | 0.10416
1996 | 298.5208 | 0 | 0 | 0 | 0 | 0 | 0 | 0.15159 | 0.12619
1996 | 298.5312 | 0 | 0 | 0 | 0 | 0 | 0 | 0.11176 | 0.11257
1996 | 298.5417 | 0 | 0 | 0 | 0 | 0 | 0 | 0.12395 | 0.11057
1996 | 298.5521 | 0 | 0 | 0 | 0 | 0 | 0 | 0.1081 | 0.10456
1996 | 298.5625 | 0 | 0 | 0 | 0 | 0 | 0 | 0.12029 | 0.1318
1996 | 298.5729 | 0 | 0 | 0 | 0 | 0 | 0 | 0.11664 | 0.10295
1996 | 298.5833 | 0 | 0 | 0 | 0 | 0 | 0 | 0.13858 | 0.13781
1996 | 298.5937 | 0 | 0 | 0 | 0 | 0 | 0 | 0.095504 | 0.11297
1996 | 298.6042 | 0 | 0 | 0 | 0 | 0 | 0 | 0.13574 | 0.14061
1996 | 298.6146 | 0 | 0 | 0 | 0 | 0 | 0 | 0.12029 | 0.098548
1996 | 298.625 | 0 | 0 | 0 | 0 | 0 | 0 | 0.072339 | 0.12539
1996 | 298.6354 | 0 | 0 | 0 | 0 | 0 | 0 | 0.13086 | 0.10335
1996 | 298.6458 | 0 | 0 | 0 | 0 | 0 | 0 | 0.084938 | 0.10215
1996 | 298.6562 | 0 | 0 | 0 | 0 | 2.3466 | 2.2193 | 2.2737e-13 | 0.012819
1996 | 298.6667 | 0 | 0 | 0 | 0 | 11.2516 | 11.3778 | 0 | 0
1996 | 298.6771 | 0 | 0 | 0 | 0 | 10.6639 | 11.2729 | -2.2737e-13 | 0
1996 | 298.6875 | 0 | 0 | 0 | 0 | 11.7287 | 10.007 | 0 | 0
1996 | 298.6979 | 0 | 0 | 0 | 0 | 3.7958 | 1.4982 | 0.008128 | 0.024036
1996 | 298.7083 | 0 | 0 | 0 | 0 | 0 | 0 | 0.12598 | 0.11217
1996 | 298.7187 | 0 | 0 | 0 | 0 | 0 | 0 | 0.1016 | 0.11617
1996 | 298.7292 | 0 | 0 | 0 | 0 | 0 | 0 | 0.11786 | 0.08012
1996 | 298.7396 | 0 | 0 | 0 | 0 | 0 | 0 | 0.089408 | 0.084126
1996 | 298.75 | 0 | 0 | 0 | 0 | 0 | 0 | 0.073152 | 0.06009
1996 | 298.7604 | 0 | 0 | 0 | 0 | 0 | 0 | 0.04064 | 0.02003
1996 | 298.7708 | 0 | 0 | 0 | 0 | 0 | 0 | 0.04064 | 0.02003
1996 | 298.7812 | 0 | 0 | 0 | 0 | 0 | 0 | 0.016256 | 0.004006
1996 | 298.7917 | 0 | 0 | 0 | 0 | 0 | 0 | 0.016256 | 0.024036
1996 | 298.8021 | 0 | 0 | 0 | 0 | 0 | 0 | 0 | -0.008012
1996 | 298.8125 | 0 | 0 | 0 | 0 | 0 | 0 | 0.02032 | 0.016024
1996 | 298.8229 | 0 | 0 | 0 | 0 | 0 | 0 | 0.012192 | 0.008012
1996 | 298.8333 | 0 | 0 | 0 | 0 | 0 | 0 | 0.012192 | 0.008012
1996 | 298.8437 | 0 | 0 | 0 | 0 | 0 | 0 | 0.008128 | -0.004006
1996 | 298.8542 | 0 | 0 | 0 | 0 | 0 | 0 | 0.004064 | 0.016024
1996 | 298.8646 | 0 | 0 | 0 | 0 | 0 | 0 | 0.024384 | 0.016024
1996 | 298.875 | 0 | 0 | 0 | 0 | 0 | 0 | 0.004064 | 0.02003
1996 | 298.8854 | 0 | 0 | 0 | 0 | 0 | 0 | 0.04064 | 0.02003
1996 | 298.8958 | 0 | 0 | 0 | 0 | 0 | 0 | 0.036576 | 0.028042
1996 | 298.9062 | 0 | 0 | 0 | 0 | 0 | 0 | 0 | 0.008012
1996 | 298.9167 | 0 | 0 | 0 | 0 | 0 | 0 | -0.004064 | 2.2737e-13
1996 | 298.9271 | 0 | 0 | 0 | 0 | 0 | 0 | 0.028448 | 0.024036
1996 | 298.9375 | 0 | 0 | 0 | 0 | 0 | 0 | 0 | 0.004006
1996 | 298.9479 | 0 | 0 | 0 | 0 | 0 | 0 | 0.024384 | 0.016024
1996 | 298.9583 | 0 | 0 | 0 | 0 | 0 | 0 | 0 | 0.012018
1996 | 298.9687 | 0 | 0 | 0 | 0 | 0 | 0 | 0.028448 | 0.032048
1996 | 298.9792 | 0 | 0 | 0 | 0 | 0 | 0 | 0.028448 | 0.02003
1996 | 298.9896 | 0 | 0 | 0 | 0 | 0 | 0 | 0.028448 | 0.02003
1996 | 299 | 0 | 0 | 0 | 0 | 0 | 0 | 0.016256 | 0.028042
1996 | 299.0104 | 0 | 0 | 0 | 0 | 0 | 0 | 0.004064 | 0
1996 | 299.0208 | 0 | 0 | 0 | 0 | 0 | 0 | 0.016256 | 0.024036
1996 | 299.0312 | 0 | 0 | 0 | 0 | 0 | 0 | 0.012192 | 0.012018
1996 | 299.0417 | 0 | 0 | 0 | 0 | 0 | 0 | 0.004064 | 0.012018
1996 | 299.0521 | 0 | 0 | 0 | 0 | 0 | 0 | 0.016256 | 0.024036
1996 | 299.0625 | 0 | 0 | 0 | 0 | 0 | 0 | 0.024384 | 0.008012
1996 | 299.0729 | 0 | 0 | 0 | 0 | 0 | 0 | -0.008128 | 0.024036
1996 | 299.0833 | 0 | 0 | 0 | 0 | 0 | 0 | 0.008128 | 0.012018
1996 | 299.0937 | 0 | 0 | 0 | 0 | 0 | 0 | 0.004064 | 0.036054
1996 | 299.1042 | 0 | 0 | 0 | 0 | 0 | 0 | 0.065024 | 0.036054
1996 | 299.1146 | 0 | 0 | 0 | 0 | 0 | 0 | 0 | -0.008012
1996 | 299.125 | 0 | 0 | 0 | 0 | 0 | 0 | 0.028448 | 0.04006
1996 | 299.1354 | 0 | 0 | 0 | 0 | 0 | 0 | -0.02032 | 0.004006
1996 | 299.1458 | 0 | 0 | 0 | 0 | 0 | 0 | 0.048768 | 0.02003
1996 | 299.1562 | 0 | 0 | 0 | 0 | 0 | 0 | -0.016256 | 0.02003
1996 | 299.1667 | 0 | 0 | 0 | 0 | 0 | 0 | 0.048768 | 0.024036
1996 | 299.1771 | 0 | 0 | 0 | 0 | 0 | 0 | 0 | 0.012018
1996 | 299.1875 | 0 | 0 | 0 | 0 | 0 | 0 | 0.028448 | 0.036054
1996 | 299.1979 | 0 | 0 | 0 | 0 | 0 | 0 | 0.056896 | 0.032048
1996 | 299.2083 | 0 | 0 | 0 | 0 | 0 | 0 | 0.036576 | 0.024036
1996 | 299.2187 | 0 | 0 | 0 | 0 | 0 | 0 | 0.016256 | 0.012018
1996 | 299.2292 | 0.032512 | 0 | 0 | 0 | 0 | 0 | 0.04064 | 0.016024
1996 | 299.2396 | 0 | 0 | 0 | 0 | 0 | 0 | 0.02032 | 0.024036
1996 | 299.25 | 0 | 0 | 0 | 0 | 0 | 0 | 0.04064 | 0.032048
1996 | 299.2604 | 0 | 0 | 0 | 0 | 0 | 0 | -0.004064 | -0.004006
1996 | 299.2708 | 0.024384 | 0 | 0 | 0 | 0 | 0 | -0.024384 | -0.004006
1996 | 299.2812 | 0 | 0 | 0 | 0 | 0 | 0 | 0.02032 | 0.028042
1996 | 299.2917 | 0 | 0 | 0 | 0 | 0 | 0 | 0.052832 | 0.04006
1996 | 299.3021 | 0 | 0 | 0 | 0 | 0 | 0 | 0.004064 | -0.004006
1996 | 299.3125 | 0 | 0 | 0 | 0 | 0 | 0 | -0.004064 | -0.004006
1996 | 299.3229 | 0 | 0 | 0 | 0 | 0 | 0 | 0.004064 | 0.024036
1996 | 299.3333 | 0 | 0 | 0 | 0 | 0 | 0 | -0.008128 | 0.016024
1996 | 299.3437 | 0 | 0 | 0 | 0 | 0 | 0 | 0.016256 | 0.012018
1996 | 299.3542 | 0 | 0 | 0 | 0 | 0 | 0 | 0.065024 | 0.052078
1996 | 299.3646 | 0 | 0 | 0 | 0 | 0 | 0 | 0.073152 | 0.032048
1996 | 299.375 | 0 | 0 | 0 | 0 | 0 | 0 | 0.028448 | 0.044066
1996 | 299.3854 | 0 | 0 | 0 | 0 | 0 | 0 | 0.012192 | 0.04006
1996 | 299.3958 | 0 | 0 | 0 | 0 | 0 | 0 | 0.077216 | 0.052078
1996 | 299.4062 | 0 | 0 | 0 | 0 | 0 | 0 | 0.056896 | 0.056084
1996 | 299.4167 | 0 | 0 | 0 | 0 | 0 | 0 | 0.052832 | 0.084126
1996 | 299.4271 | 0 | 0 | 0 | 0 | 0 | 0 | 0.089408 | 0.056084
1996 | 299.4375 | 0 | 0 | 0 | 0 | 0 | 0 | 0.056896 | 0.10015
1996 | 299.4479 | 0 | 0 | 0 | 0 | 0 | 0 | 0.077216 | 0.10015
1996 | 299.4583 | 0 | 0 | 0 | 0 | 0 | 0 | 0.10566 | 0.10816
1996 | 299.4687 | 0 | 0 | 0 | 0 | 0 | 0 | 0.13818 | 0.12819
1996 | 299.4792 | 0 | 0 | 0 | 0 | 0 | 0 | 0.093472 | 0.12018
1996 | 299.4896 | 0 | 0 | 0 | 0 | 0 | 0 | 0.1585 | 0.15223
1996 | 299.5 | 0 | 0 | 0 | 0 | 0 | 0 | 0.14224 | 0.15223
1996 | 299.5104 | 0 | 0 | 0 | 0 | 0 | 0 | 0.14224 | 0.14021
1996 | 299.5208 | 0 | 0 | 0 | 0 | 0 | 0 | 0.1463 | 0.14422
1996 | 299.5312 | 0 | 0 | 0 | 0 | 0 | 0 | 0.13411 | 0.12419
1996 | 299.5417 | 0 | 0 | 0 | 0 | 0 | 0 | 0.089408 | 0.15223
1996 | 299.5521 | 0 | 0 | 0 | 0 | 0 | 0 | 0.21133 | 0.1362
1996 | 299.5625 | 0 | 0 | 0 | 0 | 0 | 0 | 0.065024 | 0.12018
1996 | 299.5729 | 0 | 0 | 0 | 0 | 0 | 0 | 0.1463 | 0.15623
1996 | 299.5833 | 0 | 0 | 0 | 0 | 0 | 0 | 0.19507 | 0.15623
1996 | 299.5937 | 0 | 0 | 0 | 0 | 0 | 0 | 0.1463 | 0.16425
1996 | 299.6042 | 0 | 0 | 0 | 0 | 0 | 0 | 0.10973 | 0.11617
1996 | 299.6146 | 0 | 0 | 0 | 0 | 0 | 0 | 0.13818 | 0.14822
1996 | 299.625 | 0 | 0 | 0 | 0 | 0 | 0 | 0.12192 | 0.12419
1996 | 299.6354 | 0 | 0 | 0 | 0 | 0 | 0 | 0.16256 | 0.11217
1996 | 299.6458 | 0 | 0 | 0 | 0 | 0 | 0 | 0.1016 | 0.1362
1996 | 299.6562 | 0 | 0 | 0 | 0 | 0 | 0 | 0.1585 | 0.15223
1996 | 299.6667 | 0 | 0 | 0 | 0 | 0 | 0 | 0.11379 | 0.11217
1996 | 299.6771 | 0 | 0 | 0 | 0 | 0 | 0 | 0.085344 | 0.096144
1996 | 299.6875 | 0 | 0 | 0 | 0 | 0 | 0 | 0.052832 | 0.064096
1996 | 299.6979 | 0 | 0 | 0 | 0 | 0 | 0 | 0.056896 | 0.11617
1996 | 299.7083 | 0 | 0 | 0 | 0 | 0 | 0 | 0.1016 | 0.088132
1996 | 299.7187 | 0 | 0 | 0 | 0 | 0 | 0 | 0.15037 | 0.088132
1996 | 299.7292 | 0 | 0 | 0 | 0 | 0 | 0 | 0.10973 | 0.08012
1996 | 299.7396 | 0 | 0 | 0 | 0 | 0 | 0 | 0.028448 | 0.028042
1996 | 299.75 | 0 | 0 | 0 | 0 | 0 | 0 | 0.069088 | 0.052078
1996 | 299.7604 | 0 | 0 | 0 | 0 | 0 | 0 | 0.036576 | 0.032048
1996 | 299.7708 | 0 | 0 | 0 | 0 | 0 | 0 | 0.036576 | 0.036054
1996 | 299.7812 | 0 | 0 | 0 | 0 | 0 | 0 | 0.028448 | 0.02003
1996 | 299.7917 | 0 | 0 | 0 | 0 | 0 | 0 | 0.028448 | 0.024036
1996 | 299.8021 | 0 | 0 | 0 | 0 | 0 | 0 | 0.016256 | 0.028042
1996 | 299.8125 | 0 | 0 | 0 | 0 | 0 | 0 | 0.012192 | 0.004006
1996 | 299.8229 | 0 | 0 | 0 | 0 | 0 | 0 | 0.036576 | 0.024036
1996 | 299.8333 | 0 | 0 | 0 | 0 | 0 | 0 | 0.012192 | 0.016024
1996 | 299.8437 | 0 | 0 | 0 | 0 | 0 | 0 | 0.004064 | 0.012018
1996 | 299.8542 | 0 | 0 | 0 | 0 | 0 | 0 | 0.016256 | 0.016024
1996 | 299.8646 | 0 | 0 | 0 | 0 | 0 | 0 | 0.012192 | 0.016024
1996 | 299.875 | 0 | 0 | 0 | 0 | 0 | 0 | -0.004064 | 0.004006
1996 | 299.8854 | 0 | 0 | 0 | 0 | 0 | 0 | 0.004064 | 0
1996 | 299.8958 | 0 | 0 | 0.065024 | 0 | 0 | 0 | 0 | -0.028042
1996 | 299.9062 | 0 | 0 | 0.04064 | 0 | 0 | 0 | 0.044704 | 0.036054
1996 | 299.9167 | 0 | 0 | 0 | 0 | 0 | 0 | 0.052832 | 0.024036
1996 | 299.9271 | 0 | 0 | 0 | 0 | 0 | 0 | -0.032512 | 0.008012
1996 | 299.9375 | 0 | 0 | 0.056896 | 0 | 0 | 0 | 0 | -0.052078
1996 | 299.9479 | 0 | 0 | 0.13818 | 0.08012 | 0 | 0 | -0.085344 | 0.044066
1996 | 299.9583 | 0 | 0 | 0 | 0 | 0 | 0 | 0.16256 | 0.032048
1996 | 299.9687 | 0 | 0 | 0 | 0 | 0 | 0 | 0.14224 | 0.16425
1996 | 299.9792 | 0 | 0 | 0 | 0 | 0 | 0 | 0.036576 | -0.024036
1996 | 299.9896 | 0 | 0 | 0 | 0 | 0 | 0 | 0.052832 | 0.044066
1996 | 300 | 0 | 0 | 0 | 0 | 0 | 0 | 0.048768 | 0.044066
1996 | 300.0104 | 0 | 0 | 0 | 0 | 0 | 0 | 0.052832 | 0.06009
1996 | 300.0208 | 0 | 0 | 0 | 0 | 0 | 0 | -0.016256 | 0.004006
1996 | 300.0312 | 0 | 0 | 0 | 0 | 0 | 0 | 0.016256 | 0.004006
1996 | 300.0417 | 0.04064 | 0 | 0 | 0 | 0 | 0 | 0.052832 | 0.016024
1996 | 300.0521 | 0 | 0 | 0 | 0 | 0 | 0 | 0.048768 | 0.036054
1996 | 300.0625 | 0 | 0 | 0 | 0 | 0 | 0 | 0.024384 | 0.036054
1996 | 300.0729 | 0 | 0 | 0 | 0 | 0 | 0 | 0 | -0.012018
1996 | 300.0833 | 0 | 0 | 0 | 0 | 0 | 0 | 0.04064 | 0.06009
1996 | 300.0937 | 0 | 0 | 0 | 0 | 0 | 0 | 0.077216 | 0.048072
1996 | 300.1042 | 0 | 0 | 0 | 0 | 0 | 0 | 0.04064 | 0.024036
1996 | 300.1146 | 0 | 0 | 0 | 0 | 0 | 0 | 0.056896 | 0.04006
1996 | 300.125 | 0 | 0 | 0 | 0 | 0 | 0 | 0.036576 | 0.036054
1996 | 300.1354 | 0 | 0 | 0 | 0 | 0 | 0 | 0.012192 | 0.024036
1996 | 300.1458 | 0 | 0 | 0 | 0 | 0 | 0 | 0.048768 | 0.036054
1996 | 300.1562 | 0 | 0 | 0 | 0 | 0 | 0 | 0.052832 | 0.036054
1996 | 300.1667 | 0 | 0 | 0 | 0 | 0 | 0 | 0.016256 | 0.012018
1996 | 300.1771 | 0 | 0 | 0 | 0 | 0 | 0 | -0.004064 | 0.004006
1996 | 300.1875 | 0 | 0 | 0 | 0 | 0 | 0 | -0.004064 | 0.012018
1996 | 300.1979 | 0 | 0 | 0 | 0 | 0 | 0 | 0.02032 | 0.02003
1996 | 300.2083 | 0 | 0 | 0 | 0 | 0 | 0 | 0.008128 | 0.016024
1996 | 300.2187 | 0 | 0 | 0 | 0 | 0 | 0 | -0.004064 | 0.004006
1996 | 300.2292 | 0 | 0 | 0 | 0 | 0 | 0 | 0.028448 | 0.012018
1996 | 300.2396 | 0 | 0 | 0 | 0 | 0 | 0 | 0.016256 | 0.02003
1996 | 300.25 | 0 | 0 | 0 | 0 | 0 | 0 | 0.02032 | 0.024036
1996 | 300.2604 | 0 | 0 | 0 | 0 | 0 | 0 | 0.02032 | 0.016024
1996 | 300.2708 | 0.032512 | 0 | 0 | 0 | 0 | 0 | -0.024384 | -0.076114
1996 | 300.2812 | 0 | 0 | 0 | 0 | 0 | 0 | 0.065024 | 0.10416
1996 | 300.2917 | 0.024384 | 0 | 0 | 0 | 0 | 0 | -0.004064 | -0.02003
1996 | 300.3021 | 0 | 0 | 0 | 0 | 0 | 0 | 0.052832 | 0.048072
1996 | 300.3125 | 0 | 0 | 0 | 0 | 0 | 0 | 0.024384 | 0.048072
1996 | 300.3229 | 0 | 0 | 0 | 0 | 0 | 0 | 0.077216 | 0.052078
1996 | 300.3333 | 0 | 0 | 0 | 0 | 0 | 0 | 0.024384 | 0.016024
1996 | 300.3437 | 0 | 0 | 0 | 0 | 0 | 0 | 0.024384 | 0.032048
1996 | 300.3542 | 0 | 0 | 0 | 0 | 0 | 0 | 0.028448 | 0.032048
1996 | 300.3646 | 0 | 0 | 0 | 0 | 0 | 0 | 0.036576 | 0.044066
1996 | 300.375 | 0 | 0 | 0 | 0 | 0 | 0 | 0.04064 | 0.048072
1996 | 300.3854 | 0 | 0 | 0 | 0 | 0 | 0 | 0.073152 | 0.056084
1996 | 300.3958 | 0 | 0 | 0 | 0 | 0 | 0 | 0.06096 | 0.052078
1996 | 300.4062 | 0 | 0 | 0 | 0 | 0 | 0 | 0.093472 | 0.084126
1996 | 300.4167 | 0 | 0 | 0 | 0 | 0 | 0 | 0.052832 | 0.072108
1996 | 300.4271 | 0 | 0 | 0 | 0 | 0 | 0 | 0.077216 | 0.072108
1996 | 300.4375 | 0 | 0 | 0 | 0 | 0 | 0 | 0.093472 | 0.088132
1996 | 300.4479 | 0 | 0 | 0 | 0 | 0 | 0 | 0.085344 | 0.092138
1996 | 300.4583 | 0 | 0 | 0 | 0 | 0 | 0 | 0.11379 | 0.092138
1996 | 300.4687 | 0 | 0 | 0 | 0 | 0 | 0 | 0.10566 | 0.10416
1996 | 300.4792 | 0 | 0 | 0 | 0 | 0 | 0 | 0.097536 | 0.092138
1996 | 300.4896 | 0 | 0 | 0 | 0 | 0 | 0 | 0.085344 | 0.10015
1996 | 300.5 | 0 | 0 | 0 | 0 | 0 | 0 | 0.10973 | 0.10416
1996 | 300.5104 | 0 | 0 | 0 | 0 | 0 | 0 | 0.093472 | 0.068102
1996 | 300.5208 | 0 | 0 | 0 | 0 | 0 | 0 | 0.093472 | 0.10816
1996 | 300.5312 | 0 | 0 | 0 | 0 | 0 | 0 | 0.11379 | 0.10416
1996 | 300.5417 | 0 | 0 | 0 | 0 | 0 | 0 | 0.069088 | 0.10015
1996 | 300.5521 | 0 | 0 | 0 | 0 | 0 | 0 | 0.13411 | 0.11217
1996 | 300.5625 | 0 | 0 | 0 | 0 | 0 | 0 | 0.085344 | 0.096144
1996 | 300.5729 | 0 | 0 | 0 | 0 | 0 | 0 | 0.13005 | 0.1322
1996 | 300.5833 | 0 | 0 | 0 | 0 | 0 | 0 | 0.12192 | 0.11217
1996 | 300.5937 | 0 | 0 | 0 | 0 | 0 | 0 | 0.11379 | 0.1322
1996 | 300.6042 | 0 | 0 | 0 | 0 | 0 | 0 | 0.1585 | 0.12419
1996 | 300.6146 | 0 | 0 | 0 | 0 | 0 | 0 | 0.065024 | 0.11217
1996 | 300.625 | 0 | 0 | 0 | 0 | 0 | 0 | 0.10566 | 0.10015
1996 | 300.6354 | 0 | 0 | 0 | 0 | 0 | 0 | 0.1585 | 0.14822
1996 | 300.6458 | 0 | 0 | 0 | 0 | 0 | 0 | 0.08128 | 0.084126
1996 | 300.6562 | 0 | 0 | 0 | 0 | 0 | 0 | 0.1585 | 0.14021
1996 | 300.6667 | 0 | 0 | 0 | 0 | 0 | 0 | 0.15037 | 0.12018
1996 | 300.6771 | 0 | 0 | 0 | 0 | 0 | 0 | 0.032512 | 0.08012
1996 | 300.6875 | 0 | 0 | 0 | 0 | 0 | 0 | 0.12598 | 0.11217
1996 | 300.6979 | 0 | 0 | 0 | 0 | 0 | 0 | 0.10566 | 0.096144
1996 | 300.7083 | 0 | 0 | 0 | 0 | 0 | 0 | 0.093472 | 0.06009
1996 | 300.7187 | 0 | 0 | 0 | 0 | 0 | 0 | 0.065024 | 0.084126
1996 | 300.7292 | 0 | 0 | 0 | 0 | 0 | 0 | 0.06096 | 0.06009
1996 | 300.7396 | 0 | 0 | 0 | 0 | 0 | 0 | 0.04064 | 0.04006
1996 | 300.75 | 0 | 0 | 0 | 0 | 0 | 0 | 0.024384 | 0.048072
1996 | 300.7604 | 0 | 0 | 0 | 0 | 0 | 0 | 0.012192 | 0.024036
1996 | 300.7708 | 0 | 0 | 0 | 0 | 0 | 0 | 0.008128 | 0.016024
1996 | 300.7812 | 0 | 0 | 0 | 0 | 0 | 0 | 0.02032 | -0.008012
1996 | 300.7917 | 0 | 0 | 0 | 0 | 0 | 0 | 0.004064 | 0.016024
1996 | 300.8021 | 0 | 0 | 0 | 0 | 0 | 0 | 0.004064 | 0.016024
1996 | 300.8125 | 0 | 0 | 0 | 0 | 0 | 0 | 0 | -0.004006
1996 | 300.8229 | 0 | 0 | 0 | 0 | 0 | 0 | 0 | 0
1996 | 300.8333 | 0 | 0 | 0 | 0 | 0 | 0 | 0 | 0.008012
1996 | 300.8437 | 0 | 0 | 0 | 0 | 0 | 0 | 0.012192 | 0.008012
1996 | 300.8542 | 0 | 0 | 0 | 0 | 0 | 0 | 0 | 0.008012
1996 | 300.8646 | 0 | 0 | 0 | 0 | 0 | 0 | 0.004064 | 0
1996 | 300.875 | 0 | 0 | 0 | 0 | 0 | 0 | 0 | 0
1996 | 300.8854 | 0 | 0 | 0 | 0 | 0 | 0 | 0.012192 | 0.012018
1996 | 300.8958 | 0 | 0 | 0 | 0 | 0 | 0 | 0.024384 | 0.008012
1996 | 300.9062 | 0 | 0 | 0 | 0 | 0 | 0 | 0.012192 | 0.016024
1996 | 300.9167 | 0 | 0 | 0 | 0 | 0 | 0 | 0.012192 | 0.02003
1996 | 300.9271 | 0 | 0 | 0 | 0 | 0 | 0 | 0.004064 | 0.008012
1996 | 300.9375 | 0 | 0 | 0 | 0 | 0 | 0 | -0.008128 | -0.004006
1996 | 300.9479 | 0 | 0 | 0 | 0 | 0 | 0 | 0.024384 | 0.012018
1996 | 300.9583 | 0 | 0 | 0 | 0 | 0 | 0 | 0.016256 | 0.008012
1996 | 300.9687 | 0.024384 | 0 | 0 | 0 | 0 | 0 | 0 | -0.004006
1996 | 300.9792 | 0 | 0 | 0 | 0 | 0 | 0 | 0.024384 | 0.028042
1996 | 300.9896 | 0 | 0 | 0 | 0 | 0 | 0 | 0.004064 | 0
1996 | 301 | 0 | 0 | 0 | 0 | 0 | 0 | 0.024384 | 0.016024
1996 | 301.0104 | 0 | 0 | 0 | 0 | 0 | 0 | -0.004064 | 0.016024
1996 | 301.0208 | 0 | 0 | 0 | 0 | 0 | 0 | 0.02032 | 0
1996 | 301.0312 | 0 | 0 | 0 | 0 | 0 | 0 | 0.012192 | 0.028042
1996 | 301.0417 | 0 | 0 | 0 | 0 | 0 | 0 | 0.065024 | 0.004006
1996 | 301.0521 | 0 | 0 | 0 | 0 | 0 | 0 | 0.048768 | 0.012018
1996 | 301.0625 | 0 | 0 | 0.024384 | 0 | 0 | 0 | -0.008128 | 0.012018
1996 | 301.0729 | 0 | 0 | 0.032512 | 0 | 0 | 0 | 0.008128 | 0.012018
1996 | 301.0833 | 0 | 0 | 0 | 0 | 0 | 0 | -0.008128 | 0.004006
1996 | 301.0937 | 0 | 0 | 0 | 0 | 0 | 0 | 0.032512 | -0.024036
1996 | 301.1042 | 0 | 0 | 0 | 0 | 0 | 0 | 0.10566 | 0.008012
1996 | 301.1146 | 0 | 0 | 0 | 0 | 0 | 0 | -0.008128 | 0.032048
1996 | 301.125 | 0 | 0 | 0.04064 | 0.032048 | 0 | 0 | 0.008128 | -0.028042
1996 | 301.1354 | 0 | 0 | 0.073152 | 0 | 0 | 0 | 0.016256 | 0.008012
1996 | 301.1458 | 0 | 0 | 0 | 0 | 0 | 0 | -0.004064 | -0.008012
1996 | 301.1562 | 0 | 0 | 0 | 0 | 0 | 0 | 0.008128 | 0.028042
1996 | 301.1667 | 0 | 0 | 0.04064 | 0 | 0 | 0 | 0.028448 | 0
1996 | 301.1771 | 0 | 0 | 0.056896 | 0 | 0 | 0 | 0.085344 | -0.028042
1996 | 301.1875 | 0 | 0 | 0 | 0 | 0 | 0 | 0.065024 | 0.008012
1996 | 301.1979 | 0 | 0 | 0 | 0 | 0 | 0 | -0.04064 | 0.084126
1996 | 301.2083 | 0 | 0 | 0 | 0.064096 | 0 | 0 | 0.10973 | 0.076114
1996 | 301.2187 | 0 | 0 | 0.04064 | 0 | 0 | 0 | -0.012192 | -0.04006
1996 | 301.2292 | 0 | 0 | 0 | 0 | 0 | 0 | 0.012192 | 0.036054
1996 | 301.2396 | 0 | 0 | 0 | 0.064096 | 0 | 0 | -0.012192 | 0.032048
1996 | 301.25 | 0 | 0 | 0 | 0 | 0 | 0 | 0.04064 | 0.056084
1996 | 301.2604 | 0 | 0 | 0 | 0 | 0 | 0 | 0.028448 | 0.032048
1996 | 301.2708 | 0 | 0 | 0 | 0 | 0 | 0 | 0.036576 | 0.032048
1996 | 301.2812 | 0 | 0 | 0 | 0 | 0 | 0 | -0.008128 | 0.012018
1996 | 301.2917 | 0 | 0 | 0.024384 | 0 | 0 | 0 | 0 | 0.008012
1996 | 301.3021 | 0 | 0 | 0 | 0 | 0 | 0 | 0.004064 | 0
1996 | 301.3125 | 0 | 0 | 0 | 0 | 0 | 0 | 0.024384 | 0.004006
1996 | 301.3229 | 0 | 0 | 0 | 0 | 0 | 0 | 0.008128 | 0.012018
1996 | 301.3333 | 0 | 0 | 0 | 0 | 0 | 0 | 0.028448 | 0.028042
1996 | 301.3437 | 0 | 0 | 0.024384 | 0 | 0 | 0 | -0.008128 | 0.048072
1996 | 301.3542 | 0 | 0 | 0 | 0 | 0 | 0 | 0.048768 | 0.004006
1996 | 301.3646 | 0 | 0 | 0 | 0 | 0 | 0 | 0.016256 | 0.004006
1996 | 301.375 | 0 | 0 | 0 | 0.04006 | 0 | 0 | 0.06096 | 0.008012
1996 | 301.3854 | 0 | 0 | 0.38202 | 0.2644 | 0 | 0 | 0.004064 | 0
1996 | 301.3958 | 0 | 0 | 0.65024 | 0.65698 | 0 | 0 | 0.004064 | 0
1996 | 301.4062 | 0 | 0 | 0.17069 | 0.15223 | 0 | 0 | 0.016256 | -2.2737e-13
1996 | 301.4167 | 0 | 0 | 0.61773 | 0.4647 | 0 | 0 | 0.02032 | -0.012018
1996 | 301.4271 | 0 | 0 | 0 | 0 | 0 | 0 | 0.032512 | 0.02003
1996 | 301.4375 | 0 | 0 | 0 | 0 | 0 | 0 | 0.016256 | 0.036054
1996 | 301.4479 | 0 | 0 | 0 | 0 | 0 | 0 | 0.028448 | -0.004006
1996 | 301.4583 | 0 | 0 | 0.04064 | 0.016024 | 0 | 0 | 0.032512 | 0.04006
1996 | 301.4687 | 0 | 0 | 0 | 0 | 0 | 0 | 0.004064 | -0.012018
1996 | 301.4792 | 0 | 0 | 0.04064 | 0.016024 | 0 | 0 | 0.044704 | 0.004006
1996 | 301.4896 | 0 | 0 | 0.2601 | 0.2003 | 0 | 0 | 0.012192 | 0.016024
1996 | 301.5 | 0 | 0 | 0 | 0 | 0 | 0 | -0.004064 | -0.008012
1996 | 301.5104 | 0 | 0 | 0 | 0.024036 | 0 | 0 | 0.024384 | -0.008012
1996 | 301.5208 | 0 | 0 | 0.032512 | 0 | 0 | 0 | 0.024384 | 0.02003
1996 | 301.5312 | 0 | 0 | 0 | 0 | 0 | 0 | 0.024384 | 0.012018
1996 | 301.5417 | 0 | 0 | 0.056896 | 0 | 0 | 0 | 0.008128 | -0.016024
1996 | 301.5521 | 0 | 0 | 0.10566 | 0.056084 | 0 | 0 | 0.012192 | 0.004006
1996 | 301.5625 | 0 | 0 | 0.04064 | 0.056084 | 0 | 0 | 0.012192 | 0.012018
1996 | 301.5729 | 0 | 0 | 0 | 0 | 0 | 0 | 0.06096 | 0.032048
1996 | 301.5833 | 0 | 0 | 0 | 0 | 0 | 0 | -0.016256 | 0.02003
1996 | 301.5937 | 0 | 0 | 0 | 0.024036 | 0 | 0 | 0 | 0.012018
1996 | 301.6042 | 0 | 0 | 0 | 0.048072 | 0 | 0 | 0.016256 | 0.036054
1996 | 301.6146 | 0 | 0 | 0.024384 | 0 | 0 | 0 | 0.024384 | 0.036054
1996 | 301.625 | 0 | 0 | 0 | 0 | 0 | 0 | -0.016256 | 0.008012
1996 | 301.6354 | 0 | 0 | 0 | 0.032048 | 0 | 0 | 0.028448 | -0.004006
1996 | 301.6458 | 0 | 0 | 0 | 0 | 0 | 0 | -0.016256 | -0.008012
1996 | 301.6562 | 0 | 0 | 0 | 0 | 0 | 0 | 0.028448 | 0.036054
1996 | 301.6667 | 0 | 0 | 0 | 0 | 0 | 0 | 0.028448 | -0.004006
1996 | 301.6771 | 0 | 0 | 0 | 0 | 0 | 0 | -0.028448 | 0
1996 | 301.6875 | 0 | 0 | 0.04064 | 0 | 0 | 0 | 0.032512 | -0.008012
1996 | 301.6979 | 0 | 0 | 0 | 0 | 0 | 0 | 0.004064 | 0
1996 | 301.7083 | 0 | 0 | 0.024384 | 0 | 0 | 0 | 0.004064 | 0
1996 | 301.7187 | 0 | 0 | 0 | 0 | 0 | 0 | -0.02032 | -0.016024
1996 | 301.7292 | 0 | 0 | 0 | 0 | 0 | 0 | 0.016256 | 0
1996 | 301.7396 | 0 | 0 | 0.056896 | 0 | 0 | 0 | 0 | -0.032048
1996 | 301.75 | 0 | 0 | 0 | 0 | 0 | 0 | -0.008128 | -0.016024
1996 | 301.7604 | 0 | 0 | 0 | 0 | 0 | 0 | 0 | 0.004006
1996 | 301.7708 | 0 | 0 | 0.032512 | 0.032048 | 0 | 0 | 0.012192 | 0.008012
1996 | 301.7812 | 0 | 0 | 0 | 0.04006 | 0 | 0 | 0.028448 | 0.024036
1996 | 301.7917 | 0 | 0 | 0 | 0 | 0 | 0 | 0.016256 | 0.02003
1996 | 301.8021 | 0 | 0 | 0.024384 | 0 | 0 | 0 | 0.008128 | 0.004006
1996 | 301.8125 | 0 | 0 | 0 | 0 | 0 | 0 | -0.016256 | -0.008012
1996 | 301.8229 | 0 | 0.024036 | 0 | 0 | 0 | 0 | -0.016256 | 0.028042
1996 | 301.8333 | 0 | 0 | 0 | 0 | 0 | 0 | -2.2737e-13 | 0.004006
1996 | 301.8437 | 0 | 0 | 0 | 0 | 0 | 0 | 0.02032 | 0.016024
1996 | 301.8542 | 0 | 0 | 0 | 0 | 0 | 0 | 0.008128 | -0.012018
1996 | 301.8646 | 0 | 0 | 0 | 0 | 0 | 0 | 0.02032 | 0.008012
1996 | 301.875 | 0 | 0 | 0 | 0 | 0 | 0 | -0.036576 | -0.004006
1996 | 301.8854 | 0 | 0 | 0 | 0 | 0 | 0 | 0.02032 | 0.008012
1996 | 301.8958 | 0 | 0 | 0 | 0 | 0 | 0 | 0 | 0.024036
1996 | 301.9062 | 0 | 0 | 0 | 0 | 0 | 0 | 0.016256 | 0.008012
1996 | 301.9167 | 0 | 0 | 0 | 0 | 0 | 0 | 0.02032 | 0.012018
1996 | 301.9271 | 0 | 0 | 0 | 0 | 0 | 0 | 0.012192 | 0.008012
1996 | 301.9375 | 0 | 0 | 0 | 0 | 0 | 0 | 0.012192 | 0.004006
1996 | 301.9479 | 0 | 0 | 0 | 0 | 0 | 0 | -0.004064 | 0.008012
1996 | 301.9583 | 0 | 0 | 0 | 0 | 0 | 0 | 0.028448 | 0.004006
1996 | 301.9687 | 0 | 0 | 0 | 0 | 0 | 0 | 0 | 0.008012
1996 | 301.9792 | 0 | 0 | 0 | 0 | 0 | 0 | 0.024384 | 0.028042
1996 | 301.9896 | 0 | 0 | 0 | 0 | 0 | 0 | 0.008128 | 0.004006
1996 | 302 | 0 | 0 | 0 | 0 | 0 | 0 | 0.02032 | 0.016024
1996 | 302.0104 | 0 | 0 | 0 | 0 | 0 | 0 | 0 | 0.008012
1996 | 302.0208 | 0 | 0 | 0 | 0 | 0 | 0 | 0.008128 | 0.004006
1996 | 302.0312 | 0 | 0 | 0 | 0 | 0 | 0 | 0.012192 | 0.008012
1996 | 302.0417 | 0 | 0 | 0 | 0 | 0 | 0 | -0.004064 | -0.004006
1996 | 302.0521 | 0 | 0 | 0 | 0 | 0 | 0 | 0.008128 | 0.012018
1996 | 302.0625 | 0 | 0 | 0 | 0 | 0 | 0 | 0.008128 | 0.008012
1996 | 302.0729 | 0 | 0 | 0 | 0 | 0 | 0 | 0.008128 | 0.004006
1996 | 302.0833 | 0 | 0 | 0 | 0 | 0 | 0 | 0.008128 | 0.012018
1996 | 302.0937 | 0 | 0 | 0 | 0 | 0 | 0 | 2.2737e-13 | -0.004006
1996 | 302.1042 | 0 | 0 | 0 | 0 | 0 | 0 | 0.004064 | 0.012018
1996 | 302.1146 | 0 | 0 | 0 | 0 | 0 | 0 | 0.008128 | -0.004006
1996 | 302.125 | 0 | 0 | 0 | 0 | 0 | 0 | 0.004064 | 0.012018
1996 | 302.1354 | 0 | 0 | 0 | 0 | 0 | 0 | 0.008128 | 0.004006
1996 | 302.1458 | 0 | 0 | 0 | 0 | 0 | 0 | 0.008128 | 0.012018
1996 | 302.1562 | 0 | 0 | 0 | 0 | 0 | 0 | 0 | 0.004006
1996 | 302.1667 | 0 | 0 | 0 | 0 | 0 | 0 | 0.016256 | 0.004006
1996 | 302.1771 | 0 | 0 | 0 | 0 | 0 | 0 | 0 | 0.004006
1996 | 302.1875 | 0 | 0 | 0 | 0 | 0 | 0 | 0.004064 | -0.004006
1996 | 302.1979 | 0 | 0 | 0 | 0 | 0 | 0 | 0.02032 | 0.024036
1996 | 302.2083 | 0 | 0 | 0 | 0 | 0 | 0 | 0.004064 | 0.004006
1996 | 302.2187 | 0 | 0 | 0 | 0 | 0 | 0 | 0.008128 | 0.004006
1996 | 302.2292 | 0 | 0 | 0 | 0 | 0 | 0 | 0.008128 | 0.008012
1996 | 302.2396 | 0 | 0 | 0 | 0 | 0 | 0 | 0.004064 | 0
1996 | 302.25 | 0 | 0 | 0 | 0 | 0 | 0 | 0 | -0.004006
1996 | 302.2604 | 0 | 0 | 0 | 0 | 0 | 0 | 0.016256 | 0.004006
1996 | 302.2708 | 0 | 0 | 0 | 0 | 0 | 0 | 0.004064 | 0.008012
1996 | 302.2812 | 0 | 0 | 0 | 0 | 0 | 0 | -0.004064 | 0
1996 | 302.2917 | 0 | 0 | 0 | 0 | 0 | 0 | 0 | 0.008012
1996 | 302.3021 | 0 | 0 | 0 | 0 | 0 | 0 | 0.008128 | 0
1996 | 302.3125 | 0 | 0 | 0 | 0 | 0 | 0 | 0 | 0
1996 | 302.3229 | 0 | 0 | 0 | 0 | 0 | 0 | -0.004064 | -0.004006
1996 | 302.3333 | 0 | 0 | 0 | 0 | 0 | 0 | -0.004064 | -0.004006
1996 | 302.3437 | 0 | 0 | 0 | 0 | 0 | 0 | 0.008128 | 0
1996 | 302.3542 | 0 | 0 | 0 | 0 | 0 | 0 | 0 | 0.008012
1996 | 302.3646 | 0 | 0 | 0 | 0 | 0 | 0 | 0.004064 | -0.004006
1996 | 302.375 | 0 | 0 | 0 | 0 | 0 | 0 | 0.012192 | 0.012018
1996 | 302.3854 | 0 | 0 | 0 | 0 | 0 | 0 | 0.004064 | 0
1996 | 302.3958 | 0 | 0 | 0 | 0 | 0 | 0 | 0.008128 | 0.016024
1996 | 302.4062 | 0 | 0 | 0 | 0 | 0 | 0 | 0.012192 | 0
1996 | 302.4167 | 0 | 0 | 0 | 0 | 0 | 0 | -0.004064 | 0.012018
1996 | 302.4271 | 0 | 0 | 0 | 0 | 0 | 0 | 0.016256 | 0.004006
1996 | 302.4375 | 0 | 0 | 0 | 0 | 0 | 0 | 0.02032 | 0.016024
1996 | 302.4479 | 0 | 0 | 0 | 0 | 0 | 0 | 0.028448 | 0.028042
1996 | 302.4583 | 0 | 0 | 0 | 0 | 0 | 0 | 0.012192 | 0.012018
1996 | 302.4687 | 0 | 0 | 0 | 0 | 0 | 0 | 0.016256 | 0.012018
1996 | 302.4792 | 0 | 0 | 0 | 0 | 0 | 0 | 0.02032 | 0.016024
1996 | 302.4896 | 0 | 0 | 0 | 0 | 0 | 0 | 0.024384 | 0.024036
1996 | 302.5 | 0 | 0 | 0 | 0 | 0 | 0 | 0.004064 | 0.024036
1996 | 302.5104 | 0 | 0 | 0 | 0 | 0 | 0 | 0.036576 | 0.016024
1996 | 302.5208 | 0 | 0 | 0 | 0 | 0 | 0 | 0 | 0
1996 | 302.5312 | 0 | 0 | 0 | 0 | 0 | 0 | 0.008128 | 0.016024
1996 | 302.5417 | 0 | 0 | 0 | 0 | 0 | 0 | 0.024384 | 0.012018
1996 | 302.5521 | 0 | 0 | 0 | 0 | 0 | 0 | 0.032512 | 0.02003
1996 | 302.5625 | 0 | 0 | 0 | 0 | 0 | 0 | -0.016256 | -0.004006
1996 | 302.5729 | 0 | 0 | 0 | 0 | 0 | 0 | 0.02032 | 0.024036
1996 | 302.5833 | 0 | 0 | 0 | 0 | 0 | 0 | -0.02032 | -0.004006
1996 | 302.5937 | 0 | 0 | 0 | 0 | 0 | 0 | -0.004064 | 0.004006
1996 | 302.6042 | 0 | 0 | 0 | 0 | 0 | 0 | 0.004064 | 0
1996 | 302.6146 | 0 | 0 | 0 | 0 | 0 | 0 | 0.024384 | 0.024036
1996 | 302.625 | 0 | 0 | 0 | 0 | 0 | 0 | 0.012192 | 0.016024
1996 | 302.6354 | 0 | 0 | 0 | 0 | 0 | 0 | 0.048768 | 0.028042
1996 | 302.6458 | 0 | 0 | 0 | 0 | 0 | 0 | -0.008128 | -0.004006
1996 | 302.6562 | 0 | 0 | 0 | 0 | 0 | 0 | 0 | 0.016024
1996 | 302.6667 | 0 | 0 | 0 | 0 | 0 | 0 | 0.02032 | 0.004006
1996 | 302.6771 | 0 | 0 | 0 | 0 | 0 | 0 | 0.004064 | 0
1996 | 302.6875 | 0 | 0 | 0 | 0 | 0 | 0 | -0.02032 | 0.004006
1996 | 302.6979 | 0 | 0 | 0 | 0 | 0 | 0 | 0.04064 | 0.016024
1996 | 302.7083 | 0 | 0 | 0 | 0 | 0 | 0 | 0.008128 | 0.012018
1996 | 302.7187 | 0 | 0 | 0 | 0.024036 | 0 | 0 | -0.032512 | -0.008012
1996 | 302.7292 | 0 | 0 | 0 | 0 | 0 | 0 | 0 | 0.012018
1996 | 302.7396 | 0 | 0 | 0.04064 | 0.024036 | 0 | 0 | -0.016256 | 0
1996 | 302.75 | 0 | 0 | 0.097536 | 0.12018 | 0 | 0 | 0.028448 | -0.008012
1996 | 302.7604 | 0 | 0 | 0.016256 | 0.016024 | 0 | 0 | 0.008128 | 2.2737e-13
1996 | 302.7708 | 0 | 0 | 0.024384 | 0 | 0 | 0 | 0 | -0.008012
1996 | 302.7812 | 0 | 0 | 0.04064 | 0.016024 | 0 | 0 | -4.5475e-13 | -0.004006
1996 | 302.7917 | 0 | 0 | 0.032512 | 0 | 0 | 0 | 0.024384 | -0.024036
1996 | 302.8021 | 0 | 0 | 0.048768 | 0 | 0 | 0 | 0.02032 | -0.012018
1996 | 302.8125 | 0 | 0 | 0.024384 | 0.04006 | 0 | 0 | -0.004064 | 0
1996 | 302.8229 | 0 | 0 | 0.024384 | 0.016024 | 0 | 0 | 0.012192 | 0
1996 | 302.8333 | 0 | 0 | 0.032512 | 0.016024 | 0 | 0 | -0.004064 | -0.008012
1996 | 302.8437 | 0 | 0 | 0.024384 | 0.016024 | 0 | 0 | 0.008128 | 0.016024
1996 | 302.8542 | 0 | 0 | 0 | 0 | 0 | 0 | 0.028448 | 0.024036
1996 | 302.8646 | 0 | 0 | 0 | 0.016024 | 0 | 0 | -0.004064 | 0
1996 | 302.875 | 0 | 0 | 0.073152 | 0.056084 | 0 | 0 | 0 | 0
1996 | 302.8854 | 0 | 0 | 0.089408 | 0.12018 | 0 | 0 | -2.2737e-13 | 2.2737e-13
1996 | 302.8958 | 0 | 0 | 0.048768 | 0.024036 | 0 | 0 | 0.012192 | 0
1996 | 302.9062 | 0 | 0 | 0.08128 | 0.088132 | 0 | 0 | 0.004064 | 2.2737e-13
1996 | 302.9167 | 0 | 0 | 0.21133 | 0.2003 | 0 | 0 | 2.2737e-13 | 0
1996 | 302.9271 | 0 | 0 | 0.056896 | 0.056084 | 0 | 0 | -2.2737e-13 | 2.2737e-13
1996 | 302.9375 | 0 | 0 | 0.097536 | 0.096144 | 0 | 0 | 2.2737e-13 | 0
1996 | 302.9479 | 0 | 0 | 2.162 | 5.5123 | 0 | 0 | 2.2737e-13 | 0
1996 | 302.9583 | 0 | 0 | 3.0155 | 0.90536 | 0 | 0 | 0 | 0
1996 | 302.9687 | 0 | 0 | 0.056896 | 0.064096 | 0 | 0 | -0.004064 | 0
1996 | 302.9792 | 0 | 0 | 0.073152 | 0.088132 | 0 | 0 | -0.004064 | 2.2737e-13
1996 | 302.9896 | 0 | 0 | 0.032512 | 0.048072 | 0 | 0 | -0.008128 | 0
1996 | 303 | 0 | 0 | 0.089408 | 0.064096 | 0 | 0 | 0 | 0
1996 | 303.0104 | 0 | 0 | 0.016256 | 0.048072 | 0 | 0 | -0.028448 | 2.2737e-13
1996 | 303.0208 | 0 | 0 | 0.024384 | 0 | 0 | 0 | 0.008128 | -0.008012
1996 | 303.0312 | 0 | 0 | 0 | 0 | 0 | 0 | 0.004064 | -0.02003
1996 | 303.0417 | 0 | 0 | 0.04064 | 0 | 0 | 0 | 0 | -0.02003
1996 | 303.0521 | 0 | 0 | 0.016256 | 0 | 0 | 0 | -0.012192 | -0.004006
1996 | 303.0625 | 0 | 0 | 0 | 0 | 0 | 0 | 0.024384 | 0.028042
1996 | 303.0729 | 0 | 0 | 0 | 0 | 0 | 0 | 0.032512 | 0.008012
1996 | 303.0833 | 0 | 0 | 0 | 0 | 0 | 0 | 0 | 0.016024
1996 | 303.0937 | 0 | 0 | 0 | 0 | 0 | 0 | 0.024384 | 0.016024
1996 | 303.1042 | 0 | 0 | 0 | 0 | 0 | 0 | 0.028448 | 0
1996 | 303.1146 | 0 | 0 | 0 | 0 | 0 | 0 | -0.02032 | 0.012018
1996 | 303.125 | 0 | 0 | 0 | 0 | 0 | 0 | 0.016256 | 0.012018
1996 | 303.1354 | 0 | 0 | 0 | 0 | 0 | 0 | 0.016256 | 0.024036
1996 | 303.1458 | 0 | 0 | 0 | 0 | 0 | 0 | 0.036576 | 0.016024
1996 | 303.1562 | 0 | 0 | 0 | 0 | 0 | 0 | 0.032512 | 0.008012
1996 | 303.1667 | 0 | 0 | 0 | 0 | 0 | 0 | 0.036576 | 0.036054
1996 | 303.1771 | 0 | 0 | 0 | 0 | 0 | 0 | 0.008128 | 0.012018
1996 | 303.1875 | 0 | 0 | 0.024384 | 0 | 0 | 0 | 0.004064 | -0.012018
1996 | 303.1979 | 0 | 0 | 0.024384 | 0 | 0 | 0 | 0.004064 | 0.032048
1996 | 303.2083 | 0 | 0 | 0 | 0 | 0 | 0 | 0.085344 | 0.048072
1996 | 303.2187 | 0 | 0 | 0 | 0 | 0 | 0 | -0.008128 | 0.016024
1996 | 303.2292 | 0 | 0 | 0 | 0 | 0 | 0 | -0.004064 | 0.008012
1996 | 303.2396 | 0 | 0 | 0 | 0 | 0 | 0 | -0.008128 | 0.024036
1996 | 303.25 | 0 | 0 | 0 | 0 | 0 | 0 | 0.06096 | 0.044066
1996 | 303.2604 | 0 | 0 | 0 | 0 | 0 | 0 | 0.016256 | 0.02003
1996 | 303.2708 | 0 | 0 | 0 | 0 | 0 | 0 | -0.012192 | 0.02003
1996 | 303.2812 | 0 | 0 | 0 | 0 | 0 | 0 | 0.032512 | 0.016024
1996 | 303.2917 | 0 | 0 | 0 | 0 | 0 | 0 | 0.028448 | 0.044066
1996 | 303.3021 | 0 | 0 | 0 | 0 | 0 | 0 | 0 | 0.02003
1996 | 303.3125 | 0 | 0 | 0 | 0 | 0 | 0 | -0.008128 | -0.012018
1996 | 303.3229 | 0 | 0 | 0 | 0 | 0 | 0 | 0.02032 | 0.06009
1996 | 303.3333 | 0 | 0 | 0 | 0 | 0 | 0 | 0.02032 | 0.008012
1996 | 303.3437 | 0 | 0 | 0 | 0 | 0 | 0 | 0.032512 | 0.02003
1996 | 303.3542 | 0 | 0 | 0.065024 | 0 | 0 | 0 | 0.016256 | 0.024036
1996 | 303.3646 | 0 | 0 | 0 | 0 | 0 | 0 | -0.016256 | 0.024036
1996 | 303.375 | 0 | 0 | 0 | 0 | 0 | 0 | 0.089408 | 0.04006
1996 | 303.3854 | 0 | 0 | 0 | 0 | 0 | 0 | 0.048768 | 0.04006
1996 | 303.3958 | 0 | 0 | 0 | 0 | 0 | 0 | 0.056896 | 0.072108
1996 | 303.4062 | 0 | 0 | 0.056896 | 0 | 0 | 0 | 0.11379 | 0.072108
1996 | 303.4167 | 0 | 0 | 0 | 0 | 0 | 0 | 0.004064 | 0.032048
1996 | 303.4271 | 0 | 0 | 0 | 0 | 0 | 0 | 0.04064 | 0.06009
1996 | 303.4375 | 0 | 0 | 0 | 0 | 0 | 0 | 0.093472 | 0.10015
1996 | 303.4479 | 0 | 0 | 0 | 0 | 0 | 0 | 0.065024 | 0.06009
1996 | 303.4583 | 0 | 0 | 0 | 0 | 0 | 0 | -0.028448 | 0.12018
1996 | 303.4687 | 0 | 0 | 0 | 0 | 0 | 0 | 0.17069 | 0.096144
1996 | 303.4792 | 0 | 0 | 0 | 0 | 0 | 0 | 0.077216 | 0.044066
1996 | 303.4896 | 0 | 0 | 0 | 0 | 0 | 0 | 0.22352 | 0.17226
1996 | 303.5 | 0 | 0 | 0 | 0 | 0 | 0 | -0.016256 | -0.008012
1996 | 303.5104 | 0 | 0 | 0 | 0 | 0 | 0 | 0.15037 | 0.14822
1996 | 303.5208 | 0 | 0 | 0 | 0 | 0 | 0 | 0.11786 | 0.14422
1996 | 303.5312 | 0 | 0 | 0 | 0 | 0 | 0 | 0.19914 | 0.11617
1996 | 303.5417 | 0 | 0 | 0 | 0 | 0 | 0 | 0.16662 | 0.17226
1996 | 303.5521 | 0 | 0 | 0 | 0 | 0 | 0 | 0.12192 | 0.06009
1996 | 303.5625 | 0 | 0 | 0 | 0 | 0 | 0 | 0.13818 | 0.18027
1996 | 303.5729 | 0 | 0 | 0 | 0 | 0 | 0 | 0.15037 | 0.1362
1996 | 303.5833 | 0 | 0 | 0 | 0 | 0 | 0 | 0.12192 | 0.12018
1996 | 303.5937 | 0 | 0 | 0 | 0 | 0 | 0 | 0.11786 | 0.11617
1996 | 303.6042 | 0 | 0 | 0 | 0 | 0 | 0 | 0.15037 | 0.12419
1996 | 303.6146 | 0 | 0 | 0 | 0 | 0 | 0 | 0.1585 | 0.15223
1996 | 303.625 | 0 | 0 | 0 | 0 | 0 | 0 | 0.089408 | 0.10416
1996 | 303.6354 | 0 | 0 | 0 | 0 | 0 | 0 | 0.1016 | 0.092138
1996 | 303.6458 | 0 | 0 | 0 | 0 | 0 | 0 | 0.12192 | 0.11617
1996 | 303.6562 | 0 | 0 | 0 | 0 | 0 | 0 | 0.1016 | 0.076114
1996 | 303.6667 | 0 | 0 | 0 | 0 | 0 | 0 | 0.073152 | 0.11617
1996 | 303.6771 | 0 | 0 | 0 | 0 | 0 | 0 | 0.12598 | 0.072108
1996 | 303.6875 | 0 | 0 | 0 | 0 | 0 | 0 | 0.089408 | 0.092138
1996 | 303.6979 | 0 | 0 | 0 | 0 | 0 | 0 | 0.085344 | 0.056084
1996 | 303.7083 | 0 | 0 | 0 | 0 | 0 | 0 | 0.065024 | 0.072108
1996 | 303.7187 | 0 | 0 | 0 | 0 | 0 | 0 | 0.08128 | 0.068102
1996 | 303.7292 | 0 | 0 | 0 | 0 | 0 | 0 | 0.044704 | 0.044066
1996 | 303.7396 | 0 | 0 | 0 | 0 | 0 | 0 | 0.052832 | 0.052078
1996 | 303.75 | 0 | 0 | 0 | 0 | 0 | 0 | 0.036576 | 0.012018
1996 | 303.7604 | 0 | 0 | 0 | 0 | 0 | 0 | 0.028448 | 0.024036
1996 | 303.7708 | 0 | 0 | 0 | 0 | 0 | 0 | 0.008128 | 0.012018
1996 | 303.7812 | 0 | 0 | 0 | 0 | 0 | 0 | 0.004064 | 0
1996 | 303.7917 | 0 | 0 | 0 | 0 | 0 | 0 | 0 | 0
1996 | 303.8021 | 0 | 0 | 0 | 0 | 0 | 0 | 0.012192 | 0.008012
1996 | 303.8125 | 0 | 0 | 0 | 0 | 0 | 0 | 0.008128 | 0.02003
1996 | 303.8229 | 0 | 0 | 0 | 0 | 0 | 0 | 0.012192 | 0.008012
1996 | 303.8333 | 0 | 0 | 0 | 0 | 0 | 0 | -0.004064 | -0.008012
1996 | 303.8437 | 0 | 0 | 0 | 0 | 0 | 0 | -0.004064 | 0.008012
1996 | 303.8542 | 0 | 0 | 0 | 0 | 0 | 0 | 0 | 0
1996 | 303.8646 | 0 | 0 | 0 | 0 | 0 | 0 | 0.008128 | 0
1996 | 303.875 | 0 | 0 | 0 | 0 | 0 | 0 | 0 | 0.004006
1996 | 303.8854 | 0 | 0 | 0 | 0 | 0 | 0 | -0.004064 | 0.004006
1996 | 303.8958 | 0 | 0 | 0 | 0 | 0 | 0 | 0 | 0.004006
1996 | 303.9062 | 0 | 0 | 0 | 0 | 0 | 0 | 0.004064 | 0.008012
1996 | 303.9167 | 0 | 0 | 0 | 0 | 0 | 0 | 0.008128 | 0.004006
1996 | 303.9271 | 0 | 0 | 0 | 0 | 0 | 0 | 0.008128 | 0.008012
1996 | 303.9375 | 0 | 0 | 0 | 0 | 0 | 0 | -0.004064 | 0
1996 | 303.9479 | 0 | 0 | 0 | 0 | 0 | 0 | 0 | 0.004006
1996 | 303.9583 | 0 | 0 | 0 | 0 | 0 | 0 | 0.004064 | 0.004006
1996 | 303.9687 | 0 | 0 | 0 | 0 | 0 | 0 | 0.008128 | 0.008012
1996 | 303.9792 | 0 | 0 | 0 | 0 | 0 | 0 | -0.004064 | 0.004006
1996 | 303.9896 | 0 | 0 | 0 | 0 | 0 | 0 | 0.024384 | 0.02003
1996 | 304 | 0 | 0 | 0 | 0 | 0 | 0 | 0.004064 | 0
1996 | 304.0104 | 0 | 0 | 0 | 0 | 0 | 0 | -0.004064 | -0.004006
1996 | 304.0208 | 0 | 0 | 0 | 0 | 0 | 0 | 0 | 0.004006
1996 | 304.0312 | 0 | 0 | 0 | 0 | 0 | 0 | 0 | 0
1996 | 304.0417 | 0 | 0 | 0 | 0 | 0 | 0 | 0 | 0
1996 | 304.0521 | 0 | 0 | 0 | 0 | 0 | 0 | 0 | 0.004006
1996 | 304.0625 | 0 | 0 | 0 | 0 | 0 | 0 | 0.004064 | 0
1996 | 304.0729 | 0 | 0 | 0 | 0 | 0 | 0 | -0.004064 | -0.004006
1996 | 304.0833 | 0 | 0 | 0 | 0 | 0 | 0 | 0.008128 | 0.008012
1996 | 304.0937 | 0 | 0 | 0 | 0 | 0 | 0 | -0.008128 | -0.004006
1996 | 304.1042 | 0 | 0 | 0 | 0 | 0 | 0 | 0.012192 | 0.004006
1996 | 304.1146 | 0 | 0 | 0 | 0 | 0 | 0 | -0.008128 | 0.004006
1996 | 304.125 | 0 | 0 | 0 | 0 | 0 | 0 | 0.004064 | 0
1996 | 304.1354 | 0 | 0 | 0 | 0 | 0 | 0 | -0.004064 | 0.004006
1996 | 304.1458 | 0 | 0 | 0 | 0 | 0 | 0 | 0 | 0
1996 | 304.1562 | 0 | 0 | 0 | 0 | 0 | 0 | 0.004064 | 0
1996 | 304.1667 | 0 | 0 | 0 | 0 | 0 | 0 | 0.004064 | 0
1996 | 304.1771 | 0 | 0 | 0 | 0 | 0 | 0 | 0 | 0.004006
1996 | 304.1875 | 0 | 0 | 0 | 0 | 0 | 0 | 0 | -0.004006
1996 | 304.1979 | 0 | 0 | 0 | 0 | 0 | 0 | 0.004064 | 0.004006
1996 | 304.2083 | 0 | 0 | 0 | 0 | 0 | 0 | 0.004064 | -0.008012
1996 | 304.2187 | 0 | 0 | 0 | 0 | 0 | 0 | -0.008128 | 0.008012
1996 | 304.2292 | 0 | 0 | 0 | 0 | 0 | 0 | 0 | 0
1996 | 304.2396 | 0 | 0 | 0 | 0 | 0 | 0 | 0 | 0
1996 | 304.25 | 0 | 0 | 0 | 0 | 0 | 0 | -0.004064 | 0.004006
1996 | 304.2604 | 0 | 0 | 0 | 0 | 0 | 0 | -0.004064 | 0
1996 | 304.2708 | 0 | 0 | 0 | 0 | 0 | 0 | 0 | 0
1996 | 304.2812 | 0 | 0 | 0 | 0 | 0 | 0 | 0 | -0.008012
1996 | 304.2917 | 0 | 0 | 0 | 0 | 0 | 0 | 0 | 0.008012
1996 | 304.3021 | 0 | 0 | 0 | 0 | 0 | 0 | -0.004064 | -0.008012
1996 | 304.3125 | 0 | 0 | 0 | 0 | 0 | 0 | 0 | 0
1996 | 304.3229 | 0 | 0 | 0 | 0 | 0 | 0 | 0.004064 | 0.008012
1996 | 304.3333 | 0 | 0 | 0 | 0 | 0 | 0 | 0.004064 | -0.008012
1996 | 304.3437 | 0 | 0 | 0 | 0 | 0 | 0 | 0 | 0.008012
1996 | 304.3542 | 0 | 0 | 0 | 0 | 0 | 0 | 0 | 0.012018
1996 | 304.3646 | 0 | 0 | 0 | 0 | 0 | 0 | 0.008128 | 0.008012
1996 | 304.375 | 0 | 0 | 0 | 0 | 0 | 0 | 0.004064 | 0.02003
1996 | 304.3854 | 0 | 0 | 0 | 0 | 0 | 0 | 0.032512 | 0.02003
1996 | 304.3958 | 0 | 0 | 0 | 0 | 0 | 0 | 0.04064 | 0.024036
1996 | 304.4062 | 0 | 0 | 0 | 0 | 0 | 0 | 0.024384 | 0.04006
1996 | 304.4167 | 0 | 0 | 0 | 0 | 0 | 0 | 0.052832 | 0.052078
1996 | 304.4271 | 0 | 0 | 0 | 0 | 0 | 0 | 0.056896 | 0.04006
1996 | 304.4375 | 0 | 0 | 0 | 0 | 0 | 0 | 0.077216 | 0.056084
1996 | 304.4479 | 0 | 0 | 0 | 0 | 0 | 0 | 0.069088 | 0.056084
1996 | 304.4583 | 0 | 0 | 0 | 0 | 0 | 0 | -0.004064 | 0.044066
1996 | 304.4687 | 0 | 0 | 0 | 0 | 0 | 0 | 0.089408 | 0.08012
1996 | 304.4792 | 0 | 0 | 0 | 0 | 0 | 0 | 0.073152 | 0.08012
1996 | 304.4896 | 0 | 0 | 0 | 0 | 0 | 0 | 0.089408 | 0.096144
1996 | 304.5 | 0 | 0 | 0 | 0 | 0 | 0 | 0.097536 | 0.08012
1996 | 304.5104 | 0 | 0 | 0 | 0 | 0 | 0 | 0.056896 | 0.084126
1996 | 304.5208 | 0 | 0 | 0 | 0 | 0 | 0 | 0.056896 | 0.10015
1996 | 304.5312 | 0 | 0 | 0 | 0 | 0 | 0 | 0.12192 | 0.10416
1996 | 304.5417 | 0 | 0 | 0 | 0 | 0 | 0 | 0.10566 | 0.11217
1996 | 304.5521 | 0 | 0 | 0 | 0 | 0 | 0 | 0.08128 | 0.10816
1996 | 304.5625 | 0 | 0 | 0 | 0 | 0 | 0 | 0.13411 | 0.10816
1996 | 304.5729 | 0 | 0 | 0 | 0 | 0 | 0 | 0.11379 | 0.12819
1996 | 304.5833 | 0 | 0 | 0 | 0 | 0 | 0 | 0.10566 | 0.11617
1996 | 304.5937 | 0 | 0 | 0 | 0 | 0 | 0 | 0.11786 | 0.10816
1996 | 304.6042 | 0 | 0 | 0 | 0 | 0 | 0 | 0.093472 | 0.10816
1996 | 304.6146 | 0 | 0 | 0 | 0 | 0 | 0 | 0.13411 | 0.11217
1996 | 304.625 | 0 | 0 | 0 | 0 | 0 | 0 | 0.11379 | 0.10816
1996 | 304.6354 | 0 | 0 | 0 | 0 | 0 | 0 | 0.093472 | 0.10416
1996 | 304.6458 | 0 | 0 | 0 | 0 | 0 | 0 | 0.1016 | 0.096144
1996 | 304.6562 | 0 | 0 | 0 | 0 | 0 | 0 | 0.10566 | 0.11617
1996 | 304.6667 | 0 | 0 | 0 | 0 | 0 | 0 | 0.065024 | 0.08012
1996 | 304.6771 | 0 | 0 | 0 | 0 | 0 | 0 | 0.1016 | 0.08012
1996 | 304.6875 | 0 | 0 | 0 | 0 | 0 | 0 | 0.048768 | 0.072108
1996 | 304.6979 | 0 | 0 | 0 | 0 | 0 | 0 | 0.12192 | 0.092138
1996 | 304.7083 | 0 | 0 | 0 | 0 | 0 | 0 | 0.085344 | 0.06009
1996 | 304.7187 | 0 | 0 | 0 | 0 | 0 | 0 | 0.056896 | 0.052078
1996 | 304.7292 | 0 | 0 | 0 | 0 | 0 | 0 | 0.048768 | 0.044066
1996 | 304.7396 | 0 | 0 | 0 | 0 | 0 | 0 | 0.024384 | 0.024036
1996 | 304.75 | 0 | 0 | 0 | 0 | 0 | 0 | 0.012192 | 0.02003
1996 | 304.7604 | 0 | 0 | 0 | 0 | 0 | 0 | 0.012192 | 0.004006
1996 | 304.7708 | 0 | 0 | 0 | 0 | 0 | 0 | 0.008128 | 0.008012
1996 | 304.7812 | 0 | 0 | 0 | 0 | 0 | 0 | 0.008128 | 0.012018
1996 | 304.7917 | 0 | 0 | 0 | 0 | 0 | 0 | 0 | 0.004006
1996 | 304.8021 | 0 | 0 | 0 | 0 | 0 | 0 | 0.004064 | 0.008012
1996 | 304.8125 | 0 | 0 | 0 | 0 | 0 | 0 | -0.008128 | -0.008012
1996 | 304.8229 | 0 | 0 | 0 | 0 | 0 | 0 | 0.016256 | 0.008012
1996 | 304.8333 | 0 | 0 | 0 | 0 | 0 | 0 | 0.008128 | 0.012018
1996 | 304.8437 | 0 | 0 | 0 | 0 | 0 | 0 | -0.004064 | 0.004006
1996 | 304.8542 | 0 | 0 | 0 | 0 | 0 | 0 | -0.004064 | 0
1996 | 304.8646 | 0 | 0 | 0 | 0 | 0 | 0 | 0 | -0.004006
1996 | 304.875 | 0 | 0 | 0 | 0 | 0 | 0 | 0 | 0.008012
1996 | 304.8854 | 0 | 0 | 0 | 0 | 0 | 0 | -0.008128 | -0.008012
1996 | 304.8958 | 0 | 0 | 0 | 0 | 0 | 0 | -0.004064 | 0.008012
1996 | 304.9062 | 0 | 0 | 0 | 0 | 0 | 0 | 0.008128 | 0
1996 | 304.9167 | 0 | 0 | 0 | 0 | 0 | 0 | -0.004064 | 0.004006
1996 | 304.9271 | 0 | 0 | 0 | 0 | 0 | 0 | 0.004064 | 0
1996 | 304.9375 | 0 | 0 | 0 | 0 | 0 | 0 | 0.012192 | 0.012018
1996 | 304.9479 | 0 | 0 | 0 | 0 | 0 | 0 | -0.012192 | 0.004006
1996 | 304.9583 | 0 | 0 | 0 | 0 | 0 | 0 | 0.008128 | 0
1996 | 304.9687 | 0 | 0 | 0 | 0 | 0 | 0 | 0.004064 | 0.008012
1996 | 304.9792 | 0 | 0 | 0 | 0 | 0 | 0 | -0.008128 | 0.004006
1996 | 304.9896 | 0 | 0 | 0 | 0 | 0 | 0 | 0.012192 | -0.004006
1996 | 305 | 0 | 0 | 0 | 0 | 0 | 0 | 0.016256 | 0.032048
1996 | 305.0104 | 0 | 0 | 0 | 0 | 0 | 0 | 0 | -0.004006
1996 | 305.0208 | 0 | 0 | 0 | 0 | 0 | 0 | 0.008128 | 0.012018
1996 | 305.0312 | 0 | 0 | 0 | 0 | 0 | 0 | 0.008128 | 0.004006
1996 | 305.0417 | 0 | 0 | 0 | 0 | 0 | 0 | 0.012192 | 0.012018
1996 | 305.0521 | 0 | 0 | 0 | 0 | 0 | 0 | -0.004064 | 0
1996 | 305.0625 | 0 | 0 | 0 | 0 | 0 | 0 | 0 | -0.004006
1996 | 305.0729 | 0 | 0 | 0 | 0 | 0 | 0 | 0 | 0
1996 | 305.0833 | 0 | 0 | 0 | 0 | 0 | 0 | 0 | 0
1996 | 305.0937 | 0 | 0 | 0 | 0 | 0 | 0 | 0 | -0.004006
1996 | 305.1042 | 0 | 0 | 0 | 0 | 0 | 0 | 0.004064 | 0
1996 | 305.1146 | 0 | 0 | 0 | 0 | 0 | 0 | -0.004064 | 0
1996 | 305.125 | 0 | 0 | 0 | 0 | 0 | 0 | 0 | 0
1996 | 305.1354 | 0 | 0 | 0 | 0 | 0 | 0 | 0.008128 | 0.004006
1996 | 305.1458 | 0 | 0 | 0 | 0 | 0 | 0 | 0.008128 | 0
1996 | 305.1562 | 0 | 0 | 0 | 0 | 0 | 0 | 0.004064 | 0.012018
1996 | 305.1667 | 0 | 0 | 0 | 0 | 0 | 0 | 0.016256 | 0.008012
1996 | 305.1771 | 0 | 0 | 0 | 0 | 0 | 0 | 0.008128 | 0.004006
1996 | 305.1875 | 0 | 0 | 0 | 0 | 0 | 0 | 0.004064 | 0.012018
1996 | 305.1979 | 0 | 0 | 0 | 0 | 0 | 0 | -0.008128 | 0
1996 | 305.2083 | 0 | 0 | 0 | 0 | 0 | 0 | 0.02032 | 0.008012
1996 | 305.2187 | 0 | 0 | 0 | 0 | 0 | 0 | -0.012192 | 0
1996 | 305.2292 | 0 | 0 | 0 | 0 | 0 | 0 | 0.024384 | 0.008012
1996 | 305.2396 | 0 | 0 | 0 | 0 | 0 | 0 | 0.004064 | 0
1996 | 305.25 | 0 | 0 | 0 | 0 | 0 | 0 | -0.004064 | 0
1996 | 305.2604 | 0 | 0 | 0.008128 | 0.016024 | 0 | 0 | -2.2737e-13 | 0
1996 | 305.2708 | 0 | 0 | 0.048768 | 0.048072 | 0 | 0 | 0 | 0
1996 | 305.2812 | 0 | 0 | 0.04064 | 0.064096 | 0 | 0 | 0 | 0
1996 | 305.2917 | 0 | 0 | 0.056896 | 0.056084 | 0 | 0 | 0 | 2.2737e-13
1996 | 305.3021 | 0 | 0 | 0.089408 | 0.088132 | 0 | 0 | 0 | 0
1996 | 305.3125 | 0 | 0 | 0.048768 | 0.064096 | 0 | 0 | 0 | 0
1996 | 305.3229 | 0 | 0 | 0.08128 | 0.064096 | 0 | 0 | 0 | 2.2737e-13
1996 | 305.3333 | 0 | 0 | 0.048768 | 0.048072 | 0 | 0 | -0.004064 | 0
1996 | 305.3437 | 0 | 0 | 0 | 0.032048 | 0 | 0 | -0.012192 | 0
1996 | 305.3542 | 0 | 0 | 0.032512 | 0.032048 | 0 | 0 | -0.016256 | 0
1996 | 305.3646 | 0 | 0 | 0.016256 | 0.04006 | 0 | 0 | -0.008128 | 0
1996 | 305.375 | 0 | 0 | 0.089408 | 0.04006 | 0 | 0 | 2.2737e-13 | 0
1996 | 305.3854 | 0 | 0 | 0.065024 | 0.088132 | 0 | 0 | 2.2737e-13 | 2.2737e-13
1996 | 305.3958 | 0 | 0 | 0.08128 | 0.08012 | 0 | 0 | -0.008128 | 0
1996 | 305.4062 | 0 | 0 | 0.016256 | 0.04006 | 0 | 0 | -0.012192 | 0
1996 | 305.4167 | 0 | 0 | 0 | 0.024036 | 0 | 0 | -0.012192 | 0
1996 | 305.4271 | 0 | 0 | 0.024384 | 0.024036 | 0 | 0 | 0.008128 | 2.2737e-13
1996 | 305.4375 | 0 | 0 | 0.048768 | 0.016024 | 0 | 0 | 0 | -0.004006
1996 | 305.4479 | 0 | 0 | 0 | 0 | 0 | 0 | 0.016256 | 0.004006
1996 | 305.4583 | 0 | 0 | 0.04064 | 0.032048 | 0 | 0 | -0.012192 | 0
1996 | 305.4687 | 0 | 0 | 0 | 0.016024 | 0 | 0 | -0.012192 | 0
1996 | 305.4792 | 0 | 0 | 0 | 0 | 0 | 0 | 0.008128 | 0
1996 | 305.4896 | 0 | 0 | 0.04064 | 0.016024 | 0 | 0 | -0.024384 | 0
1996 | 305.5 | 0 | 0 | 0 | 0.008012 | 0 | 0 | -0.024384 | -0.02003
1996 | 305.5104 | 0 | 0 | 0.016256 | 0 | 0 | 0 | -2.2737e-13 | -0.004006
1996 | 305.5208 | 0 | 0 | 0.032512 | 0.016024 | 0 | 0 | 0 | -0.008012
1996 | 305.5312 | 0 | 0 | 0.008128 | 0 | 0 | 0 | 0.024384 | 0.008012
1996 | 305.5417 | 0 | 0 | 0 | 0 | 0 | 0 | -0.02032 | 0.008012
1996 | 305.5521 | 0 | 0 | 0 | 0 | 0 | 0 | 0.028448 | 0.004006
1996 | 305.5625 | 0 | 0 | 0 | 0 | 0 | 0 | -0.008128 | 0
1996 | 305.5729 | 0 | 0 | 0 | 0 | 0 | 0 | 0 | 0.012018
1996 | 305.5833 | 0 | 0 | 0 | 0 | 0 | 0 | 0.04064 | 0.004006
1996 | 305.5937 | 0 | 0 | 0 | 0 | 0 | 0 | -0.02032 | 0.004006
1996 | 305.6042 | 0 | 0 | 0 | 0 | 0 | 0 | 0.016256 | 0.004006
1996 | 305.6146 | 0 | 0 | 0.032512 | 0 | 0 | 0 | 0.004064 | -0.008012
1996 | 305.625 | 0 | 0 | 0 | 0 | 0 | 0 | 0.036576 | 0.016024
1996 | 305.6354 | 0 | 0 | 0 | 0 | 0 | 0 | 0 | 0
1996 | 305.6458 | 0 | 0 | 0 | 0 | 0 | 0 | 0.016256 | 0.004006
1996 | 305.6562 | 0 | 0 | 0.024384 | 0 | 0 | 0 | -0.02032 | -0.004006
1996 | 305.6667 | 0 | 0 | 0 | 0 | 0 | 0 | 0.004064 | -0.012018
1996 | 305.6771 | 0 | 0 | 0 | 0 | 0 | 0 | 0.024384 | 0.008012
1996 | 305.6875 | 0 | 0 | 0 | 0 | 0 | 0 | -0.016256 | 0
1996 | 305.6979 | 0 | 0 | 0 | 0 | 0 | 0 | 0.024384 | 0.008012
1996 | 305.7083 | 0 | 0 | 0 | 0 | 0 | 0 | -0.008128 | 0.008012
1996 | 305.7187 | 0 | 0 | 0 | 0 | 0 | 0 | 0.024384 | 0.008012
1996 | 305.7292 | 0 | 0 | 0 | 0 | 0 | 0 | -0.012192 | 0
1996 | 305.7396 | 0 | 0 | 0 | 0 | 0 | 0 | 0.02032 | 0.012018
1996 | 305.75 | 0 | 0 | 0 | 0 | 0 | 0 | 0.02032 | -0.004006
1996 | 305.7604 | 0.024384 | 0 | 0 | 0 | 0 | 0 | 0.004064 | 0.016024
1996 | 305.7708 | 0 | 0 | 0 | 0 | 0 | 0 | -0.004064 | 0
1996 | 305.7812 | 0 | 0 | 0 | 0 | 0 | 0 | 0 | 0.008012
1996 | 305.7917 | 0 | 0 | 0 | 0 | 0 | 0 | 0.008128 | -0.008012
1996 | 305.8021 | 0 | 0 | 0 | 0.016024 | 0 | 0 | -0.008128 | 0
1996 | 305.8125 | 0 | 0 | 0 | 0 | 0 | 0 | -0.004064 | 0.004006
1996 | 305.8229 | 0 | 0 | 0 | 0 | 0 | 0 | 0.004064 | 0.012018
1996 | 305.8333 | 0 | 0 | 0 | 0 | 0 | 0 | -0.016256 | 0.004006
1996 | 305.8437 | 0 | 0 | 0 | 0 | 0 | 0 | 0.024384 | 0.004006
1996 | 305.8542 | 0 | 0 | 0 | 0 | 0 | 0 | 0.02032 | 0.008012
1996 | 305.8646 | 0 | 0 | 0 | 0 | 0 | 0 | 0.02032 | 0.032048
1996 | 305.875 | 0 | 0 | 0 | 0 | 0 | 0 | 0.016256 | 0.012018
1996 | 305.8854 | 0 | 0 | 0 | 0 | 0 | 0 | 0 | 0.02003
1996 | 305.8958 | 0 | 0 | 0 | 0 | 0 | 0 | 0.008128 | 0
1996 | 305.9062 | 0 | 0 | 0 | 0 | 0 | 0 | 0.036576 | 0.028042
1996 | 305.9167 | 0 | 0 | 0 | 0 | 0 | 0 | 0.016256 | 0.024036
1996 | 305.9271 | 0 | 0 | 0 | 0 | 0 | 0 | 0 | 0.016024
1996 | 305.9375 | 0 | 0 | 0 | 0 | 0 | 0 | 0.02032 | 0.02003
1996 | 305.9479 | 0 | 0 | 0 | 0 | 0 | 0 | 0.016256 | 0.02003
1996 | 305.9583 | 0 | 0 | 0 | 0 | 0 | 0 | 0.016256 | 0.016024
1996 | 305.9687 | 0 | 0 | 0 | 0 | 0 | 0 | 0.028448 | 0.016024
1996 | 305.9792 | 0 | 0 | 0 | 0 | 0 | 0 | -0.004064 | 0.02003
1996 | 305.9896 | 0 | 0 | 0 | 0 | 0 | 0 | 0.02032 | 0.012018
1996 | 306 | 0 | 0 | 0 | 0 | 0 | 0 | 0.016256 | 0.016024
1996 | 306.0104 | 0 | 0 | 0 | 0 | 0 | 0 | 0.012192 | 0.016024
1996 | 306.0208 | 0 | 0 | 0 | 0 | 0 | 0 | 0.012192 | 0.008012
1996 | 306.0312 | 0 | 0 | 0 | 0 | 0 | 0 | 0.02032 | 0.012018
1996 | 306.0417 | 0 | 0 | 0 | 0 | 0 | 0 | 0.02032 | 0.02003
1996 | 306.0521 | 0 | 0 | 0 | 0 | 0 | 0 | 0.008128 | 0.016024
1996 | 306.0625 | 0 | 0 | 0 | 0 | 0 | 0 | 0.02032 | 0.012018
1996 | 306.0729 | 0 | 0 | 0 | 0 | 0 | 0 | 0.016256 | 0.028042
1996 | 306.0833 | 0 | 0 | 0 | 0 | 0 | 0 | 0.016256 | 0.012018
1996 | 306.0937 | 0 | 0 | 0 | 0 | 0 | 0 | 0.012192 | 0.012018
1996 | 306.1042 | 0 | 0 | 0 | 0 | 0 | 0 | 0.012192 | 0.012018
1996 | 306.1146 | 0 | 0 | 0 | 0 | 0 | 0 | 0.008128 | 0.004006
1996 | 306.125 | 0 | 0 | 0 | 0 | 0 | 0 | 0.008128 | 0.008012
1996 | 306.1354 | 0 | 0 | 0 | 0 | 0 | 0 | 0.008128 | 0.012018
1996 | 306.1458 | 0 | 0 | 0 | 0 | 0 | 0 | 0.008128 | 0.008012
1996 | 306.1562 | 0 | 0 | 0 | 0 | 0 | 0 | 0.004064 | 0.008012
1996 | 306.1667 | 0 | 0 | 0 | 0 | 0 | 0 | 0 | 0.004006
1996 | 306.1771 | 0 | 0 | 0 | 0 | 0 | 0 | 0.012192 | 0.012018
1996 | 306.1875 | 0 | 0 | 0 | 0 | 0 | 0 | 0.008128 | 0.004006
1996 | 306.1979 | 0 | 0 | 0 | 0 | 0 | 0 | 0.016256 | 0.024036
1996 | 306.2083 | 0 | 0 | 0 | 0 | 0 | 0 | 0.008128 | 0.008012
1996 | 306.2187 | 0 | 0 | 0 | 0 | 0 | 0 | 0.016256 | 0.016024
1996 | 306.2292 | 0 | 0 | 0 | 0 | 0 | 0 | 0.004064 | 0.008012
1996 | 306.2396 | 0 | 0 | 0 | 0 | 0 | 0 | 0.024384 | 0.012018
1996 | 306.25 | 0 | 0 | 0 | 0 | 0 | 0 | 0.012192 | 0.016024
1996 | 306.2604 | 0 | 0 | 0 | 0 | 0 | 0 | 0.012192 | 0.008012
1996 | 306.2708 | 0 | 0 | 0 | 0 | 0 | 0 | 0.012192 | 0.008012
1996 | 306.2812 | 0 | 0 | 0 | 0 | 0 | 0 | 0.016256 | 0.008012
1996 | 306.2917 | 0 | 0 | 0 | 0 | 0 | 0 | 0 | 0.008012
1996 | 306.3021 | 0 | 0 | 0 | 0 | 0 | 0 | 0 | 0.008012
1996 | 306.3125 | 0 | 0 | 0 | 0 | 0 | 0 | 0.012192 | 0.008012
1996 | 306.3229 | 0 | 0 | 0 | 0 | 0 | 0 | 0.012192 | 0.008012
1996 | 306.3333 | 0 | 0 | 0 | 0 | 0 | 0 | 0.008128 | 0.008012
1996 | 306.3437 | 0 | 0 | 0 | 0 | 0 | 0 | 0.008128 | 0.004006
1996 | 306.3542 | 0 | 0 | 0 | 0 | 0 | 0 | 0.012192 | 0.024036
1996 | 306.3646 | 0 | 0 | 0 | 0 | 0 | 0 | 0.012192 | 0.012018
1996 | 306.375 | 0 | 0 | 0 | 0 | 0 | 0 | 0.012192 | 0.008012
1996 | 306.3854 | 0 | 0 | 0 | 0 | 0 | 0 | 0.012192 | 0.012018
1996 | 306.3958 | 0 | 0 | 0 | 0 | 0 | 0 | 0.012192 | 0.024036
1996 | 306.4062 | 0 | 0 | 0 | 0 | 0 | 0 | 0.02032 | 0.024036
1996 | 306.4167 | 0 | 0 | 0 | 0 | 0 | 0 | 0.032512 | 0.02003
1996 | 306.4271 | 0 | 0 | 0 | 0 | 0 | 0 | 0.016256 | 0.028042
1996 | 306.4375 | 0 | 0 | 0 | 0 | 0 | 0 | 0.02032 | 0.024036
1996 | 306.4479 | 0 | 0 | 0 | 0 | 0 | 0 | 0.044704 | 0.032048
1996 | 306.4583 | 0 | 0 | 0 | 0 | 0 | 0 | 0.028448 | 0.048072
1996 | 306.4687 | 0 | 0 | 0 | 0 | 0 | 0 | 0.048768 | 0.052078
1996 | 306.4792 | 0 | 0 | 0 | 0 | 0 | 0 | 0.044704 | 0.032048
1996 | 306.4896 | 0 | 0 | 0 | 0 | 0 | 0 | 0.056896 | 0.044066
1996 | 306.5 | 0 | 0 | 0 | 0 | 0 | 0 | 0.032512 | 0.056084
1996 | 306.5104 | 0 | 0 | 0 | 0 | 0 | 0 | 0.077216 | 0.048072
1996 | 306.5208 | 0 | 0 | 0 | 0 | 0 | 0 | 0.044704 | 0.056084
1996 | 306.5312 | 0 | 0 | 0 | 0 | 0 | 0 | 0.048768 | 0.048072
1996 | 306.5417 | 0 | 0 | 0 | 0 | 0 | 0 | 0.08128 | 0.076114
1996 | 306.5521 | 0 | 0 | 0 | 0 | 0 | 0 | 0.036576 | 0.071707
1996 | 306.5625 | 0 | 0 | 0 | 0 | 0 | 0 | 0.069088 | 0.063695
1996 | 306.5729 | 0 | 0 | 0 | 0 | 0 | 0 | 0.06096 | 0.084126
1996 | 306.5833 | 0 | 0 | 0 | 0 | 0 | 0 | 0.089408 | 0.08012
1996 | 306.5937 | 0 | 0 | 0 | 0 | 0 | 0 | 0.052832 | 0.064096
1996 | 306.6042 | 0 | 0 | 0 | 0 | 0 | 0 | 0.065024 | 0.068102
1996 | 306.6146 | 0 | 0 | 0 | 0 | 0 | 0 | 0.077216 | 0.068102
1996 | 306.625 | 0 | 0 | 0 | 0 | 0 | 0 | 0.08128 | 0.072108
1996 | 306.6354 | 0 | 0 | 0 | 0 | 0 | 0 | 0.04064 | 0.04006
1996 | 306.6458 | 0 | 0 | 0 | 0 | 0 | 0 | 0.06096 | 0.064096
1996 | 306.6562 | 0 | 0 | 0 | 0 | 0 | 0 | 0.056896 | 0.044066
1996 | 306.6667 | 0 | 0 | 0 | 0 | 0 | 0 | 0.052832 | 0.048072
1996 | 306.6771 | 0 | 0 | 0 | 0 | 0 | 0 | 0.052832 | 0.056084
1996 | 306.6875 | 0 | 0 | 0 | 0 | 0 | 0 | 0.048768 | 0.036054
1996 | 306.6979 | 0 | 0 | 0 | 0 | 0 | 0 | 0.044704 | 0.052078
1996 | 306.7083 | 0 | 0 | 0 | 0 | 0 | 0 | 0.036576 | 0.024036
1996 | 306.7187 | 0 | 0 | 0 | 0 | 0 | 0 | 0.028448 | 0.028042
1996 | 306.7292 | 0 | 0 | 0 | 0 | 0 | 0 | 0.024384 | 0.024036
1996 | 306.7396 | 0 | 0 | 0 | 0 | 0 | 0 | 0.032512 | 0.02003
1996 | 306.75 | 0 | 0 | 0 | 0 | 0 | 0 | 0.02032 | 0.008012
1996 | 306.7604 | 0 | 0 | 0 | 0 | 0 | 0 | -0.004064 | 0.004006
1996 | 306.7708 | 0 | 0 | 0 | 0 | 0 | 0 | 0 | 0.004006
1996 | 306.7812 | 0 | 0 | 0 | 0 | 0 | 0 | 0.004064 | -0.008012
1996 | 306.7917 | 0 | 0 | 0 | 0 | 0 | 0 | 0 | 0.004006
1996 | 306.8021 | 0 | 0 | 0 | 0 | 0 | 0 | 0 | 0
1996 | 306.8125 | 0 | 0 | 0 | 0 | 0 | 0 | -0.008128 | -0.008012
1996 | 306.8229 | 0 | 0 | 0 | 0 | 0 | 0 | 0.008128 | 0.004006
1996 | 306.8333 | 0 | 0 | 0 | 0 | 0 | 0 | -0.008128 | 0.004006
1996 | 306.8437 | 0 | 0 | 0 | 0 | 0 | 0 | 0 | -0.004006
1996 | 306.8542 | 0 | 0 | 0 | 0 | 0 | 0 | 0 | 0.004006
1996 | 306.8646 | 0 | 0 | 0 | 0 | 0 | 0 | 0 | 0.004006
1996 | 306.875 | 0 | 0 | 0 | 0 | 0 | 0 | -0.004064 | -0.004006
1996 | 306.8854 | 0 | 0 | 0 | 0 | 0 | 0 | -0.004064 | 0.004006
1996 | 306.8958 | 0 | 0 | 0 | 0 | 0 | 0 | 0 | -0.008012
1996 | 306.9062 | 0 | 0 | 0 | 0 | 0 | 0 | -0.008128 | -0.008012
1996 | 306.9167 | 0 | 0 | 0 | 0 | 0 | 0 | -0.004064 | 0.008012
1996 | 306.9271 | 0 | 0 | 0 | 0 | 0 | 0 | 0 | 0
1996 | 306.9375 | 0 | 0 | 0 | 0 | 0 | 0 | -0.004064 | -0.004006
1996 | 306.9479 | 0 | 0 | 0 | 0 | 0 | 0 | 0.004064 | 0
1996 | 306.9583 | 0 | 0 | 0 | 0 | 0 | 0 | -0.008128 | -0.004006
1996 | 306.9687 | 0 | 0 | 0 | 0 | 0 | 0 | 0.012192 | 0.004006
1996 | 306.9792 | 0 | 0 | 0 | 0 | 0 | 0 | -0.004064 | 0.004006
1996 | 306.9896 | 0 | 0 | 0 | 0 | 0 | 0 | -0.004064 | 0
1996 | 307 | 0 | 0 | 0 | 0 | 0 | 0 | 0 | 0.008012
1996 | 307.0104 | 0 | 0 | 0 | 0 | 0 | 0 | 0.004064 | -0.004006
1996 | 307.0208 | 0 | 0 | 0 | 0 | 0 | 0 | -0.004064 | -0.004006
1996 | 307.0312 | 0 | 0 | 0 | 0 | 0 | 0 | 0 | 0.012018
1996 | 307.0417 | 0 | 0 | 0 | 0 | 0 | 0 | -0.004064 | -0.008012
1996 | 307.0521 | 0 | 0 | 0 | 0 | 0 | 0 | 0.004064 | 0
1996 | 307.0625 | 0 | 0 | 0 | 0 | 0 | 0 | 0 | 0
1996 | 307.0729 | 0 | 0 | 0 | 0 | 0 | 0 | -0.008128 | 0.004006
1996 | 307.0833 | 0 | 0 | 0 | 0 | 0 | 0 | -0.008128 | -0.008012
1996 | 307.0937 | 0 | 0 | 0 | 0 | 0 | 0 | 0.004064 | 0
1996 | 307.1042 | 0 | 0 | 0 | 0 | 0 | 0 | 0 | 0
1996 | 307.1146 | 0 | 0 | 0 | 0 | 0 | 0 | 0.004064 | 0.004006
1996 | 307.125 | 0 | 0 | 0 | 0 | 0 | 0 | 0 | 0.004006
1996 | 307.1354 | 0 | 0 | 0 | 0 | 0 | 0 | 0 | 0
1996 | 307.1458 | 0 | 0 | 0 | 0 | 0 | 0 | 0 | 0
1996 | 307.1562 | 0 | 0 | 0 | 0 | 0 | 0 | 0 | 0
1996 | 307.1667 | 0 | 0 | 0 | 0 | 0 | 0 | 0 | 0
1996 | 307.1771 | 0 | 0 | 0 | 0 | 0 | 0 | 0 | -0.004006
1996 | 307.1875 | 0 | 0 | 0 | 0 | 0 | 0 | -0.008128 | 0
1996 | 307.1979 | 0 | 0 | 0 | 0 | 0 | 0 | -0.012192 | -0.008012
1996 | 307.2083 | 0 | 0 | 0 | 0 | 0 | 0 | 0.008128 | 0.008012
1996 | 307.2188 | 0 | 0 | 0 | 0 | 0 | 0 | 0 | -0.004006
1996 | 307.2292 | 0 | 0 | 0 | 0 | 0 | 0 | -0.004064 | -0.004006
1996 | 307.2396 | 0 | 0 | 0 | 0 | 0 | 0 | 0 | 0
1996 | 307.25 | 0 | 0 | 0 | 0 | 0 | 0 | 0.004064 | 0
1996 | 307.2604 | 0 | 0 | 0 | 0 | 0 | 0 | -0.004064 | 0.008012
1996 | 307.2708 | 0 | 0 | 0 | 0 | 0 | 0 | 0.004064 | -0.004006
1996 | 307.2813 | 0 | 0 | 0 | 0 | 0 | 0 | 0.004064 | -0.008012
1996 | 307.2917 | 0 | 0 | 0 | 0 | 0 | 0 | 0 | 0.008012
1996 | 307.3021 | 0 | 0 | 0 | 0 | 0 | 0 | 0 | -0.004006
1996 | 307.3125 | 0 | 0 | 0 | 0 | 0 | 0 | -0.004064 | -0.008012
1996 | 307.3229 | 0 | 0 | 0 | 0 | 0 | 0 | -0.004064 | 0.008012
1996 | 307.3333 | 0 | 0 | 0 | 0 | 0 | 0 | 0.004064 | 0.008012
1996 | 307.3438 | 0 | 0 | 0 | 0 | 0 | 0 | 0 | 0.008012
1996 | 307.3542 | 0 | 0 | 0 | 0 | 0 | 0 | 0.012192 | -0.012018
1996 | 307.3646 | 0 | 0 | 0 | 0 | 0 | 0 | 0.016256 | 0.02003
1996 | 307.375 | 0 | 0 | 0 | 0 | 0 | 0 | 0.032512 | 0.02003
1996 | 307.3854 | 0 | 0 | 0 | 0 | 0 | 0 | 0.024384 | 0.02003
1996 | 307.3958 | 0 | 0 | 0 | 0 | 0 | 0 | 0.032512 | 0.032048
1996 | 307.4063 | 0 | 0 | 0 | 0 | 0 | 0 | 0.032512 | 0.036054
1996 | 307.4167 | 0 | 0 | 0 | 0 | 0 | 0 | 0.04064 | 0.04006
1996 | 307.4271 | 0 | 0 | 0 | 0 | 0 | 0 | 0.036576 | 0.028042
1996 | 307.4375 | 0 | 0 | 0 | 0 | 0 | 0 | 0.052832 | 0.056084
1996 | 307.4479 | 0 | 0 | 0 | 0 | 0 | 0 | 0.048768 | 0.052078
1996 | 307.4583 | 0 | 0 | 0 | 0 | 0 | 0 | 0.052832 | 0.064096
1996 | 307.4688 | 0 | 0 | 0 | 0 | 0 | 0 | 0.065024 | 0.068102
1996 | 307.4792 | 0 | 0 | 0 | 0 | 0 | 0 | 0.08128 | 0.08012
1996 | 307.4896 | 0 | 0 | 0 | 0 | 0 | 0 | 0.08128 | 0.08012
1996 | 307.5 | 0 | 0 | 0 | 0 | 0 | 0 | 0.093472 | 0.092138
1996 | 307.5104 | 0 | 0 | 0 | 0 | 0 | 0 | 0.097536 | 0.096144
1996 | 307.5208 | 0 | 0 | 0 | 0 | 0 | 0 | 0.085344 | 0.088132
1996 | 307.5313 | 0 | 0 | 0 | 0 | 0 | 0 | 0.097536 | 0.10816
1996 | 307.5417 | 0 | 0 | 0 | 0 | 0 | 0 | 0.10566 | 0.088132
1996 | 307.5521 | 0 | 0 | 0 | 0 | 0 | 0 | 0.08128 | 0.10416
1996 | 307.5625 | 0 | 0 | 0 | 0 | 0 | 0 | 0.1016 | 0.076114
1996 | 307.5729 | 0 | 0 | 0 | 0 | 0 | 0 | 0.093472 | 0.10416
1996 | 307.5833 | 0 | 0 | 0 | 0 | 0 | 0 | 0.097536 | 0.088132
1996 | 307.5938 | 0 | 0 | 0 | 0 | 0 | 0 | 0.089408 | 0.10015
1996 | 307.6042 | 0 | 0 | 0 | 0 | 0 | 0 | 0.08128 | 0.076114
1996 | 307.6146 | 0 | 0 | 0 | 0 | 0 | 0 | 0.085344 | 0.068102
1996 | 307.625 | 0 | 0 | 0 | 0 | 0 | 0 | 0.08128 | 0.076114
1996 | 307.6354 | 0 | 0 | 0 | 0 | 0 | 0 | 0.089408 | 0.10015
1996 | 307.6458 | 0 | 0 | 0 | 0 | 0 | 0 | 0.077216 | 0.064096
1996 | 307.6563 | 0 | 0 | 0 | 0 | 0 | 0 | 0.077216 | 0.076114
1996 | 307.6667 | 0 | 0 | 0 | 0 | 0 | 0 | 0.06096 | 0.06009
1996 | 307.6771 | 0 | 0 | 0 | 0 | 0 | 0 | 0.056896 | 0.032048
1996 | 307.6875 | 0 | 0 | 0 | 0 | 0 | 0 | 0.048768 | 0.052078
1996 | 307.6979 | 0 | 0 | 0 | 0 | 0 | 0 | 0.036576 | 0.028042
1996 | 307.7083 | 0 | 0 | 0 | 0 | 0 | 0 | 0.032512 | 0.036054
1996 | 307.7188 | 0 | 0 | 0 | 0 | 0 | 0 | 0.012192 | 0.008012
1996 | 307.7292 | 0 | 0 | 0 | 0 | 0 | 0 | 0 | 0.008012
1996 | 307.7396 | 0 | 0 | 0 | 0 | 0 | 0 | 0.008128 | 0.004006
1996 | 307.75 | 0 | 0 | 0 | 0 | 0 | 0 | 0 | 0
1996 | 307.7604 | 0 | 0 | 0 | 0 | 0 | 0 | 0.008128 | 0.012018
1996 | 307.7708 | 0 | 0 | 0 | 0 | 0 | 0 | 0.008128 | 0
1996 | 307.7813 | 0 | 0 | 0 | 0 | 0 | 0 | 0 | 0.004006
1996 | 307.7917 | 0 | 0 | 0 | 0 | 0 | 0 | 0.012192 | 0.016024
1996 | 307.8021 | 0 | 0 | 0 | 0 | 0 | 0 | 0.004064 | 0.004006
1996 | 307.8125 | 0 | 0 | 0 | 0 | 0 | 0 | 0.004064 | 0.004006
1996 | 307.8229 | 0 | 0 | 0 | 0 | 0 | 0 | 0.008128 | 0.012018
1996 | 307.8333 | 0 | 0 | 0 | 0 | 0 | 0 | 0.004064 | -0.008012
1996 | 307.8438 | 0 | 0 | 0 | 0 | 0 | 0 | -0.008128 | 0.004006
1996 | 307.8542 | 0 | 0 | 0 | 0 | 0 | 0 | 0.008128 | 0.012018
1996 | 307.8646 | 0 | 0 | 0 | 0 | 0 | 0 | 0.008128 | 0.004006
1996 | 307.875 | 0 | 0 | 0 | 0 | 0 | 0 | 0.008128 | 0.008012
1996 | 307.8854 | 0 | 0 | 0 | 0 | 0 | 0 | 0 | 0
1996 | 307.8958 | 0 | 0 | 0 | 0 | 0 | 0 | 0.012192 | 0.012018
1996 | 307.9063 | 0 | 0 | 0 | 0 | 0 | 0 | 0 | 0.016024
1996 | 307.9167 | 0 | 0 | 0 | 0 | 0 | 0 | 0.024384 | 0.012018
1996 | 307.9271 | 0 | 0 | 0 | 0 | 0 | 0 | 0.004064 | 0.008012
1996 | 307.9375 | 0 | 0 | 0 | 0 | 0 | 0 | -0.008128 | -0.004006
1996 | 307.9479 | 0 | 0 | 0 | 0 | 0 | 0 | 0 | 0.004006
1996 | 307.9583 | 0 | 0 | 0 | 0 | 0 | 0 | 0.012192 | 0.008012
1996 | 307.9688 | 0 | 0 | 0 | 0 | 0 | 0 | 0.012192 | 0.012018
1996 | 307.9792 | 0 | 0 | 0 | 0 | 0 | 0 | 0 | 0.008012
1996 | 307.9896 | 0 | 0 | 0 | 0 | 0 | 0 | 0 | 0.004006
1996 | 308 | 0 | 0 | 0 | 0 | 0 | 0 | 0.004064 | 0.004006
1996 | 308.0104 | 0 | 0 | 0 | 0 | 0 | 0 | 0.004064 | 0.004006
1996 | 308.0208 | 0 | 0 | 0 | 0 | 0 | 0 | -0.004064 | 0.016024
1996 | 308.0313 | 0 | 0 | 0 | 0 | 0 | 0 | 0.02032 | 0.004006
1996 | 308.0417 | 0 | 0 | 0 | 0 | 0 | 0 | 0.004064 | 0.016024
1996 | 308.0521 | 0 | 0 | 0 | 0 | 0 | 0 | 0.012192 | 0.016024
1996 | 308.0625 | 0 | 0 | 0 | 0 | 0 | 0 | 0.016256 | 0.008012
1996 | 308.0729 | 0 | 0 | 0 | 0 | 0 | 0 | 0.012192 | 0.02003
1996 | 308.0833 | 0 | 0 | 0 | 0 | 0 | 0 | 0.012192 | 0.016024
1996 | 308.0938 | 0 | 0 | 0 | 0 | 0 | 0 | 0.028448 | 0.004006
1996 | 308.1042 | 0 | 0 | 0 | 0 | 0 | 0 | 0 | 0
1996 | 308.1146 | 0 | 0 | 0 | 0 | 0 | 0 | 0.004064 | 0.012018
1996 | 308.125 | 0 | 0 | 0 | 0 | 0 | 0 | 0 | 0.012018
1996 | 308.1354 | 0 | 0 | 0 | 0 | 0 | 0 | 0.004064 | 0
1996 | 308.1458 | 0 | 0 | 0 | 0 | 0 | 0 | 0.016256 | 0.016024
1996 | 308.1563 | 0 | 0 | 0 | 0 | 0 | 0 | 0.012192 | 0.012018
1996 | 308.1667 | 0 | 0 | 0 | 0 | 0 | 0 | 0.012192 | 0.012018
1996 | 308.1771 | 0 | 0 | 0 | 0 | 0 | 0 | -0.012192 | 0
1996 | 308.1875 | 0 | 0 | 0 | 0 | 0 | 0 | 0.032512 | 0.02003
1996 | 308.1979 | 0 | 0 | 0 | 0 | 0 | 0 | -0.024384 | -0.004006
1996 | 308.2083 | 0 | 0 | 0 | 0 | 0 | 0 | 0.028448 | 0.02003
1996 | 308.2188 | 0 | 0 | 0 | 0 | 0 | 0 | 0.024384 | 0.024036
1996 | 308.2292 | 0 | 0 | 0 | 0 | 0 | 0 | 0.02032 | 0.008012
1996 | 308.2396 | 0.024384 | 0 | 0 | 0 | 0 | 0 | 0 | -0.012018
1996 | 308.25 | 0 | 0 | 0 | 0 | 0 | 0 | 0.02032 | 0.036054
1996 | 308.2604 | 0 | 0 | 0 | 0 | 0 | 0 | 0.008128 | -0.008012
1996 | 308.2708 | 0 | 0 | 0 | 0 | 0 | 0 | 0.004064 | 0.024036
1996 | 308.2813 | 0 | 0 | 0 | 0 | 0 | 0 | 0.02032 | -0.004006
1996 | 308.2917 | 0 | 0 | 0 | 0 | 0 | 0 | -0.004064 | 0.004006
1996 | 308.3021 | 0 | 0 | 0 | 0 | 0 | 0 | 0.008128 | 0.016024
1996 | 308.3125 | 0 | 0 | 0 | 0 | 0 | 0 | 0.016256 | 0.012018
1996 | 308.3229 | 0 | 0 | 0 | 0 | 0 | 0 | 0.012192 | 0.02003
1996 | 308.3333 | 0 | 0 | 0 | 0 | 0 | 0 | 0.012192 | -0.004006
1996 | 308.3438 | 0 | 0 | 0 | 0 | 0 | 0 | 0.004064 | 0.02003
1996 | 308.3542 | 0 | 0 | 0 | 0 | 0 | 0 | 0.004064 | 0.02003
1996 | 308.3646 | 0 | 0 | 0 | 0 | 0 | 0 | 0.028448 | 0
1996 | 308.375 | 0 | 0 | 0 | 0 | 0 | 0 | 0.004064 | 0.032048
1996 | 308.3854 | 0 | 0 | 0 | 0 | 0 | 0 | -0.008128 | 0.012018
1996 | 308.3958 | 0 | 0 | 0 | 0 | 0 | 0 | 0.008128 | 0.032048
1996 | 308.4063 | 0 | 0 | 0 | 0 | 0 | 0 | 0 | 0.028042
1996 | 308.4167 | 0 | 0 | 0 | 0 | 0 | 0 | 0.073152 | 0.06009
1996 | 308.4271 | 0.024384 | 0 | 0 | 0 | 0 | 0 | 0.016256 | 0.02003
1996 | 308.4375 | 0 | 0 | 0 | 0 | 0 | 0 | 0.08128 | 0.076114
1996 | 308.4479 | 0 | 0 | 0 | 0 | 0 | 0 | 0.11379 | 0.092138
1996 | 308.4583 | 0 | 0 | 0 | 0 | 0 | 0 | 0.032512 | 0.08012
1996 | 308.4688 | 0 | 0 | 0 | 0 | 0 | 0 | 0.06096 | 0.032048
1996 | 308.4792 | 0 | 0 | 0 | 0 | 0 | 0 | 0.10566 | 0.10015
1996 | 308.4896 | 0 | 0 | 0 | 0 | 0 | 0 | 0.06096 | 0.084126
1996 | 308.5 | 0 | 0 | 0 | 0 | 0 | 0 | 0.08128 | 0.08012
1996 | 308.5104 | 0 | 0 | 0 | 0 | 0 | 0 | 0 | 0.02003
1996 | 308.5208 | 0 | 0 | 0 | 0 | 0 | 0 | 0.13818 | 0.14422
1996 | 308.5313 | 0 | 0 | 0 | 0 | 0 | 0 | 0.13818 | 0.096144
1996 | 308.5417 | 0 | 0 | 0 | 0 | 0 | 0 | 0.004064 | 0.06009
1996 | 308.5521 | 0 | 0 | 0 | 0 | 0 | 0 | 0.15037 | 0.11617
1996 | 308.5625 | 0 | 0 | 0 | 0 | 0 | 0 | 0.056896 | 0.068102
1996 | 308.5729 | 0 | 0 | 0 | 0 | 0 | 0 | 0.073152 | 0.072108
1996 | 308.5833 | 0 | 0 | 0 | 0 | 0 | 0 | 0.16256 | 0.12419
1996 | 308.5938 | 0 | 0 | 0 | 0 | 0 | 0 | 0.077216 | 0.064096
1996 | 308.6042 | 0 | 0 | 0 | 0 | 0 | 0 | 0.02032 | 0.032048
1996 | 308.6146 | 0 | 0 | 0 | 0 | 0 | 0 | 0.06096 | 0.08012
1996 | 308.625 | 0 | 0 | 0 | 0 | 0 | 0 | 0.077216 | 0.036054
1996 | 308.6354 | 0.056896 | 0 | 0 | 0 | 0 | 0 | 0.085344 | 0.056084
1996 | 308.6458 | 0 | 0 | 0 | 0 | 0 | 0 | 0.12598 | 0.10816
1996 | 308.6563 | 0 | 0 | 0 | 0 | 0 | 0 | 0.097536 | 0.084126
1996 | 308.6667 | 0 | 0 | 0 | 0 | 0 | 0 | 0.065024 | 0.048072
1996 | 308.6771 | 0 | 0 | 0 | 0 | 0 | 0 | 0.028448 | 0.032048
1996 | 308.6875 | 0 | 0 | 0 | 0 | 0 | 0 | -0.008128 | 0.036054
1996 | 308.6979 | 0 | 0 | 0 | 0 | 0 | 0 | 0.069088 | 0.048072
1996 | 308.7083 | 0 | 0 | 0 | 0 | 0 | 0 | 0.085344 | 0.076114
1996 | 308.7188 | 0 | 0 | 0 | 0 | 0 | 0 | 0.073152 | 0.064096
1996 | 308.7292 | 0 | 0 | 0 | 0 | 0 | 0 | 0.044704 | 0.032048
1996 | 308.7396 | 0 | 0 | 0 | 0 | 0 | 0 | 0.069088 | 0.056084
1996 | 308.75 | 0 | 0 | 0 | 0 | 0 | 0 | 0.036576 | 0.028042
1996 | 308.7604 | 0 | 0 | 0 | 0 | 0 | 0 | 0.012192 | 0.024036
1996 | 308.7708 | 0 | 0 | 0 | 0 | 0 | 0 | 0.016256 | 0.008012
1996 | 308.7813 | 0 | 0 | 0 | 0 | 0 | 0 | 0.032512 | 0.036054
1996 | 308.7917 | 0 | 0 | 0 | 0 | 0 | 0 | 0.012192 | -0.004006
1996 | 308.8021 | 0 | 0 | 0 | 0 | 0 | 0 | 0.008128 | 0.028042
1996 | 308.8125 | 0 | 0 | 0 | 0 | 0 | 0 | 0 | 0.008012
1996 | 308.8229 | 0 | 0 | 0 | 0 | 0 | 0 | 0.008128 | 0.012018
1996 | 308.8333 | 0 | 0 | 0 | 0 | 0 | 0 | 0.04064 | 0.032048
1996 | 308.8438 | 0 | 0 | 0 | 0 | 0 | 0 | 0.004064 | 0.008012
1996 | 308.8542 | 0 | 0 | 0 | 0 | 0 | 0 | 0.02032 | 0.02003
1996 | 308.8646 | 0 | 0 | 0 | 0 | 0 | 0 | 0.02032 | 0.012018
1996 | 308.875 | 0 | 0 | 0 | 0 | 0 | 0 | 0.016256 | 0.016024
1996 | 308.8854 | 0 | 0 | 0 | 0 | 0 | 0 | 0.024384 | 0.012018
1996 | 308.8958 | 0 | 0 | 0 | 0 | 0 | 0 | 0.016256 | 0.008012
1996 | 308.9063 | 0 | 0 | 0 | 0 | 0 | 0 | 0.004064 | 0.012018
1996 | 308.9167 | 0 | 0 | 0 | 0 | 0 | 0 | 0.016256 | 0.012018
1996 | 308.9271 | 0 | 0 | 0 | 0 | 0 | 0 | 0.004064 | 0.012018
1996 | 308.9375 | 0 | 0 | 0 | 0 | 0 | 0 | 0.016256 | 0.012018
1996 | 308.9479 | 0 | 0 | 0.024384 | 0 | 0 | 0 | 0.004064 | -0.004006
1996 | 308.9583 | 0 | 0 | 0 | 0 | 0 | 0 | 0.02032 | 0.012018
1996 | 308.9688 | 0 | 0 | 0 | 0 | 0 | 0 | 0.004064 | 0.008012
1996 | 308.9792 | 0 | 0 | 0.58522 | 0.61692 | 0 | 0 | 0 | -0.004006
1996 | 308.9896 | 0 | 0 | 0.99162 | 0.88933 | 0 | 0 | 2.2737e-13 | 0
1996 | 309 | 0 | 0 | 0.52832 | 0.55283 | 0 | 0 | 0 | -0.02003
1996 | 309.0104 | 0 | 0 | 0 | 0 | 0 | 0 | 0.04064 | 0.004006
1996 | 309.0208 | 0 | 0 | 0.12192 | 0.10416 | 0 | 0 | 0 | 0
1996 | 309.0313 | 0 | 0 | 0.62586 | 0.61692 | 0 | 0 | 0 | 0
1996 | 309.0417 | 0 | 0 | 0.2032 | 0.18428 | 0 | 0 | 0.016256 | 0.008012
1996 | 309.0521 | 0 | 0 | 0 | 0 | 0 | 0 | 0.008128 | 0.008012
1996 | 309.0625 | 0 | 0 | 0 | 0 | 0 | 0 | -0.016256 | -0.008012
1996 | 309.0729 | 0 | 0 | 0 | 0 | 0 | 0 | -0.012192 | -0.004006
1996 | 309.0833 | 0 | 0 | 0 | 0 | 0 | 0 | 0.012192 | 0.004006
1996 | 309.0938 | 0 | 0 | 0 | 0 | 0 | 0 | -0.012192 | -0.004006
1996 | 309.1042 | 0 | 0 | 0 | 0 | 0 | 0 | -0.008128 | -0.004006
1996 | 309.1146 | 0 | 0 | 0 | 0 | 0 | 0 | -0.02032 | -0.008012
1996 | 309.125 | 0 | 0 | 0 | 0 | 0 | 0 | 0.004064 | 0.004006
1996 | 309.1354 | 0 | 0 | 0 | 0 | 0 | 0 | 0 | -0.008012
1996 | 309.1458 | 0 | 0 | 0 | 0 | 0 | 0 | -0.008128 | -0.004006
1996 | 309.1563 | 0 | 0 | 0 | 0 | 0 | 0 | -0.024384 | 0.012018
1996 | 309.1667 | 0 | 0 | 0 | 0 | 0 | 0 | 0.02032 | -0.008012
1996 | 309.1771 | 0 | 0 | 0 | 0 | 0 | 0 | 0.012192 | 0.02003
1996 | 309.1875 | 0 | 0 | 0 | 0 | 0 | 0 | 0.02032 | 0.024036
1996 | 309.1979 | 0 | 0 | 0 | 0 | 0 | 0 | 0 | 0.016024
1996 | 309.2083 | 0 | 0 | 0 | 0 | 0 | 0 | 0.016256 | 0.012018
1996 | 309.2188 | 0 | 0 | 0 | 0 | 0 | 0 | 0.008128 | 0.004006
1996 | 309.2292 | 0 | 0 | 0 | 0 | 0 | 0 | 0.024384 | 0.028042
1996 | 309.2396 | 0 | 0 | 0 | 0 | 0 | 0 | 0.012192 | 0.016024
1996 | 309.25 | 0 | 0 | 0 | 0 | 0 | 0 | 0.04064 | 0.028042
1996 | 309.2604 | 0 | 0 | 0 | 0 | 0 | 0 | 0.024384 | 0.016024
1996 | 309.2708 | 0 | 0 | 0 | 0 | 0 | 0 | 0.02032 | 0.008012
1996 | 309.2813 | 0 | 0 | 0 | 0 | 0 | 0 | 0.012192 | 0.012018
1996 | 309.2917 | 0 | 0 | 0 | 0 | 0 | 0 | 0.004064 | 0.008012
1996 | 309.3021 | 0 | 0 | 0 | 0 | 0 | 0 | 0.008128 | 0.02003
1996 | 309.3125 | 0 | 0 | 0 | 0 | 0 | 0 | 0.016256 | 0.012018
1996 | 309.3229 | 0 | 0 | 0 | 0 | 0 | 0 | 0.012192 | 0.008012
1996 | 309.3333 | 0 | 0 | 0 | 0 | 0 | 0 | 0.012192 | 0.016024
1996 | 309.3438 | 0 | 0 | 0 | 0 | 0 | 0 | -0.004064 | 0.016024
1996 | 309.3542 | 0 | 0 | 0 | 0 | 0 | 0 | 0.012192 | 0.028042
1996 | 309.3646 | 0 | 0 | 0 | 0 | 0 | 0 | 0.028448 | 0.024036
1996 | 309.375 | 0 | 0 | 0 | 0 | 0 | 0 | 0.056896 | 0.056084
1996 | 309.3854 | 0 | 0 | 0 | 0 | 0 | 0 | 0.06096 | 0.06009
1996 | 309.3958 | 0 | 0 | 0 | 0 | 0 | 0 | 0.06096 | 0.052078
1996 | 309.4063 | 0 | 0 | 0 | 0 | 0 | 0 | 0.065024 | 0.056084
1996 | 309.4167 | 0 | 0 | 0 | 0 | 0 | 0 | 0.085344 | 0.084126
1996 | 309.4271 | 0 | 0 | 0 | 0 | 0 | 0 | 0.089408 | 0.068102
1996 | 309.4375 | 0 | 0 | 0 | 0 | 0 | 0 | 0.065024 | 0.072108
1996 | 309.4479 | 0 | 0 | 0 | 0 | 0 | 0 | 0.073152 | 0.076114
1996 | 309.4583 | 0 | 0 | 0 | 0 | 0 | 0 | 0.089408 | 0.088132
1996 | 309.4688 | 0 | 0 | 0 | 0 | 0 | 0 | 0.093472 | 0.096144
1996 | 309.4792 | 0 | 0 | 0 | 0 | 0 | 0 | 0.11786 | 0.11217
1996 | 309.4896 | 0 | 0 | 0 | 0 | 0 | 0 | 0.093472 | 0.088132
1996 | 309.5 | 0 | 0 | 0 | 0 | 0 | 0 | 0.10566 | 0.11217
1996 | 309.5104 | 0 | 0 | 0 | 0 | 0 | 0 | 0.12192 | 0.1322
1996 | 309.5208 | 0 | 0 | 0 | 0 | 0 | 0 | 0.11786 | 0.096144
1996 | 309.5313 | 0 | 0 | 0 | 0 | 0 | 0 | 0.14224 | 0.12819
1996 | 309.5417 | 0 | 0 | 0 | 0 | 0 | 0 | 0.10973 | 0.11617
1996 | 309.5521 | 0 | 0 | 0 | 0 | 0 | 0 | 0.12192 | 0.10015
1996 | 309.5625 | 0 | 0 | 0 | 0 | 0 | 0 | 0.11786 | 0.12419
1996 | 309.5729 | 0 | 0 | 0 | 0 | 0 | 0 | 0.10566 | 0.10816
1996 | 309.5833 | 0 | 0 | 0 | 0 | 0 | 0 | 0.11786 | 0.10416
1996 | 309.5938 | 0 | 0 | 0 | 0 | 0 | 0 | 0.097536 | 0.10416
1996 | 309.6042 | 0 | 0 | 0 | 0 | 0 | 0 | 0.10566 | 0.10015
1996 | 309.6146 | 0 | 0 | 0 | 0 | 0 | 0 | 0.093472 | 0.10015
1996 | 309.625 | 0 | 0 | 0 | 0 | 0 | 0 | 0.097536 | 0.088132
1996 | 309.6354 | 0 | 0 | 0 | 0 | 0 | 0 | 0.077216 | 0.088132
1996 | 309.6458 | 0 | 0 | 0 | 0 | 0 | 0 | 0.069088 | 0.072108
1996 | 309.6563 | 0 | 0 | 0 | 0 | 0 | 0 | 0.069088 | 0.06009
1996 | 309.6667 | 0 | 0 | 0 | 0 | 0 | 0 | 0.069088 | 0.076114
1996 | 309.6771 | 0 | 0 | 0 | 0 | 0 | 0 | 0.052832 | 0.044066
1996 | 309.6875 | 0 | 0 | 0 | 0 | 0 | 0 | 0.048768 | 0.048072
1996 | 309.6979 | 0 | 0 | 0 | 0 | 0 | 0 | 0.04064 | 0.04006
1996 | 309.7083 | 0 | 0 | 0 | 0 | 0 | 0 | 0.036576 | 0.02003
1996 | 309.7188 | 0 | 0 | 0 | 0 | 0 | 0 | 0.012192 | 0.012018
1996 | 309.7292 | 0 | 0 | 0 | 0 | 0 | 0 | 0 | 0.004006
1996 | 309.7396 | 0 | 0 | 0 | 0 | 0 | 0 | 0 | -0.004006
1996 | 309.75 | 0 | 0 | 0 | 0 | 0 | 0 | 0.004064 | 0
1996 | 309.7604 | 0 | 0 | 0 | 0 | 0 | 0 | -0.004064 | -0.004006
1996 | 309.7708 | 0 | 0 | 0 | 0 | 0 | 0 | 0 | 0.004006
1996 | 309.7813 | 0 | 0 | 0 | 0 | 0 | 0 | 0 | -0.004006
1996 | 309.7917 | 0 | 0 | 0 | 0 | 0 | 0 | 0 | 0
1996 | 309.8021 | 0 | 0 | 0 | 0 | 0 | 0 | 0 | 0.004006
1996 | 309.8125 | 0 | 0 | 0 | 0 | 0 | 0 | 0.004064 | 0.008012
1996 | 309.8229 | 0 | 0 | 0 | 0 | 0 | 0 | -0.004064 | -0.012018
1996 | 309.8333 | 0 | 0 | 0 | 0 | 0 | 0 | 0 | 0.004006
1996 | 309.8438 | 0 | 0 | 0 | 0 | 0 | 0 | 0 | 0.004006
1996 | 309.8542 | 0 | 0 | 0 | 0 | 0 | 0 | 0 | -0.012018
1996 | 309.8646 | 0 | 0 | 0 | 0 | 0 | 0 | 0 | 0.004006
1996 | 309.875 | 0.024384 | 0 | 0 | 0 | 0 | 0 | 0.004064 | 0
1996 | 309.8854 | 0 | 0 | 0 | 0 | 0 | 0 | 0.012192 | 0.008012
1996 | 309.8958 | 0 | 0 | 0 | 0 | 0 | 0 | 0.008128 | 0
1996 | 309.9063 | 0 | 0 | 0 | 0 | 0 | 0 | 0 | 0.004006
1996 | 309.9167 | 0 | 0 | 0 | 0 | 0 | 0 | 0 | -0.008012
1996 | 309.9271 | 0 | 0 | 0 | 0 | 0 | 0 | 0.004064 | 0.012018
1996 | 309.9375 | 0 | 0 | 0 | 0 | 0 | 0 | -0.004064 | 0
1996 | 309.9479 | 0 | 0 | 0 | 0 | 0 | 0 | 0 | -0.004006
1996 | 309.9583 | 0 | 0 | 0 | 0 | 0 | 0 | 0.008128 | 0
1996 | 309.9688 | 0 | 0 | 0 | 0 | 0 | 0 | 0 | 0.024036
1996 | 309.9792 | 0 | 0 | 0 | 0 | 0 | 0 | 0.004064 | 0
1996 | 309.9896 | 0 | 0 | 0 | 0 | 0 | 0 | 0 | 0
1996 | 310 | 0 | 0 | 0 | 0 | 0 | 0 | 0.004064 | -0.004006
1996 | 310.0104 | 0 | 0 | 0 | 0 | 0 | 0 | -0.004064 | 0.012018
1996 | 310.0208 | 0 | 0 | 0 | 0 | 0 | 0 | -0.004064 | -0.008012
1996 | 310.0313 | 0 | 0 | 0 | 0 | 0 | 0 | -0.004064 | 0.008012
1996 | 310.0417 | 0 | 0 | 0 | 0 | 0 | 0 | 0.008128 | 0
1996 | 310.0521 | 0 | 0 | 0 | 0 | 0 | 0 | 0 | 0
1996 | 310.0625 | 0 | 0 | 0 | 0 | 0 | 0 | 0 | -0.004006
1996 | 310.0729 | 0 | 0 | 0 | 0 | 0 | 0 | -0.004064 | 0.008012
1996 | 310.0833 | 0 | 0 | 0 | 0 | 0 | 0 | 0 | -0.008012
1996 | 310.0938 | 0 | 0 | 0 | 0 | 0 | 0 | 0 | 0.008012
1996 | 310.1042 | 0 | 0 | 0 | 0 | 0 | 0 | 0 | 0
1996 | 310.1146 | 0 | 0 | 0 | 0 | 0 | 0 | -0.004064 | -0.008012
1996 | 310.125 | 0 | 0 | 0 | 0 | 0 | 0 | -0.004064 | 0.008012
1996 | 310.1354 | 0 | 0 | 0 | 0 | 0 | 0 | -0.008128 | -0.012018
1996 | 310.1458 | 0 | 0 | 0 | 0 | 0 | 0 | -0.008128 | 0.004006
1996 | 310.1563 | 0 | 0 | 0 | 0 | 0 | 0 | 0.004064 | 0.008012
1996 | 310.1667 | 0 | 0 | 0 | 0 | 0 | 0 | -0.004064 | -0.004006
1996 | 310.1771 | 0 | 0 | 0 | 0 | 0 | 0 | 0.004064 | 0.008012
1996 | 310.1875 | 0 | 0 | 0 | 0 | 0 | 0 | -0.008128 | 0.004006
1996 | 310.1979 | 0 | 0 | 0 | 0 | 0 | 0 | 0.008128 | 0
1996 | 310.2083 | 0 | 0 | 0 | 0 | 0 | 0 | -0.016256 | 0
1996 | 310.2188 | 0 | 0 | 0 | 0 | 0 | 0 | 0.012192 | 0.004006
1996 | 310.2292 | 0 | 0 | 0 | 0 | 0 | 0 | 0.004064 | 0.008012
1996 | 310.2396 | 0 | 0 | 0 | 0 | 0 | 0 | 0.008128 | 0.004006
1996 | 310.25 | 0 | 0 | 0 | 0 | 0 | 0 | -0.008128 | -0.004006
1996 | 310.2604 | 0 | 0 | 0 | 0 | 0 | 0 | 0.012192 | 0.012018
1996 | 310.2708 | 0 | 0 | 0 | 0 | 0 | 0 | 0.008128 | 0.004006
1996 | 310.2813 | 0 | 0 | 0 | 0 | 0 | 0 | 0 | -0.004006
1996 | 310.2917 | 0 | 0 | 0 | 0 | 0 | 0 | 0 | 0.004006
1996 | 310.3021 | 0 | 0 | 0 | 0 | 0 | 0 | 0.004064 | 0.008012
1996 | 310.3125 | 0 | 0 | 0 | 0 | 0 | 0 | 0 | -0.004006
1996 | 310.3229 | 0 | 0 | 0 | 0 | 0 | 0 | -0.008128 | 0
1996 | 310.3333 | 0 | 0 | 0 | 0 | 0 | 0 | -0.004064 | 0.016024
1996 | 310.3438 | 0 | 0 | 0 | 0 | 0 | 0 | 0.012192 | 0.004006
1996 | 310.3542 | 0 | 0 | 0 | 0 | 0 | 0 | 0.012192 | 0.024036
1996 | 310.3646 | 0 | 0 | 0 | 0 | 0 | 0 | 0.016256 | 0.02003
1996 | 310.375 | 0 | 0 | 0 | 0 | 0 | 0 | 0.04064 | 0.032048
1996 | 310.3854 | 0 | 0 | 0 | 0 | 0 | 0 | 0.024384 | 0.032048
1996 | 310.3958 | 0 | 0 | 0 | 0 | 0 | 0 | 0.044704 | 0.048072
1996 | 310.4063 | 0 | 0 | 0 | 0 | 0 | 0 | 0.048768 | 0.04006
1996 | 310.4167 | 0 | 0 | 0 | 0 | 0 | 0 | 0.028448 | 0.036054
1996 | 310.4271 | 0 | 0 | 0 | 0 | 0 | 0 | 0.044704 | 0.084126
1996 | 310.4375 | 0 | 0 | 0 | 0 | 0 | 0 | 0.093472 | 0.068102
1996 | 310.4479 | 0 | 0 | 0 | 0 | 0 | 0 | 0.08128 | 0.08012
1996 | 310.4583 | 0 | 0 | 0 | 0 | 0 | 0 | 0.08128 | 0.092138
1996 | 310.4688 | 0 | 0 | 0 | 0 | 0 | 0 | 0.044704 | 0.064096
1996 | 310.4792 | 0 | 0 | 0 | 0 | 0 | 0 | 0.089408 | 0.11217
1996 | 310.4896 | 0 | 0 | 0 | 0 | 0 | 0 | 0.085344 | 0.084126
1996 | 310.5 | 0 | 0 | 0 | 0 | 0 | 0 | 0.052832 | 0.092138
1996 | 310.5104 | 0 | 0 | 0 | 0 | 0 | 0 | 0.18288 | 0.15223
1996 | 310.5208 | 0 | 0 | 0 | 0 | 0 | 0 | 0.10973 | 0.15223
1996 | 310.5313 | 0 | 0 | 0 | 0 | 0 | 0 | 0.093472 | 0.068102
1996 | 310.5417 | 0 | 0 | 0 | 0 | 0 | 0 | 0.17069 | 0.18428
1996 | 310.5521 | 0 | 0 | 0 | 0 | 0 | 0 | 0.093472 | 0.12419
1996 | 310.5625 | 0 | 0 | 0 | 0 | 0 | 0 | 0.18288 | 0.16024
1996 | 310.5729 | 0 | 0 | 0 | 0 | 0 | 0 | 0.11786 | 0.11617
1996 | 310.5833 | 0 | 0 | 0 | 0 | 0 | 0 | 0.13818 | 0.10416
1996 | 310.5938 | 0 | 0 | 0 | 0 | 0 | 0 | 0.1016 | 0.12018
1996 | 310.6042 | 0 | 0 | 0 | 0 | 0 | 0 | 0.085344 | 0.092138
1996 | 310.6146 | 0 | 0 | 0 | 0 | 0 | 0 | 0.12192 | 0.14021
1996 | 310.625 | 0 | 0 | 0 | 0 | 0 | 0 | 0.19507 | 0.14422
1996 | 310.6354 | 0 | 0 | 0 | 0 | 0 | 0 | 0.15443 | 0.15944
1996 | 310.6458 | 0 | 0 | 0 | 0 | 0 | 0 | 0.10973 | 0.12739
1996 | 310.6563 | 0 | 0 | 0 | 0 | 0 | 0 | 0.13005 | 0.11337
1996 | 310.6667 | 0 | 0 | 0 | 0 | 0 | 0 | 0.13411 | 0.12779
1996 | 310.6771 | 0 | 0 | 0 | 0 | 0 | 0 | 0.13818 | 0.10696
1996 | 310.6875 | 0 | 0 | 0 | 0 | 0 | 0 | 0.093472 | 0.078518
1996 | 310.6979 | 0 | 0 | 0 | 0 | 0 | 0 | 0.085344 | 0.092539
1996 | 310.7083 | 0 | 0 | 0 | 0 | 0 | 0 | 0.065024 | 0.063295
1996 | 310.7188 | 0 | 0 | 0 | 0 | 0 | 0 | 0.10566 | 0.079719
1996 | 310.7292 | 0 | 0 | 0 | 0 | 0 | 0 | 0.044704 | 0.036855
1996 | 310.7396 | 0 | 0 | 0 | 0 | 0 | 0 | 0.073152 | 0.06009
1996 | 310.75 | 0 | 0 | 0 | 0 | 0 | 0 | 0.044704 | 0.032849
1996 | 310.7604 | 0 | 0 | 0 | 0 | 0 | 0 | 0.024384 | 0.012018
1996 | 310.7708 | 0 | 0 | 0 | 0 | 0 | 0 | 0.024384 | 0.014021
1996 | 310.7813 | 0 | 0 | 0 | 0 | 0 | 0 | -0.004064 | -0.0056084
1996 | 310.7917 | 0 | 0 | 0 | 0 | 0 | 0 | 0.008128 | 0.019229
1996 | 310.8021 | 0 | 0 | 0 | 0 | 0 | 0 | 0.008128 | 0.0064096
1996 | 310.8125 | 0 | 0 | 0 | 0 | 0 | 0 | -0.004064 | 0.0048072
1996 | 310.8229 | 0 | 0 | 0 | 0 | 0 | 0 | 0.008128 | 0.015623
1996 | 310.8333 | 0 | 0 | 0 | 0 | 0 | 0 | 0.028448 | 0.022434
1996 | 310.8438 | 0 | 0 | 0 | 0 | 0 | 0 | 0.008128 | 0.016825
1996 | 310.8542 | 0 | 0 | 0 | 0 | 0 | 0 | 2.2737e-13 | 0.002003
1996 | 310.8646 | 0 | 0 | 0 | 0 | 0 | 0 | 0.036576 | 0.023235
1996 | 310.875 | 0 | 0 | 0 | 0 | 0 | 0 | 0.016256 | 0.015223
1996 | 310.8854 | 0 | 0 | 0 | 0 | 0 | 0 | 0 | 0.0072108
1996 | 310.8958 | 0 | 0 | 0 | 0 | 0 | 0 | 0.016256 | 0.008012
1996 | 310.9063 | 0 | 0 | 0 | 0 | 0 | 0 | 0.012192 | 0.0036054
1996 | 310.9167 | 0 | 0 | 0 | 0 | 0 | 0 | 0.008128 | -0.0032048
1996 | 310.9271 | 0 | 0 | 0 | 0 | 0 | 0 | -0.004064 | 0.011217
1996 | 310.9375 | 0 | 0 | 0 | 0 | 0 | 0 | 0.008128 | 0.006009
1996 | 310.9479 | 0 | 0 | 0 | 0 | 0 | 0 | 0.008128 | 0.017626
1996 | 310.9583 | 0 | 0 | 0 | 0 | 0 | 0 | 0.004064 | 0.0068102
1996 | 310.9688 | 0 | 0 | 0 | 0 | 0 | 0 | 0.008128 | 0.0084126
1996 | 310.9792 | 0 | 0 | 0 | 0 | 0 | 0 | 0.008128 | -0.0064096
1996 | 310.9896 | 0 | 0 | 0 | 0 | 0 | 0 | -0.008128 | -0.0012018
1996 | 311 | 0 | 0 | 0 | 0 | 0 | 0 | -0.008128 | 0.0024036
1996 | 311.0104 | 0 | 0 | 0 | 0 | 0 | 0 | 0.016256 | 0.0044066
1996 | 311.0208 | 0 | 0 | 0 | 0 | 0 | 0 | 0.008128 | 0.0052078
1996 | 311.0313 | 0 | 0 | 0 | 0 | 0 | 0 | -0.012192 | 0.0016024
1996 | 311.0417 | 0 | 0 | 0 | 0 | 0 | 0 | 0.004064 | 0.004006
1996 | 311.0521 | 0 | 0 | 0 | 0 | 0 | 0 | 0 | 0.0004006
1996 | 311.0625 | 0 | 0 | 0 | 0 | 0 | 0 | 0 | -0.002003
1996 | 311.0729 | 0 | 0 | 0 | 0 | 0 | 0 | 0.004064 | 0.0044066
1996 | 311.0833 | 0 | 0 | 0 | 0 | 0 | 0 | -0.004064 | 0.002003
1996 | 311.0938 | 0 | 0 | 0 | 0 | 0 | 0 | 0.004064 | 0.006009
1996 | 311.1042 | 0 | 0 | 0 | 0 | 0 | 0 | 0.004064 | 0.0016024
1996 | 311.1146 | 0 | 0 | 0 | 0 | 0 | 0 | -0.008128 | -0.0068102
1996 | 311.125 | 0 | 0 | 0 | 0 | 0 | 0 | 0 | 0.0044066
1996 | 311.1354 | 0 | 0 | 0 | 0 | 0 | 0 | 0 | -0.01322
1996 | 311.1458 | 0 | 0 | 0 | 0 | 0 | 0 | 0 | 0.002003
1996 | 311.1563 | 0 | 0 | 0 | 0 | 0 | 0 | 0.008128 | 0.018027
1996 | 311.1667 | 0 | 0 | 0 | 0 | 0 | 0 | -0.016256 | -0.0096144
1996 | 311.1771 | 0 | 0 | 0 | 0 | 0 | 0 | 0.012192 | 0.0048072
1996 | 311.1875 | 0 | 0 | 0 | 0 | 0 | 0 | 0.004064 | 0.002003
1996 | 311.1979 | 0 | 0 | 0 | 0 | 0 | 0 | 0.012192 | 0.010416
1996 | 311.2083 | 0 | 0 | 0 | 0 | 0 | 0 | 0.004064 | 0.021232
1996 | 311.2188 | 0 | 0 | 0 | 0 | 0 | 0 | 0.004064 | -0.002003
1996 | 311.2292 | 0 | 0 | 0 | 0 | 0 | 0 | 0 | 0.0028042
1996 | 311.2396 | 0 | 0 | 0 | 0 | 0 | 0 | 0.004064 | 0.0032048
1996 | 311.25 | 0 | 0 | 0 | 0 | 0 | 0 | 0.004064 | 0.0008012
1996 | 311.2604 | 0 | 0 | 0 | 0 | 0 | 0 | 0 | 0.016425
1996 | 311.2708 | 0 | 0 | 0 | 0 | 0 | 0 | 0.008128 | 0.0024036
1996 | 311.2813 | 0 | 0 | 0 | 0 | 0 | 0 | 0.008128 | 0.0072108
1996 | 311.2917 | 0 | 0 | 0 | 0 | 0 | 0 | 0.008128 | 0.012018
1996 | 311.3021 | 0 | 0 | 0 | 0 | 0 | 0 | 0 | -0.0008012
1996 | 311.3125 | 0 | 0 | 0 | 0 | 0 | 0 | 0.004064 | -0.0016024
1996 | 311.3229 | 0 | 0 | 0 | 0 | 0 | 0 | 0.008128 | 0.024837
1996 | 311.3333 | 0 | 0 | 0 | 0 | 0 | 0 | 0.024384 | 0.011617
1996 | 311.3438 | 0 | 0 | 0 | 0 | 0 | 0 | 0 | 0.0008012
1996 | 311.3542 | 0 | 0 | 0 | 0 | 0 | 0 | 0.016256 | 0.034452
1996 | 311.3646 | 0 | 0 | 0 | 0 | 0 | 0 | 0.024384 | -0.0012018
1996 | 311.375 | 0 | 0 | 0 | 0 | 0 | 0 | 0.032512 | 0.011217
1996 | 311.3854 | 0 | 0 | 0 | 0 | 0 | 0 | 0.024384 | 0.0068102
1996 | 311.3958 | 0 | 0 | 0 | 0 | 0 | 0 | 0.056896 | 0.03365
1996 | 311.4063 | 0 | 0 | 0 | 0 | 0 | 0 | 0.06096 | 0.034852
1996 | 311.4167 | 0 | 0 | 0 | 0 | 0 | 0 | 0.048768 | 0.028443
1996 | 311.4271 | 0 | 0 | 0 | 0 | 0 | 0 | 0.04064 | 0.052879
1996 | 311.4375 | 0 | 0 | 0 | 0 | 0 | 0 | 0.11379 | 0.074912
1996 | 311.4479 | 0 | 0 | 0 | 0 | 0 | 0 | 0.10566 | 0.091737
1996 | 311.4583 | 0 | 0 | 0 | 0 | 0 | 0 | -0.04064 | 0.034852
1996 | 311.4688 | 0 | 0 | 0 | 0 | 0 | 0 | 0.13005 | 0.07331
1996 | 311.4792 | 0 | 0 | 0 | 0 | 0 | 0 | 0.097536 | 0.078117
1996 | 311.4896 | 0 | 0 | 0 | 0 | 0 | 0 | 0.036576 | 0.081722
1996 | 311.5 | 0 | 0 | 0 | 0 | 0 | 0 | 0.073152 | 0.089734
1996 | 311.5104 | 0 | 0 | 0 | 0 | 0 | 0 | 0.056896 | 0.090936
1996 | 311.5208 | 0 | 0 | 0 | 0 | 0 | 0 | 0.12598 | 0.094542
1996 | 311.5313 | 0 | 0 | 0 | 0 | 0 | 0 | 0.12598 | 0.11978
1996 | 311.5417 | 0 | 0 | 0 | 0 | 0 | 0 | 0.08128 | 0.096945
1996 | 311.5521 | 0 | 0 | 0 | 0 | 0 | 0 | 0.089408 | 0.08012
1996 | 311.5625 | 0 | 0 | 0 | 0 | 0 | 0 | 0.10973 | 0.10776
1996 | 311.5729 | 0 | 0 | 0 | 0 | 0 | 0 | 0.11786 | 0.083325
1996 | 311.5833 | 0 | 0 | 0 | 0 | 0 | 0 | 0.10566 | 0.078117
1996 | 311.5938 | 0 | 0 | 0 | 0 | 0 | 0 | 0.077216 | 0.096144
1996 | 311.6042 | 0 | 0 | 0 | 0 | 0 | 0 | 0.069088 | 0.092138
1996 | 311.6146 | 0 | 0 | 0 | 0 | 0 | 0 | 0.065024 | 0.067701
1996 | 311.625 | 0 | 0 | 0 | 0 | 0 | 0 | 0.065024 | 0.08653
1996 | 311.6354 | 0 | 0 | 0 | 0 | 0 | 0 | 0.1016 | 0.088533
1996 | 311.6458 | 0 | 0 | 0 | 0 | 0 | 0 | 0.044704 | 0.045268
1996 | 311.6563 | 0 | 0 | 0 | 0 | 0 | 0 | 0.073152 | 0.071707
1996 | 311.6667 | 0 | 0 | 0 | 0 | 0 | 0 | 0.06096 | 0.064497
1996 | 311.6771 | 0 | 0 | 0 | 0 | 0 | 0 | 0.073152 | 0.054081
1996 | 311.6875 | 0 | 0 | 0 | 0 | 0 | 0 | 0.036576 | 0.05328
1996 | 311.6979 | 0 | 0 | 0 | 0 | 0 | 0 | 0.044704 | 0.028843
1996 | 311.7083 | 0 | 0 | 0 | 0 | 0 | 0 | 0.016256 | 0.032849
1996 | 311.7188 | 0 | 0 | 0 | 0 | 0 | 0 | 0.028448 | 0.039259
1996 | 311.7292 | 0 | 0 | 0 | 0 | 0 | 0 | 0.028448 | 0.04006
1996 | 311.7396 | 0 | 0 | 0 | 0 | 0 | 0 | -0.004064 | 0.020831
1996 | 311.75 | 0 | 0 | 0 | 0 | 0 | 0 | 0 | 0.011217
1996 | 311.7604 | 0 | 0 | 0 | 0 | 0 | 0 | 0.008128 | -0.0088132
1996 | 311.7708 | 0 | 0 | 0 | 0 | 0 | 0 | 0.008128 | 0.01362
1996 | 311.7813 | 0 | 0 | 0 | 0 | 0 | 0 | 0 | -0.0004006
1996 | 311.7917 | 0 | 0 | 0 | 0 | 0 | 0 | 0.008128 | 0.0008012
1996 | 311.8021 | 0 | 0 | 0 | 0 | 0 | 0 | 0.008128 | 0.0012018
1996 | 311.8125 | 0 | 0 | 0 | 0 | 0 | 0 | 0 | 0
1996 | 311.8229 | 0 | 0 | 0 | 0 | 0 | 0 | 0.004064 | 0.0028042
1996 | 311.8333 | 0 | 0 | 0 | 0 | 0 | 0 | 0 | 0.038858
1996 | 311.8438 | 0 | 0 | 0 | 0 | 0 | 0 | 0 | -0.020831
1996 | 311.8542 | 0 | 0 | 0 | 0 | 0 | 0 | 0.004064 | 0.014822
1996 | 311.8646 | 0 | 0 | 0 | 0 | 0 | 0 | 0.016256 | 0.01322
1996 | 311.875 | 0 | 0 | 0 | 0 | 0 | 0 | 0.008128 | 0.0084126
1996 | 311.8854 | 0 | 0 | 0 | 0 | 0 | 0 | 0 | 0.008012
1996 | 311.8958 | 0 | 0 | 0 | 0 | 0 | 0 | 0 | 0.0028042
1996 | 311.9063 | 0 | 0 | 0 | 0 | 0 | 0 | 0 | -0.010015
1996 | 311.9167 | 0 | 0 | 0 | 0 | 0 | 0 | 0 | 0.010416
1996 | 311.9271 | 0 | 0 | 0 | 0 | 0 | 0 | 0 | -0.0076114
1996 | 311.9375 | 0 | 0 | 0 | 0 | 0 | 0 | -0.004064 | 0.0068102
1996 | 311.9479 | 0 | 0 | 0 | 0 | 0 | 0 | 0.004064 | -0.0012018
1996 | 311.9583 | 0 | 0 | 0 | 0 | 0 | 0 | 0.004064 | 0.0032048
1996 | 311.9688 | 0 | 0 | 0 | 0 | 0 | 0 | 0.004064 | 0.010816
1996 | 311.9792 | 0 | 0 | 0 | 0 | 0 | 0 | 0 | -0.0072108
1996 | 311.9896 | 0 | 0 | 0 | 0 | 0 | 0 | 0 | -0.0008012
1996 | 312 | 0 | 0 | 0 | 0 | 0 | 0 | 0 | 0.0072108
1996 | 312.0104 | 0 | 0 | 0 | 0 | 0 | 0 | 0.004064 | 0.0044066
1996 | 312.0208 | 0 | 0 | 0 | 0 | 0 | 0 | -0.004064 | -0.0072108
1996 | 312.0313 | 0 | 0 | 0 | 0 | 0 | 0 | -0.004064 | 0.0088132
1996 | 312.0417 | 0 | 0 | 0 | 0 | 0 | 0 | 0.004064 | 0.0016024
1996 | 312.0521 | 0 | 0 | 0 | 0 | 0 | 0 | 0 | 0.0016024
1996 | 312.0625 | 0 | 0 | 0 | 0 | 0 | 0 | 0 | 0.0056084
1996 | 312.0729 | 0 | 0 | 0 | 0 | 0 | 0 | 0.004064 | -0.0016024
1996 | 312.0833 | 0 | 0 | 0 | 0 | 0 | 0 | 0 | 0.002003
1996 | 312.0938 | 0 | 0 | 0 | 0 | 0 | 0 | 0 | -0.0068102
1996 | 312.1042 | 0 | 0 | 0 | 0 | 0 | 0 | 0 | 0
1996 | 312.1146 | 0 | 0 | 0 | 0 | 0 | 0 | 0.004064 | 0.010416
1996 | 312.125 | 0 | 0 | 0 | 0 | 0 | 0 | -0.004064 | -0.0088132
1996 | 312.1354 | 0 | 0 | 0 | 0 | 0 | 0 | 0 | 0.0048072
1996 | 312.1458 | 0 | 0 | 0 | 0 | 0 | 0 | -0.004064 | 0.0036054
1996 | 312.1563 | 0 | 0 | 0 | 0 | 0 | 0 | 0.008128 | 0.0056084
1996 | 312.1667 | 0 | 0 | 0 | 0 | 0 | 0 | 0 | 0.0036054
1996 | 312.1771 | 0 | 0 | 0 | 0 | 0 | 0 | 0.004064 | -0.0012018
1996 | 312.1875 | 0 | 0 | 0 | 0 | 0 | 0 | 0 | 0.0052078
1996 | 312.1979 | 0 | 0 | 0 | 0 | 0 | 0 | 0 | -0.006009
1996 | 312.2083 | 0 | 0 | 0 | 0 | 0 | 0 | -0.004064 | 0.0012018
1996 | 312.2188 | 0 | 0 | 0 | 0 | 0 | 0 | 0.004064 | 0.0028042
1996 | 312.2292 | 0 | 0 | 0 | 0 | 0 | 0 | -0.004064 | 0.0012018
1996 | 312.2396 | 0 | 0 | 0 | 0 | 0 | 0 | -0.004064 | 0.0016024
1996 | 312.25 | 0 | 0 | 0 | 0 | 0 | 0 | 0.008128 | 0.004006
1996 | 312.2604 | 0 | 0 | 0 | 0 | 0 | 0 | 0.012192 | 0.004006
1996 | 312.2708 | 0 | 0 | 0 | 0 | 0 | 0 | 0.008128 | 0.0088132
1996 | 312.2813 | 0 | 0 | 0 | 0 | 0 | 0 | 0.008128 | 0.011217
1996 | 312.2917 | 0 | 0 | 0 | 0 | 0 | 0 | 0.004064 | -0.002003
1996 | 312.3021 | 0 | 0 | 0 | 0 | 0 | 0 | 0.004064 | 0.0036054
1996 | 312.3125 | 0 | 0 | 0 | 0 | 0 | 0 | 0 | -0.0076114
1996 | 312.3229 | 0 | 0 | 0 | 0 | 0 | 0 | 0 | 0.0056084
1996 | 312.3333 | 0 | 0 | 0 | 0 | 0 | 0 | 0.008128 | 0.0068102
1996 | 312.3438 | 0 | 0 | 0 | 0 | 0 | 0 | 0 | 0.0016024
1996 | 312.3542 | 0 | 0 | 0 | 0 | 0 | 0 | 0.004064 | 0.0068102
1996 | 312.3646 | 0 | 0 | 0 | 0 | 0 | 0 | 0.016256 | 0.012018
1996 | 312.375 | 0 | 0 | 0 | 0 | 0 | 0 | 0.012192 | 0.017226
1996 | 312.3854 | 0 | 0 | 0 | 0 | 0 | 0 | 0.02032 | 0.022434
1996 | 312.3958 | 0 | 0 | 0 | 0 | 0 | 0 | 0.024384 | 0.018428
1996 | 312.4063 | 0 | 0 | 0 | 0 | 0 | 0 | 0.04064 | 0.036455
1996 | 312.4167 | 0 | 0 | 0 | 0 | 0 | 0 | 0.028448 | 0.018828
1996 | 312.4271 | 0 | 0 | 0 | 0 | 0 | 0 | 0.048768 | 0.035653
1996 | 312.4375 | 0 | 0 | 0 | 0 | 0 | 0 | 0.048768 | 0.062494
1996 | 312.4479 | 0 | 0 | 0 | 0 | 0 | 0 | 0.044704 | 0.056485
1996 | 312.4583 | 0 | 0 | 0 | 0 | 0 | 0 | 0.036576 | 0.03365
1996 | 312.4688 | 0 | 0 | 0 | 0 | 0 | 0 | 0.056896 | 0.072909
1996 | 312.4792 | 0 | 0 | 0 | 0 | 0 | 0 | 0.065024 | 0.068102
1996 | 312.4896 | 0 | 0 | 0 | 0 | 0 | 0 | 0.08128 | 0.05328
1996 | 312.5 | 0 | 0 | 0 | 0 | 0 | 0 | 0.06096 | 0.078117
1996 | 312.5104 | 0 | 0 | 0 | 0 | 0 | 0 | 0.085344 | 0.082924
1996 | 312.5208 | 0 | 0 | 0 | 0 | 0 | 0 | 0.069088 | 0.0665
1996 | 312.5313 | 0 | 0 | 0 | 0 | 0 | 0 | 0.077216 | 0.094542
1996 | 312.5417 | 0 | 0 | 0 | 0 | 0 | 0 | 0.085344 | 0.058087
1996 | 312.5521 | 0 | 0 | 0 | 0 | 0 | 0 | 0.077216 | 0.081322
1996 | 312.5625 | 0 | 0 | 0 | 0 | 0 | 0 | 0.085344 | 0.081322
1996 | 312.5729 | 0 | 0 | 0 | 0 | 0 | 0 | 0.069088 | 0.090536
1996 | 312.5833 | 0 | 0 | 0 | 0 | 0 | 0 | 0.073152 | 0.092939
1996 | 312.5938 | 0 | 0 | 0 | 0 | 0 | 0 | -0.18288 | 0.088533
1996 | 312.6042 | 0 | 0 | 0 | 0 | 0 | 0 | -0.32918 | 0.043665
1996 | 312.6146 | 0 | 0 | 0 | 0 | 0 | 0 | 0.59334 | 0.23956
1996 | 312.625 | 0 | 0 | 0 | 0 | 0 | 0 | 0.21133 | -0.050075
1996 | 312.6354 | 0 | 0 | 0 | 0 | 0 | 0 | 0.097536 | 0.082524
1996 | 312.6458 | 0 | 0 | 0 | 0 | 0 | 0 | 0.097536 | 0.075313
1996 | 312.6563 | 0 | 0 | 0 | 0 | 0 | 0 | 0.052832 | 0.023635
1996 | 312.6667 | 0 | 0 | 0 | 0 | 0 | 0 | 0.077216 | 0.058488
1996 | 312.6771 | 0 | 0 | 0 | 0 | 0 | 0 | 0.052832 | 0.057686
1996 | 312.6875 | 0 | 0 | 0 | 0 | 0 | 0 | 0.069088 | 0.062494
1996 | 312.6979 | 0 | 0 | 0 | 0 | 0 | 0 | 0.024384 | 0.029244
1996 | 312.7083 | 0 | 0 | 0 | 0 | 0 | 0 | 0.056896 | 0.050876
1996 | 312.7188 | 0 | 0 | 0 | 0 | 0 | 0 | 0.052832 | 0.048072
1996 | 312.7292 | 0 | 0 | 0 | 0 | 0 | 0 | 0.024384 | 0.0032048
1996 | 312.7396 | 0 | 0 | 0 | 0 | 0 | 0 | 0.024384 | 0.049274
1996 | 312.75 | 0 | 0 | 0 | 0 | 0 | 0 | 0.012192 | 0.010816
1996 | 312.7604 | 0 | 0 | 0 | 0 | 0 | 0 | 0.008128 | 0.014822
1996 | 312.7708 | 0 | 0 | 0 | 0 | 0 | 0 | 0.008128 | -0.0044066
1996 | 312.7813 | 0 | 0 | 0 | 0 | 0 | 0 | 0.008128 | 0.010816
1996 | 312.7917 | 0 | 0 | 0 | 0 | 0 | 0 | 0.004064 | 0.016024
1996 | 312.8021 | 0 | 0 | 0 | 0 | 0 | 0 | 0.004064 | 0.0012018
1996 | 312.8125 | 0 | 0 | 0 | 0 | 0 | 0 | 0.004064 | -0.0028042
1996 | 312.8229 | 0 | 0 | 0 | 0 | 0 | 0 | 0.004064 | 0.012018
1996 | 312.8333 | 0 | 0 | 0 | 0 | 0 | 0 | 0 | 0.0036054
1996 | 312.8438 | 0 | 0 | 0 | 0 | 0 | 0 | 0.008128 | 0.018828
1996 | 312.8542 | 0 | 0 | 0 | 0 | 0 | 0 | 0.008128 | -0.0016024
1996 | 312.8646 | 0 | 0 | 0 | 0 | 0 | 0 | 0 | 0.017626
1996 | 312.875 | 0 | 0 | 0 | 0 | 0 | 0 | 0.008128 | 0.002003
1996 | 312.8854 | 0 | 0 | 0 | 0 | 0 | 0 | 0 | 0.004006
1996 | 312.8958 | 0 | 0 | 0 | 0 | 0 | 0 | 0.008128 | 0.0008012
1996 | 312.9063 | 0 | 0 | 0 | 0 | 0 | 0 | 0 | 0.020431
1996 | 312.9167 | 0.056896 | 0.044066 | 0 | 0 | 0 | 0 | 0.052832 | -0.0012018
1996 | 312.9271 | 0 | 0 | 0 | 0 | 0 | 0 | 0.032512 | 0.03325
1996 | 312.9375 | 0 | 0 | 0 | 0 | 0 | 0 | 0.02032 | 0.02003
1996 | 312.9479 | 0 | 0 | 0 | 0 | 0 | 0 | 0.012192 | 0.045668
1996 | 312.9583 | 0 | 0 | 0 | 0 | 0 | 0 | 0.012192 | 0.0084126
1996 | 312.9688 | 0 | 0 | 0 | 0 | 0 | 0 | 0.004064 | 0.010015
1996 | 312.9792 | 0 | 0 | 0 | 0 | 0 | 0 | 0.008128 | -0.0024036
1996 | 312.9896 | 0 | 0 | 0 | 0 | 0 | 0 | 0 | 0.010816
1996 | 313 | 0 | 0 | 0 | 0 | 0 | 0 | 0.004064 | 0.012018
1996 | 313.0104 | 0 | 0 | 0 | 0 | 0 | 0 | 0.004064 | -0.017226
1996 | 313.0208 | 0 | 0 | 0 | 0 | 0 | 0 | 0.004064 | 0.022834
1996 | 313.0313 | 0 | 0 | 0 | 0 | 0 | 0 | 0.02032 | -0.012018
1996 | 313.0417 | 0 | 0 | 0 | 0 | 0 | 0 | 0.016256 | 0.035253
1996 | 313.0521 | 0 | 0 | 0 | 0 | 0 | 0 | 0.012192 | 0.014822
1996 | 313.0625 | 0 | 0 | 0 | 0 | 0 | 0 | 0 | -0.0004006
1996 | 313.0729 | 0 | 0 | 0 | 0 | 0 | 0 | 0.004064 | 0.018027
1996 | 313.0833 | 0 | 0 | 0 | 0 | 0 | 0 | 0.016256 | 0.021632
1996 | 313.0938 | 0 | 0 | 0 | 0 | 0 | 0 | 0.012192 | 0.015223
1996 | 313.1042 | 0 | 0 | 0 | 0 | 0 | 0 | 0.004064 | 0.011617
1996 | 313.1146 | 0 | 0 | 0 | 0 | 0 | 0 | 0 | 0.0048072
1996 | 313.125 | 0 | 0 | 0 | 0 | 0 | 0 | 0.004064 | -0.014422
1996 | 313.1354 | 0 | 0 | 0 | 0 | 0 | 0 | 0.008128 | 0.043265
1996 | 313.1458 | 0 | 0.022434 | 0 | 0 | 0 | 0 | 0.004064 | 0.0016024
1996 | 313.1563 | 0 | 0 | 0 | 0 | 0 | 0 | -0.008128 | -0.0008012
1996 | 313.1667 | 0 | 0 | 0 | 0 | 0 | 0 | 0 | 0.004006
1996 | 313.1771 | 0 | 0 | 0 | 0 | 0 | 0 | 0.012192 | 0.010816
1996 | 313.1875 | 0 | 0 | 0 | 0 | 0 | 0 | -0.008128 | -0.010816
1996 | 313.1979 | 0 | 0 | 0 | 0 | 0 | 0 | 0.004064 | 0.039659
1996 | 313.2083 | 0 | 0 | 0 | 0 | 0 | 0 | 0.012192 | -0.0068102
1996 | 313.2188 | 0 | 0 | 0 | 0 | 0 | 0 | 0.004064 | -0.0012018
1996 | 313.2292 | 0 | 0 | 0 | 0 | 0 | 0 | 0.004064 | 0.016024
1996 | 313.2396 | 0 | 0 | 0 | 0 | 0 | 0 | -0.004064 | 0.0056084
1996 | 313.25 | 0 | 0 | 0 | 0 | 0 | 0 | 0.004064 | -0.0056084
1996 | 313.2604 | 0 | 0 | 0 | 0 | 0 | 0 | 0.012192 | 0.0016024
1996 | 313.2708 | 0 | 0 | 0 | 0 | 0 | 0 | 0.004064 | 0.012018
1996 | 313.2813 | 0 | 0 | 0 | 0 | 0 | 0 | 0 | 0.0088132
1996 | 313.2917 | 0 | 0 | 0 | 0 | 0 | 0 | 0.028448 | 0.014822
1996 | 313.3021 | 0 | 0 | 0 | 0 | 0 | 0 | -0.004064 | -0.0068102
1996 | 313.3125 | 0 | 0 | 0 | 0 | 0 | 0 | -0.004064 | 0.015223
1996 | 313.3229 | 0 | 0 | 0 | 0 | 0 | 0 | 0.004064 | 0.0024036
1996 | 313.3333 | 0 | 0 | 0 | 0 | 0 | 0 | 0 | -0.0036054
1996 | 313.3438 | 0 | 0 | 0 | 0 | 0 | 0 | 0.004064 | 0.016024
1996 | 313.3542 | 0 | 0 | 0 | 0 | 0 | 0 | 0.004064 | 0.011217
1996 | 313.3646 | 0 | 0 | 0 | 0 | 0 | 0 | 0.02032 | -0.0044066
1996 | 313.375 | 0 | 0 | 0 | 0 | 0 | 0 | 0.012192 | 0.019629
1996 | 313.3854 | 0 | 0 | 0 | 0 | 0 | 0 | 0.02032 | 0.03365
1996 | 313.3958 | 0 | 0 | 0 | 0 | 0 | 0 | 0.032512 | 0.0016024
1996 | 313.4063 | 0 | 0 | 0 | 0 | 0 | 0 | -0.024384 | 0.040461
1996 | 313.4167 | 0 | 0 | 0 | 0 | 0 | 0 | 0.052832 | 0.062894
1996 | 313.4271 | 0 | 0 | 0 | 0 | 0 | 0 | 0.069088 | 0.0044066
1996 | 313.4375 | 0 | 0 | 0 | 0 | 0 | 0 | 0.06096 | 0.050476
1996 | 313.4479 | 0 | 0 | 0 | 0 | 0 | 0 | 0.052832 | 0.064897
1996 | 313.4583 | 0 | 0 | 0 | 0 | 0 | 0 | 0.036576 | 0.057686
1996 | 313.4688 | 0 | 0 | 0 | 0 | 0 | 0 | 0.073152 | 0.059689
1996 | 313.4792 | 0 | 0 | 0 | 0 | 0 | 0 | 0.044704 | 0.04687
1996 | 313.4896 | 0 | 0 | 0 | 0 | 0 | 0 | 0.065024 | 0.047671
1996 | 313.5 | 0 | 0 | 0 | 0 | 0 | 0 | 0.069088 | 0.063695
1996 | 313.5104 | 0 | 0 | 0 | 0 | 0 | 0 | 0.069088 | 0.070105
1996 | 313.5208 | 0 | 0 | 0 | 0 | 0 | 0 | 0.065024 | 0.067301
1996 | 313.5313 | 0 | 0 | 0 | 0 | 0 | 0 | 0.06096 | 0.082524
1996 | 313.5417 | 0 | 0 | 0 | 0 | 0 | 0 | 0.065024 | 0.044467
1996 | 313.5521 | 0 | 0 | 0 | 0 | 0 | 0 | 0.077216 | 0.058087
1996 | 313.5625 | 0 | 0 | 0 | 0 | 0 | 0 | 0.052832 | 0.10896
1996 | 313.5729 | 0 | 0 | 0 | 0 | 0 | 0 | 0.065024 | 0.023235
1996 | 313.5833 | 0 | 0 | 0 | 0 | 0 | 0 | 0.077216 | 0.10015
1996 | 313.5938 | 0 | 0 | 0 | 0 | 0 | 0 | 0.072136 | 0.012198
1996 | 313.6042 | 0 | 0 | 0 | 0 | 0 | 0 | 0.081686 | 0.064597
1996 | 313.6146 | 0 | 0 | 0 | 0 | 0 | 0 | 0.058318 | 0.090536
1996 | 313.625 | 0 | 0 | 0 | 0 | 0 | 0 | 0.069088 | 0.079319
1996 | 313.6354 | 0 | 0 | 0 | 0 | 0 | 0 | 0.065024 | 0.027641
1996 | 313.6458 | 0 | 0 | 0 | 0 | 0 | 0 | 0.085344 | 0.08653
1996 | 313.6563 | 0 | 0 | 0 | 0 | 0 | 0 | 0.056896 | 0.032449
1996 | 313.6667 | 0 | 0 | 0 | 0 | 0 | 0 | 0.032512 | 0.046069
1996 | 313.6771 | 0 | 0 | 0 | 0 | 0 | 0 | 0.036576 | 0.061292
1996 | 313.6875 | 0 | 0 | 0 | 0 | 0 | 0 | 0.044704 | 0.016024
1996 | 313.6979 | 0 | 0 | 0 | 0 | 0 | 0 | 0.056896 | 0.030045
1996 | 313.7083 | 0 | 0 | 0 | 0 | 0 | 0 | 0.032512 | 0.067301
1996 | 313.7188 | 0 | 0 | 0 | 0 | 0 | 0 | 0.04064 | 0.031647
1996 | 313.7292 | 0 | 0 | 0 | 0 | 0 | 0 | 0.036576 | 0.018027
1996 | 313.7396 | 0 | 0 | 0 | 0 | 0 | 0 | 0.012192 | 0.01322
1996 | 313.75 | 0 | 0 | 0 | 0 | 0 | 0 | 0.016256 | -0.0028042
1996 | 313.7604 | 0 | 0 | 0 | 0 | 0 | 0 | 0.012192 | -0.0004006
1996 | 313.7708 | 0 | 0 | 0 | 0 | 0 | 0 | -0.008128 | 0.014422
1996 | 313.7813 | 0 | 0 | 0 | 0 | 0 | 0 | 0.012192 | 0.016024
1996 | 313.7917 | 0 | 0 | 0 | 0 | 0 | 0 | 0.004064 | -0.0064096
1996 | 313.8021 | 0 | 0 | 0 | 0 | 0 | 0 | 0 | 0.010416
1996 | 313.8125 | 0 | 0 | 0 | 0 | 0 | 0 | 0.012192 | 0.028443
1996 | 313.8229 | 0 | 0 | 0 | 0 | 0 | 0 | -0.012192 | -0.0072108
1996 | 313.8333 | 0 | 0 | 0 | 0 | 0 | 0 | 0 | -0.004006
1996 | 313.8438 | 0 | 0 | 0 | 0 | 0 | 0 | 0.02032 | 0.024437
1996 | 313.8542 | 0 | 0 | 0 | 0 | 0 | 0 | -0.008128 | -0.0056084
1996 | 313.8646 | 0 | 0 | 0 | 0 | 0 | 0 | 0.008128 | -0.0044066
1996 | 313.875 | 0 | 0 | 0 | 0 | 0 | 0 | 0.008128 | 0.030045
1996 | 313.8854 | 0 | 0 | 0 | 0 | 0 | 0 | 0.016256 | 0.020831
1996 | 313.8958 | 0 | 0 | 0 | 0 | 0 | 0 | 0 | -0.012819
1996 | 313.9063 | 0 | 0 | 0 | 0 | 0 | 0 | 0.02032 | 0.010015
1996 | 313.9167 | 0 | 0 | 0 | 0 | 0 | 0 | -0.004064 | 0.008012
1996 | 313.9271 | 0 | 0 | 0 | 0 | 0 | 0 | 0.012192 | 0.0068102
1996 | 313.9375 | 0 | 0 | 0 | 0 | 0 | 0 | 0 | -0.0056084
1996 | 313.9479 | 0 | 0 | 0 | 0 | 0 | 0 | 0 | 0.022434
1996 | 313.9583 | 0 | 0 | 0 | 0 | 0 | 0 | 0.012192 | 0.0008012
1996 | 313.9688 | 0 | 0 | 0 | 0 | 0 | 0 | 0.004064 | 0.0012018
1996 | 313.9792 | 0 | 0 | 0 | 0 | 0 | 0 | 0 | -0.0012018
1996 | 313.9896 | 0 | 0 | 0 | 0 | 0 | 0 | 0.004064 | 0.020431
1996 | 314 | 0 | 0 | 0 | 0 | 0 | 0 | -0.004064 | 0.022434
1996 | 314.0104 | 0 | 0 | 0 | 0 | 0 | 0 | 0.004064 | -0.030446
1996 | 314.0208 | 0 | 0 | 0 | 0 | 0 | 0 | 0.004064 | 0.018828
1996 | 314.0313 | 0 | 0 | 0 | 0 | 0 | 0 | 0.008128 | -0.0056084
1996 | 314.0417 | 0 | 0 | 0 | 0 | 0 | 0 | 0 | 0.028843
1996 | 314.0521 | 0 | 0 | 0 | 0 | 0 | 0 | 0.008128 | -0.0064096
1996 | 314.0625 | 0 | 0 | 0 | 0 | 0 | 0 | 0 | 0.0032048
1996 | 314.0729 | 0 | 0 | 0 | 0 | 0 | 0 | -0.004064 | 0.0072108
1996 | 314.0833 | 0 | 0 | 0 | 0 | 0 | 0 | 0.008128 | 0.0036054
1996 | 314.0938 | 0 | 0 | 0 | 0 | 0 | 0 | -0.008128 | -0.0036054
1996 | 314.1042 | 0 | 0 | 0 | 0 | 0 | 0 | 0.02032 | 0.008012
1996 | 314.1146 | 0 | 0 | 0 | 0 | 0 | 0 | 0.012192 | 0.019229
1996 | 314.125 | 0 | 0 | 0 | 0 | 0 | 0 | 0.004064 | 0.064497
1996 | 314.1354 | 0 | 0 | 0 | 0 | 0 | 0 | 0.008128 | -0.041662
1996 | 314.1458 | 0 | 0 | 0 | 0 | 0 | 0 | 0 | 0.0076114
1996 | 314.1563 | 0 | 0 | 0 | 0 | 0 | 0 | 0.008128 | -0.016425
1996 | 314.1667 | 0 | 0 | 0 | 0 | 0 | 0 | -0.004064 | 0.0072108
1996 | 314.1771 | 0 | 0 | 0 | 0 | 0 | 0 | 0.004064 | 0.032048
1996 | 314.1875 | 0 | 0 | 0 | 0 | 0 | 0 | 0 | -0.030446
1996 | 314.1979 | 0 | 0 | 0 | 0 | 0 | 0 | 0.004064 | 0.017226
1996 | 314.2083 | 0 | 0 | 0 | 0 | 0 | 0 | 0.004064 | 0.0092138
1996 | 314.2188 | 0 | 0 | 0 | 0 | 0 | 0 | 0 | -0.012819
1996 | 314.2292 | 0 | 0 | 0 | 0 | 0 | 0 | -0.004064 | 0.0004006
1996 | 314.2396 | 0 | 0 | 0 | 0 | 0 | 0 | 0.004064 | 0.019629
1996 | 314.25 | 0 | 0 | 0 | 0 | 0 | 0 | 0 | -0.0036054
1996 | 314.2604 | 0 | 0 | 0 | 0 | 0 | 0 | 0 | -0.002003
1996 | 314.2708 | 0 | 0 | 0 | 0 | 0 | 0 | 0 | -0.017226
1996 | 314.2813 | 0 | 0 | 0 | 0 | 0 | 0 | 0 | 0.016425
1996 | 314.2917 | 0 | 0 | 0 | 0 | 0 | 0 | 0 | -0.01362
1996 | 314.3021 | 0 | 0 | 0 | 0 | 0 | 0 | 0.004064 | 0.012018
1996 | 314.3125 | 0 | 0 | 0 | 0 | 0 | 0 | -0.012192 | -0.010416
1996 | 314.3229 | 0 | 0 | 0 | 0 | 0 | 0 | 0.016256 | 0.0012018
1996 | 314.3333 | 0 | 0 | 0 | 0 | 0 | 0 | -2.2737e-13 | 0.04006
1996 | 314.3438 | 0 | 0 | 0 | 0 | 0 | 0 | 0.016256 | 0.0004006
1996 | 314.3542 | 0 | 0 | 0 | 0 | 0 | 0 | 0.012192 | 0.0064096
1996 | 314.3646 | 0 | 0 | 0 | 0 | 0 | 0 | 0.02032 | -0.0044066
1996 | 314.375 | 0 | 0 | 0 | 0 | 0 | 0 | 0.036576 | 0.061292
1996 | 314.3854 | 0 | 0 | 0 | 0 | 0 | 0 | 0.032512 | -0.0016024
1996 | 314.3958 | 0 | 0 | 0 | 0 | 0 | 0 | 0.052832 | 0.03325
1996 | 314.4063 | 0 | 0 | 0 | 0 | 0 | 0 | 0.044704 | 0.051677
1996 | 314.4167 | 0 | 0 | 0 | 0 | 0 | 0 | 0.044704 | 0.05368
1996 | 314.4271 | 0 | 0 | 0 | 0 | 0 | 0 | 0.052832 | 0.037656
1996 | 314.4375 | 0 | 0 | 0 | 0 | 0 | 0 | 0.056896 | 0.037656
1996 | 314.4479 | 0 | 0 | 0 | 0 | 0 | 0 | 0.065024 | 0.091737
1996 | 314.4583 | 0 | 0 | 0 | 0 | 0 | 0 | 0.065024 | 0.018828
1996 | 314.4688 | 0 | 0 | 0 | 0 | 0 | 0 | 0.069088 | 0.081322
1996 | 314.4792 | 0 | 0 | 0 | 0 | 0 | 0 | 0.073152 | 0.060891
1996 | 314.4896 | 0 | 0 | 0 | 0 | 0 | 0 | 0.077216 | 0.096144
1996 | 314.5 | 0 | 0 | 0 | 0 | 0 | 0 | 0.077216 | 0.060891
1996 | 314.5104 | 0 | 0 | 0 | 0 | 0 | 0 | 0.08128 | 0.08012
1996 | 314.5208 | 0 | 0 | 0 | 0 | 0 | 0 | 0.085344 | 0.11417
1996 | 314.5313 | 0 | 0 | 0 | 0 | 0 | 0 | 0.073152 | 0.034852
1996 | 314.5417 | 0 | 0 | 0 | 0 | 0 | 0 | 0.08128 | 0.10976
1996 | 314.5521 | 0 | 0 | 0 | 0 | 0 | 0 | 0.077216 | 0.070906
1996 | 314.5625 | 0 | 0 | 0 | 0 | 0 | 0 | 0.077216 | 0.09374
1996 | 314.5729 | 0 | 0 | 0 | 0 | 0 | 0 | 0.08128 | 0.060891
1996 | 314.5833 | 0 | 0 | 0 | 0 | 0 | 0 | 0.08128 | 0.090936
1996 | 314.5938 | 0 | 0 | 0 | 0 | 0 | 0 | 0.069088 | 0.068903
1996 | 314.6042 | 0 | 0 | 0 | 0 | 0 | 0 | 0.065024 | 0.056485
1996 | 314.6146 | 0 | 0 | 0 | 0 | 0 | 0 | 0.077216 | 0.075313
1996 | 314.625 | 0 | 0 | 0 | 0 | 0 | 0 | 0.065024 | 0.078518
1996 | 314.6354 | 0 | 0 | 0 | 0 | 0 | 0 | 0.069088 | 0.042464
1996 | 314.6458 | 0 | 0 | 0 | 0 | 0 | 0 | 0.056896 | 0.071307
1996 | 314.6563 | 0 | 0 | 0 | 0 | 0 | 0 | 0.028448 | 0.03365
1996 | 314.6667 | 0 | 0 | 0 | 0 | 0 | 0 | 0.036576 | 0.042864
1996 | 314.6771 | 0 | 0 | 0 | 0 | 0 | 0 | 0.032512 | 0.011217
1996 | 314.6875 | 0 | 0 | 0 | 0 | 0 | 0 | 0.028448 | 0.018027
1996 | 314.6979 | 0 | 0 | 0 | 0 | 0 | 0 | 0.04064 | 0.048072
1996 | 314.7083 | 0 | 0 | 0 | 0 | 0 | 0 | 0.036576 | 0.018828
1996 | 314.7188 | 0 | 0 | 0 | 0 | 0 | 0 | 0.016256 | 0.021232
1996 | 314.7292 | 0 | 0 | 0 | 0 | 0 | 0 | 0.008128 | 0.010416
1996 | 314.7396 | 0 | 0 | 0 | 0 | 0 | 0 | 0 | -0.023235
1996 | 314.75 | 0 | 0 | 0 | 0 | 0 | 0 | 0.004064 | 0.010816
1996 | 314.7604 | 0 | 0 | 0 | 0 | 0 | 0 | 0.004064 | 0.0052078
1996 | 314.7708 | 0 | 0 | 0 | 0 | 0 | 0 | 0.004064 | -0.012419
1996 | 314.7813 | 0 | 0 | 0 | 0 | 0 | 0 | 0 | 0.0072108
1996 | 314.7917 | 0 | 0 | 0 | 0 | 0 | 0 | 0.004064 | -0.015223
1996 | 314.8021 | 0 | 0 | 0 | 0 | 0 | 0 | 0 | 0.031247
1996 | 314.8125 | 0 | 0 | 0 | 0 | 0 | 0 | 0.004064 | -0.008012
1996 | 314.8229 | 0 | 0 | 0 | 0 | 0 | 0 | 0.004064 | -0.0012018
1996 | 314.8333 | 0 | 0 | 0 | 0 | 0 | 0 | 0 | 0.0092138
1996 | 314.8438 | 0 | 0 | 0 | 0 | 0 | 0 | 0 | -0.035253
1996 | 314.8542 | 0 | 0 | 0 | 0 | 0 | 0 | 0 | 0.016024
1996 | 314.8646 | 0 | 0 | 0 | 0 | 0 | 0 | 0.028448 | 0.030045
1996 | 314.875 | 0 | 0 | 0 | 0 | 0 | 0 | -0.012192 | -0.012819
1996 | 314.8854 | 0 | 0 | 0 | 0 | 0 | 0 | 0 | 0.031647
1996 | 314.8958 | 0 | 0 | 0 | 0 | 0 | 0 | 0.004064 | -0.014021
1996 | 314.9063 | 0 | 0 | 0 | 0 | 0 | 0 | 0.012192 | 0.029644
1996 | 314.9167 | 0 | 0 | 0 | 0 | 0 | 0 | -0.008128 | -0.034452
1996 | 314.9271 | 0 | 0 | 0 | 0 | 0 | 0 | 0.008128 | 0.020831
1996 | 314.9375 | 0 | 0 | 0 | 0 | 0 | 0 | 0 | 0.0092138
1996 | 314.9479 | 0 | 0 | 0 | 0 | 0 | 0 | 0 | -0.035253
1996 | 314.9583 | 0 | 0 | 0 | 0 | 0 | 0 | 0 | 0.025638
1996 | 314.9688 | 0 | 0 | 0 | 0 | 0 | 0 | 0 | -0.0088132
1996 | 314.9792 | 0 | 0 | 0 | 0 | 0 | 0 | 0.004064 | 0.0072108
1996 | 314.9896 | 0 | 0 | 0 | 0 | 0 | 0 | -0.004064 | -0.0044066
1996 | 315 | 0 | 0 | 0 | 0 | 0 | 0 | 0 | 0.0032048
1996 | 315.0104 | 0 | 0 | 0 | 0 | 0 | 0 | -0.004064 | 0.0072108
1996 | 315.0208 | 0 | 0 | 0 | 0 | 0 | 0 | 0.004064 | -0.0072108
1996 | 315.0313 | 0 | 0 | 0 | 0 | 0 | 0 | 0.004064 | 0.014021
1996 | 315.0417 | 0 | 0 | 0 | 0 | 0 | 0 | 0 | -0.0008012
1996 | 315.0521 | 0 | 0 | 0 | 0 | 0 | 0 | 0.004064 | -0.0016024
1996 | 315.0625 | 0 | 0 | 0 | 0 | 0 | 0 | -0.004064 | -0.020431
1996 | 315.0729 | 0 | 0 | 0 | 0 | 0 | 0 | 0 | 0.044867
1996 | 315.0833 | 0 | 0 | 0 | 0 | 0 | 0 | 0 | -0.0076114
1996 | 315.0938 | 0 | 0 | 0 | 0 | 0 | 0 | 0.004064 | -0.0064096
1996 | 315.1042 | 0 | 0 | 0 | 0 | 0 | 0 | 0 | -0.025638
1996 | 315.1146 | 0 | 0 | 0 | 0 | 0 | 0 | 0.004064 | 0.019629
1996 | 315.125 | 0 | 0 | 0 | 0 | 0 | 0 | 0 | 0.022434
1996 | 315.1354 | 0 | 0 | 0 | 0 | 0 | 0 | 0.012192 | 0
1996 | 315.1458 | 0 | 0 | 0 | 0 | 0 | 0 | 0.012192 | -0.0008012
1996 | 315.1563 | 0 | 0 | 0 | 0 | 0 | 0 | 0.02032 | -0.024837
1996 | 315.1667 | 0 | 0 | 0 | 0 | 0 | 0 | 0 | 0.046069
1996 | 315.1771 | 0 | 0 | 0 | 0 | 0 | 0 | 0.004064 | 0.0056084
1996 | 315.1875 | 0 | 0 | 0 | 0 | 0 | 0 | -0.008128 | -0.0036054
1996 | 315.1979 | 0 | 0 | 0 | 0 | 0 | 0 | 0.004064 | -0.006009
1996 | 315.2083 | 0 | 0 | 0 | 0 | 0 | 0 | 0.004064 | -0.0048072
1996 | 315.2188 | 0 | 0 | 0 | 0 | 0 | 0 | 0.008128 | 0.018428
1996 | 315.2292 | 0 | 0 | 0 | 0 | 0 | 0 | -0.012192 | -0.019629
1996 | 315.2396 | 0 | 0 | 0 | 0 | 0 | 0 | 0.004064 | 0.0076114
1996 | 315.25 | 0 | 0 | 0 | 0 | 0 | 0 | -0.004064 | 0.015223
1996 | 315.2604 | 0 | 0 | 0 | 0 | 0 | 0 | 0 | -0.0024036
1996 | 315.2708 | 0 | 0 | 0 | 0 | 0 | 0 | 0 | 0.030045
1996 | 315.2813 | 0 | 0 | 0 | 0 | 0 | 0 | -0.004064 | -0.04647
1996 | 315.2917 | 0 | 0 | 0 | 0 | 0 | 0 | -0.008128 | 0.010015
1996 | 315.3021 | 0 | 0 | 0 | 0 | 0 | 0 | -0.004064 | 0.014822
1996 | 315.3125 | 0 | 0.045668 | 0 | 0 | 0 | 0 | -0.008128 | 0.010015
1996 | 315.3229 | 0 | 0 | 0 | 0 | 0 | 0 | 0.008128 | 0.034452
1996 | 315.3333 | 0 | 0 | 0 | 0 | 0 | 0 | 0 | -0.0072108
1996 | 315.3438 | 0 | 0 | 0 | 0 | 0 | 0 | 0.012192 | 0.012419
1996 | 315.3542 | 0 | 0.025638 | 0 | 0 | 0 | 0 | 0.008128 | 0.017626
1996 | 315.3646 | 0 | 0 | 0 | 0 | 0 | 0 | 0.008128 | 0.049274
1996 | 315.375 | 0 | 0 | 0 | 0 | 0 | 0 | 0.028448 | 0.016024
1996 | 315.3854 | 0 | 0 | 0 | 0 | 0 | 0 | 0.036576 | 0.0036054
1996 | 315.3958 | 0 | 0 | 0 | 0 | 0 | 0 | 0.012192 | 0.045668
1996 | 315.4063 | 0 | 0 | 0 | 0 | 0 | 0 | 0.032512 | 0.068503
1996 | 315.4167 | 0 | 0 | 0 | 0 | 0 | 0 | 0.028448 | -0.006009
1996 | 315.4271 | 0 | 0 | 0 | 0 | 0 | 0 | 0.04064 | 0.017226
1996 | 315.4375 | 0 | 0 | 0 | 0 | 0 | 0 | 0.036576 | 0.050476
1996 | 315.4479 | 0 | 0 | 0 | 0 | 0 | 0 | 0.069088 | 0.080921
1996 | 315.4583 | 0 | 0 | 0 | 0 | 0 | 0 | 0.044704 | 0.050476
1996 | 315.4688 | 0 | 0 | 0 | 0 | 0 | 0 | 0.044704 | 0.039259
1996 | 315.4792 | 0 | 0 | 0 | 0 | 0 | 0 | 0.048768 | 0.087331
1996 | 315.4896 | 0 | 0 | 0 | 0 | 0 | 0 | 0.097536 | 0.065698
1996 | 315.5 | 0 | 0 | 0 | 0 | 0 | 0 | 0.056896 | 0.076515
1996 | 315.5104 | 0 | 0 | 0 | 0 | 0 | 0 | 0.093472 | 0.085328
1996 | 315.5208 | 0 | 0 | 0 | 0 | 0 | 0 | 0.077216 | 0.038858
1996 | 315.5313 | 0 | 0 | 0 | 0 | 0 | 0 | 0.097536 | 0.10576
1996 | 315.5417 | 0 | 0 | 0 | 0 | 0 | 0 | 0.08128 | 0.10736
1996 | 315.5521 | 0 | 0 | 0 | 0 | 0 | 0 | 0.077216 | 0.11057
1996 | 315.5625 | 0 | 0 | 0 | 0 | 0 | 0 | 0.089408 | 0.025638
1996 | 315.5729 | 0 | 0 | 0 | 0 | 0 | 0 | 0.093472 | 0.12258
1996 | 315.5833 | 0 | 0 | 0 | 0 | 0 | 0 | 0.073152 | 0.082524
1996 | 315.5938 | 0 | 0 | 0 | 0 | 0 | 0 | 0.1016 | 0.092539
1996 | 315.6042 | 0 | 0 | 0 | 0 | 0 | 0 | 0.065024 | 0.058087
1996 | 315.6146 | 0 | 0 | 0 | 0 | 0 | 0 | 0.097536 | 0.12178
1996 | 315.625 | 0 | 0 | 0 | 0 | 0 | 0 | 0.085344 | 0.065298
1996 | 315.6354 | 0 | 0 | 0 | 0 | 0 | 0 | 0.093472 | 0.080921
1996 | 315.6458 | 0 | 0 | 0 | 0 | 0 | 0 | 0.069088 | 0.078117
1996 | 315.6563 | 0 | 0 | 0 | 0 | 0 | 0 | 0.073152 | 0.048072
1996 | 315.6667 | 0 | 0 | 0 | 0 | 0 | 0 | 0.065024 | 0.056885
1996 | 315.6771 | 0 | 0 | 0 | 0 | 0 | 0 | 0.052832 | 0.05368
1996 | 315.6875 | 0 | 0 | 0 | 0 | 0 | 0 | 0.056896 | 0.052479
1996 | 315.6979 | 0 | 0 | 0 | 0 | 0 | 0 | 0.044704 | 0.055283
1996 | 315.7083 | 0 | 0 | 0 | 0 | 0 | 0 | 0.044704 | 0.036855
1996 | 315.7188 | 0 | 0 | 0 | 0 | 0 | 0 | 0.036576 | 0.035653
1996 | 315.7292 | 0 | 0 | 0 | 0 | 0 | 0 | 0.016256 | 0.004006
1996 | 315.7396 | 0 | 0 | 0 | 0 | 0 | 0 | 0.004064 | 0.027241
1996 | 315.75 | 0 | 0 | 0 | 0 | 0 | 0 | 0.008128 | 0.0072108
1996 | 315.7604 | 0 | 0 | 0 | 0 | 0 | 0 | 0.008128 | -0.014021
1996 | 315.7708 | 0 | 0 | 0 | 0 | 0 | 0 | 0.012192 | 0.018428
1996 | 315.7813 | 0 | 0 | 0 | 0 | 0 | 0 | 0.02032 | 0.032048
1996 | 315.7917 | 0 | 0 | 0 | 0 | 0 | 0 | 0 | -0.010416
1996 | 315.8021 | 0 | 0 | 0 | 0 | 0 | 0 | 0.008128 | -0.014822
1996 | 315.8125 | 0 | 0 | 0 | 0 | 0 | 0 | 0.004064 | 0.034051
1996 | 315.8229 | 0 | 0 | 0 | 0 | 0 | 0 | 0.012192 | 0.0032048
1996 | 315.8333 | 0 | 0 | 0 | 0 | 0 | 0 | -0.004064 | 0.006009
1996 | 315.8438 | 0 | 0 | 0 | 0 | 0 | 0 | 0.004064 | -0.0024036
1996 | 315.8542 | 0 | 0 | 0 | 0 | 0 | 0 | 0 | 0.010416
1996 | 315.8646 | 0 | 0 | 0 | 0 | 0 | 0 | 0 | 0.0028042
1996 | 315.875 | 0 | 0 | 0 | 0 | 0 | 0 | 0 | 0.011217
1996 | 315.8854 | 0 | 0 | 0 | 0 | 0 | 0 | 0 | -0.010015
1996 | 315.8958 | 0 | 0 | 0 | 0 | 0 | 0 | 0.008128 | 0.0044066
1996 | 315.9063 | 0 | 0 | 0 | 0 | 0 | 0 | -0.008128 | 0.0008012
1996 | 315.9167 | 0 | 0 | 0 | 0 | 0 | 0 | 0.004064 | 0.0008012
1996 | 315.9271 | 0 | 0 | 0 | 0 | 0 | 0 | 0.012192 | 0.023635
1996 | 315.9375 | 0 | 0 | 0 | 0 | 0 | 0 | -0.004064 | -0.008012
1996 | 315.9479 | 0 | 0 | 0 | 0 | 0 | 0 | 0.004064 | 0.0092138
1996 | 315.9583 | 0 | 0 | 0 | 0 | 0 | 0 | -0.008128 | -0.024437
1996 | 315.9688 | 0 | 0 | 0 | 0 | 0 | 0 | 0.008128 | 0.0004006
1996 | 315.9792 | 0 | 0 | 0 | 0 | 0 | 0 | -0.008128 | 0.020831
1996 | 315.9896 | 0 | 0 | 0 | 0 | 0 | 0 | 0 | -0.014822
1996 | 316 | 0 | 0 | 0 | 0 | 0 | 0 | 0.012192 | 0.0024036
1996 | 316.0104 | 0 | 0 | 0 | 0 | 0 | 0 | -0.008128 | 0.0012018
1996 | 316.0208 | 0 | 0 | 0 | 0 | 0 | 0 | -0.004064 | 0.010015
1996 | 316.0313 | 0 | 0 | 0 | 0 | 0 | 0 | 0.016256 | -0.0032048
1996 | 316.0417 | 0 | 0 | 0 | 0 | 0 | 0 | -0.012192 | 0.02003
1996 | 316.0521 | 0 | 0 | 0 | 0 | 0 | 0 | -0.008128 | -0.017226
1996 | 316.0625 | 0 | 0 | 0 | 0 | 0 | 0 | -0.008128 | 0.0008012
1996 | 316.0729 | 0 | 0 | 0 | 0 | 0 | 0 | 0.012192 | 0.0012018
1996 | 316.0833 | 0 | 0 | 0 | 0 | 0 | 0 | -0.008128 | 0.014422
1996 | 316.0938 | 0 | 0 | 0 | 0 | 0 | 0 | 0 | -0.0052078
1996 | 316.1042 | 0 | 0 | 0 | 0 | 0 | 0 | 0.004064 | -0.0028042
1996 | 316.1146 | 0 | 0 | 0 | 0 | 0 | 0 | 0 | -0.0064096
1996 | 316.125 | 0 | 0 | 0 | 0 | 0 | 0 | 0.004064 | 0.0008012
1996 | 316.1354 | 0 | 0 | 0 | 0 | 0 | 0 | -0.008128 | 0.0008012
1996 | 316.1458 | 0 | 0 | 0 | 0 | 0 | 0 | 0.004064 | 0.008012
1996 | 316.1563 | 0 | 0 | 0 | 0 | 0 | 0 | -0.004064 | -0.012018
1996 | 316.1667 | 0 | 0 | 0 | 0 | 0 | 0 | -0.008128 | 0.021232
1996 | 316.1771 | 0 | 0 | 0 | 0 | 0 | 0 | 0 | -0.020831
1996 | 316.1875 | 0 | 0 | 0 | 0 | 0 | 0 | 0 | 0.011217
1996 | 316.1979 | 0 | 0 | 0 | 0 | 0 | 0 | -0.008128 | -0.0048072
1996 | 316.2083 | 0 | 0.022434 | 0 | 0 | 0 | 0 | -0.008128 | 0.0044066
1996 | 316.2188 | 0 | 0 | 0 | 0 | 0 | 0 | -0.008128 | 0.016425
1996 | 316.2292 | 0 | 0 | 0 | 0 | 0 | 0 | 0.004064 | -0.002003
1996 | 316.2396 | 0 | 0 | 0 | 0 | 0 | 0 | -0.004064 | 0.0088132
1996 | 316.25 | 0 | 0 | 0 | 0 | 0 | 0 | 0.008128 | 0.014021
1996 | 316.2604 | 0 | 0 | 0 | 0 | 0 | 0 | 0.016256 | -0.0076114
1996 | 316.2708 | 0 | 0 | 0 | 0 | 0 | 0 | -0.012192 | 0.0004006
1996 | 316.2813 | 0 | 0 | 0 | 0 | 0 | 0 | 0.004064 | 0.0016024
1996 | 316.2917 | 0 | 0 | 0 | 0 | 0 | 0 | -0.004064 | -0.0044066
1996 | 316.3021 | 0 | 0 | 0 | 0 | 0 | 0 | 0.008128 | 0.0064096
1996 | 316.3125 | 0 | 0 | 0 | 0 | 0 | 0 | 0.004064 | 0.006009
1996 | 316.3229 | 0 | 0 | 0 | 0 | 0 | 0 | 0 | 0.0024036
1996 | 316.3333 | 0 | 0 | 0 | 0 | 0 | 0 | -0.004064 | 0.0028042
1996 | 316.3438 | 0 | 0 | 0 | 0 | 0 | 0 | -0.004064 | 0.019629
1996 | 316.3542 | 0 | 0 | 0 | 0 | 0 | 0 | -0.004064 | -0.022834
1996 | 316.3646 | 0 | 0 | 0 | 0 | 0 | 0 | 0.012192 | 0.022434
1996 | 316.375 | 0 | 0 | 0 | 0 | 0 | 0 | 0.012192 | 0.02003
1996 | 316.3854 | 0 | 0 | 0 | 0 | 0 | 0 | 0.028448 | 0.043665
1996 | 316.3958 | 0 | 0 | 0 | 0 | 0 | 0 | 0.044704 | 0.0088132
1996 | 316.4063 | 0 | 0 | 0 | 0 | 0 | 0 | 0.048768 | 0.056885
1996 | 316.4167 | 0 | 0 | 0 | 0 | 0 | 0 | 0.044704 | 0.043665
1996 | 316.4271 | 0 | 0 | 0 | 0 | 0 | 0 | 0.065024 | 0.037656
1996 | 316.4375 | 0 | 0 | 0 | 0 | 0 | 0 | 0.048768 | 0.062894
1996 | 316.4479 | 0 | 0 | 0 | 0 | 0 | 0 | 0.06096 | 0.042063
1996 | 316.4583 | 0 | 0 | 0 | 0 | 0 | 0 | 0.06096 | 0.070506
1996 | 316.4688 | 0 | 0 | 0 | 0 | 0 | 0 | 0.069088 | 0.063695
1996 | 316.4792 | 0 | 0 | 0 | 0 | 0 | 0 | 0.073152 | 0.054482
1996 | 316.4896 | 0 | 0 | 0 | 0 | 0 | 0 | 0.085344 | 0.08693
1996 | 316.5 | 0 | 0 | 0 | 0 | 0 | 0 | 0.077216 | 0.065298
1996 | 316.5104 | 0 | 0 | 0 | 0 | 0 | 0 | 0.073152 | 0.082524
1996 | 316.5208 | 0 | 0 | 0 | 0 | 0 | 0 | 0.10566 | 0.08012
1996 | 316.5313 | 0 | 0 | 0 | 0 | 0 | 0 | 0.089408 | 0.10215
1996 | 316.5417 | 0 | 0 | 0 | 0 | 0 | 0 | 0.089408 | 0.081722
1996 | 316.5521 | 0 | 0 | 0 | 0 | 0 | 0 | 0.12192 | 0.11257
1996 | 316.5625 | 0 | 0 | 0 | 0 | 0 | 0 | 0.12598 | 0.12539
1996 | 316.5729 | 0 | 0 | 0 | 0 | 0 | 0 | 0.085344 | 0.058488
1996 | 316.5833 | 0 | 0 | 0 | 0 | 0 | 0 | 0.065024 | 0.08012
1996 | 316.5938 | 0 | 0 | 0 | 0 | 0 | 0 | 0.085344 | 0.10095
1996 | 316.6042 | 0 | 0 | 0 | 0 | 0 | 0 | 0.032512 | 0.096945
1996 | 316.6146 | 0 | 0 | 0 | 0 | 0 | 0 | 0.10973 | 0.10616
1996 | 316.625 | 0 | 0 | 0 | 0 | 0 | 0 | 0.097536 | 0.094141
1996 | 316.6354 | 0 | 0 | 0 | 0 | 0 | 0 | 0.11379 | 0.087331
1996 | 316.6458 | 0 | 0 | 0 | 0 | 0 | 0 | 0.17069 | 0.10335
1996 | 316.6563 | 0 | 0 | 0 | 0 | 0 | 0 | 0.08128 | 0.07331
1996 | 316.6667 | 0 | 0 | 0 | 0 | 0 | 0 | 0.065024 | 0.054482
1996 | 316.6771 | 0 | 0 | 0 | 0 | 0 | 0 | 0.04064 | 0.048072
1996 | 316.6875 | 0 | 0 | 0 | 0 | 0 | 0 | 0.052832 | 0.043665
1996 | 316.6979 | 0 | 0 | 0 | 0 | 0 | 0 | 0.036576 | 0.036455
1996 | 316.7083 | 0 | 0 | 0 | 0 | 0 | 0 | 0.032512 | 0.038057
1996 | 316.7188 | 0 | 0 | 0 | 0 | 0 | 0 | 0.024384 | 0.023635
1996 | 316.7292 | 0 | 0 | 0 | 0 | 0 | 0 | 0.024384 | 0.015623
1996 | 316.7396 | 0 | 0 | 0 | 0 | 0 | 0 | 0.004064 | 0.0016024
1996 | 316.75 | 0 | 0 | 0 | 0 | 0 | 0 | 0.008128 | 0.032849
1996 | 316.7604 | 0 | 0 | 0 | 0 | 0 | 0 | -0.004064 | 0.0044066
1996 | 316.7708 | 0 | 0 | 0 | 0 | 0 | 0 | 0.004064 | 0.0044066
1996 | 316.7813 | 0 | 0 | 0 | 0 | 0 | 0 | 0.004064 | 0.015623
1996 | 316.7917 | 0 | 0 | 0 | 0 | 0 | 0 | 0.008128 | -0.011617
1996 | 316.8021 | 0 | 0 | 0 | 0 | 0 | 0 | 0.012192 | 0.0096144
1996 | 316.8125 | 0 | 0 | 0 | 0 | 0 | 0 | 0 | 0.0044066
1996 | 316.8229 | 0 | 0 | 0 | 0 | 0 | 0 | 0.004064 | -0.0068102
1996 | 316.8333 | 0 | 0 | 0 | 0 | 0 | 0 | -0.004064 | 0.0028042
1996 | 316.8438 | 0 | 0 | 0 | 0 | 0 | 0 | 0.012192 | 0.004006
1996 | 316.8542 | 0 | 0 | 0 | 0 | 0 | 0 | -0.004064 | -0.0048072
1996 | 316.8646 | 0 | 0 | 0 | 0 | 0 | 0 | 0.008128 | 0.0096144
1996 | 316.875 | 0 | 0 | 0 | 0 | 0 | 0 | 0 | 0.011617
1996 | 316.8854 | 0 | 0 | 0 | 0 | 0 | 0 | 0.02032 | -0.0028042
1996 | 316.8958 | 0 | 0 | 0 | 0 | 0 | 0 | 0.004064 | -0.008012
1996 | 316.9063 | 0 | 0 | 0 | 0 | 0 | 0 | 0.008128 | 0.0004006
1996 | 316.9167 | 0 | 0 | 0 | 0 | 0 | 0 | -0.004064 | 0.020431
1996 | 316.9271 | 0 | 0 | 0 | 0 | 0 | 0 | 0.012192 | -0.014021
1996 | 316.9375 | 0 | 0 | 0 | 0 | 0 | 0 | -0.004064 | 0.0096144
1996 | 316.9479 | 0 | 0 | 0 | 0 | 0 | 0 | -0.008128 | -0.0084126
1996 | 316.9583 | 0 | 0 | 0 | 0 | 0 | 0 | -0.008128 | -0.0016024
1996 | 316.9688 | 0 | 0 | 0 | 0 | 0 | 0 | 0 | -0.0004006
1996 | 316.9792 | 0 | 0 | 0 | 0 | 0 | 0 | 0 | 0.004006
1996 | 316.9896 | 0 | 0 | 0 | 0 | 0 | 0 | -0.008128 | -0.011217
1996 | 317 | 0 | 0 | 0 | 0 | 0 | 0 | -0.008128 | 0.002003
1996 | 317.0104 | 0 | 0 | 0 | 0 | 0 | 0 | -0.012192 | -0.0032048
1996 | 317.0208 | 0 | 0 | 0 | 0 | 0 | 0 | 0.016256 | 0.0064096
1996 | 317.0313 | 0 | 0 | 0 | 0 | 0 | 0 | 0.016256 | -0.0024036
1996 | 317.0417 | 0 | 0 | 0 | 0 | 0 | 0 | 0.004064 | 0.014822
1996 | 317.0521 | 0 | 0 | 0 | 0 | 0 | 0 | 0.008128 | 0.0076114
1996 | 317.0625 | 0 | 0 | 0 | 0 | 0 | 0 | 0.008128 | 0.010816
1996 | 317.0729 | 0 | 0 | 0 | 0 | 0 | 0 | 0 | -0.0036054
1996 | 317.0833 | 0 | 0 | 0 | 0 | 0 | 0 | 0.008128 | 0.0012018
1996 | 317.0938 | 0 | 0 | 0 | 0 | 0 | 0 | 0.02032 | 0.010416
1996 | 317.1042 | 0 | 0 | 0 | 0 | 0 | 0 | 0 | 0.01322
1996 | 317.1146 | 0 | 0 | 0 | 0 | 0 | 0 | 0 | -0.0016024
1996 | 317.125 | 0 | 0 | 0 | 0 | 0 | 0 | -0.008128 | 0.0084126
1996 | 317.1354 | 0 | 0 | 0 | 0 | 0 | 0 | 0.004064 | 0.010015
1996 | 317.1458 | 0 | 0 | 0 | 0 | 0 | 0 | -0.004064 | -0.0076114
1996 | 317.1563 | 0 | 0 | 0 | 0 | 0 | 0 | 0.008128 | -0.0004006
1996 | 317.1667 | 0 | 0 | 0 | 0 | 0 | 0 | 0.004064 | 0.0052078
1996 | 317.1771 | 0 | 0 | 0 | 0 | 0 | 0 | 0.008128 | 0.0036054
1996 | 317.1875 | 0 | 0 | 0 | 0 | 0 | 0 | 0.032512 | 0.0084126
1996 | 317.1979 | 0 | 0 | 0 | 0 | 0 | 0 | -0.008128 | -0.0008012
1996 | 317.2083 | 0 | 0 | 0 | 0 | 0 | 0 | 0.004064 | 0.0064096
1996 | 317.2188 | 0.024384 | 0 | 0 | 0 | 0 | 0 | 0.016256 | 0.01362
1996 | 317.2292 | 0 | 0 | 0 | 0 | 0 | 0 | 0.008128 | 0.0032048
1996 | 317.2396 | 0 | 0 | 0 | 0 | 0 | 0 | 0 | 0.024437
1996 | 317.25 | 0 | 0 | 0 | 0 | 0 | 0 | 0.016256 | -0.004006
1996 | 317.2604 | 0 | 0 | 0 | 0 | 0 | 0 | -2.2737e-13 | 0.0084126
1996 | 317.2708 | 0 | 0 | 0 | 0 | 0 | 0 | -0.004064 | 0.0032048
1996 | 317.2813 | 0 | 0 | 0 | 0 | 0 | 0 | 0.008128 | 0
1996 | 317.2917 | 0.024384 | 0 | 0 | 0 | 0 | 0 | 0.012192 | -0.015623
1996 | 317.3021 | 0 | 0 | 0 | 0 | 0 | 0 | 0 | -0.0008012
1996 | 317.3125 | 0 | 0 | 0.016256 | 0.012819 | 0 | 0 | -0.016256 | 0.015223
1996 | 317.3229 | 0 | 0 | 0 | 0 | 0 | 0 | 0.008128 | -0.016825
1996 | 317.3333 | 0 | 0 | 0.04064 | 0.0088132 | 0 | 0 | 0 | -0.0052078
1996 | 317.3438 | 0 | 0 | 0.024384 | 0.025638 | 0 | 0 | -0.004064 | 0.0092138
1996 | 317.3542 | 0 | 0 | 0 | 0.023235 | 0 | 0 | 0.004064 | -2.2737e-13
1996 | 317.3646 | 0 | 0 | 0.024384 | 0.016024 | 0 | 0 | 0 | -0.002003
1996 | 317.375 | 0 | 0 | 0.008128 | 0 | 0 | 0 | -0.012192 | -0.006009
1996 | 317.3854 | 0 | 0 | 0 | 0 | 0 | 0 | 0.012192 | -0.0056084
1996 | 317.3958 | 0 | 0 | 0.016256 | 0 | 0 | 0 | 0 | 0.0092138
1996 | 317.4063 | 0 | 0 | 0.008128 | 0.0016024 | 0 | 0 | -2.2737e-13 | 0.0012018
1996 | 317.4167 | 0 | 0 | 0 | 0 | 0 | 0 | 0 | 0.004006
1996 | 317.4271 | 0 | 0 | 0 | 0 | 0 | 0 | 0.008128 | 0.0032048
1996 | 317.4375 | 0 | 0 | 0 | 0 | 0 | 0 | 2.2737e-13 | 0.0008012
1996 | 317.4479 | 0 | 0 | 0 | 0 | 0 | 0 | 0.008128 | 0.0088132
1996 | 317.4583 | 0 | 0 | 0 | 0.012819 | 0 | 0 | -0.004064 | 0.0088132
1996 | 317.4688 | 0 | 0 | 0 | 0 | 0 | 0 | -0.008128 | 0.021232
1996 | 317.4792 | 0 | 0 | 0 | 0 | 0 | 0 | 0 | -0.0076114
1996 | 317.4896 | 0 | 0 | 0 | 0 | 0 | 0 | -0.004064 | -0.019229
1996 | 317.5 | 0 | 0 | 0.024384 | 0 | 0 | 0 | 0.004064 | -0.0084126
1996 | 317.5104 | 0 | 0 | 0 | 0 | 0 | 0 | 0.008128 | 0.0072108
1996 | 317.5208 | 0 | 0 | 0 | 0 | 0 | 0 | 0 | -0.0004006
1996 | 317.5313 | 0 | 0 | 0 | 0 | 0 | 0 | 0.012192 | 0.014422
1996 | 317.5417 | 0 | 0 | 0 | 0 | 0 | 0 | 0.008128 | 0.010416
1996 | 317.5521 | 0 | 0 | 0 | 0 | 0 | 0 | 0.028448 | 0.010416
1996 | 317.5625 | 0 | 0 | 0 | 0 | 0 | 0 | 0.004064 | 0.015623
1996 | 317.5729 | 0 | 0 | 0 | 0 | 0 | 0 | 0.008128 | 0.004006
1996 | 317.5833 | 0 | 0 | 0 | 0 | 0 | 0 | 0 | -0.014021
1996 | 317.5938 | 0 | 0 | 0 | 0 | 0 | 0 | 0 | 0.010816
1996 | 317.6042 | 0 | 0 | 0 | 0 | 0 | 0 | -0.004064 | -0.0084126
1996 | 317.6146 | 0 | 0 | 0.008128 | 0.0088132 | 0 | 0 | -0.004064 | -0.0008012
1996 | 317.625 | 0 | 0 | 0.016256 | 0 | 0 | 0 | 0 | -0.021232
1996 | 317.6354 | 0 | 0 | 0.016256 | 0 | 0 | 0 | -2.2737e-13 | -0.015223
1996 | 317.6458 | 0 | 0 | 0.008128 | 0 | 0 | 0 | 0 | -0.014021
1996 | 317.6563 | 0 | 0 | 0 | 0 | 0 | 0 | -0.008128 | -0.0024036
1996 | 317.6667 | 0 | 0 | 0.008128 | 0 | 0 | 0 | 0 | -0.0096144
1996 | 317.6771 | 0 | 0 | 0 | 0.010416 | 0 | 0 | -0.004064 | 0.0048072
1996 | 317.6875 | 0 | 0 | 0 | 0 | 0 | 0 | -0.004064 | -0.008012
1996 | 317.6979 | 0 | 0 | 0.008128 | 0 | 0 | 0 | 0 | -0.010416
1996 | 317.7083 | 0 | 0 | 0.008128 | 0.0056084 | 0 | 0 | 0 | 0.002003
1996 | 317.7188 | 0 | 0 | 0.008128 | 0 | 0 | 0 | 0 | -0.0028042
1996 | 317.7292 | 0 | 0 | 0 | 0 | 0 | 0 | 0 | 0.0008012
1996 | 317.7396 | 0 | 0 | 0 | 0 | 0 | 0 | 0.008128 | 0.011617
1996 | 317.75 | 0 | 0 | 0 | 0 | 0 | 0 | 0 | -0.0064096
1996 | 317.7604 | 0 | 0 | 0.008128 | 0 | 0 | 0 | 0 | -0.01322
1996 | 317.7708 | 0 | 0 | 0 | 0 | 0 | 0 | 0 | 0.0028042
1996 | 317.7813 | 0 | 0 | 0.008128 | 0 | 0 | 0 | 0.004064 | -0.0044066
1996 | 317.7917 | 0 | 0 | 0 | 0 | 0 | 0 | 0.012192 | 0.012419
1996 | 317.8021 | 0 | 0 | 0 | 0 | 0 | 0 | 0.008128 | 0.01362
1996 | 317.8125 | 0 | 0 | 0 | 0 | 0 | 0 | 0.008128 | 0.0088132
1996 | 317.8229 | 0 | 0 | 0 | 0 | 0 | 0 | 0.004064 | 0.002003
1996 | 317.8333 | 0 | 0 | 0 | 0 | 0 | 0 | 0.004064 | 0.0008012
1996 | 317.8438 | 0 | 0 | 0 | 0 | 0 | 0 | 0.012192 | -0.0044066
1996 | 317.8542 | 0 | 0 | 0 | 0 | 0 | 0 | -0.008128 | 0.016425
1996 | 317.8646 | 0 | 0 | 0 | 0 | 0 | 0 | -0.004064 | 0.0008012
1996 | 317.875 | 0 | 0 | 0 | 0 | 0 | 0 | 0.012192 | 0.0004006
1996 | 317.8854 | 0 | 0 | 0 | 0 | 0 | 0 | -0.008128 | -0.011217
1996 | 317.8958 | 0 | 0 | 0 | 0 | 0 | 0 | -0.004064 | 0.012419
1996 | 317.9063 | 0 | 0 | 0 | 0 | 0 | 0 | 0 | -0.0016024
1996 | 317.9167 | 0 | 0 | 0 | 0 | 0 | 0 | 0.008128 | 0.0056084
1996 | 317.9271 | 0 | 0 | 0 | 0.0008012 | 0 | 0 | -0.012192 | -0.0048072
1996 | 317.9375 | 0 | 0 | 0 | 0 | 0 | 0 | -0.004064 | 0.0076114
1996 | 317.9479 | 0 | 0 | 0.008128 | 0 | 0 | 0 | 0.008128 | -0.0096144
1996 | 317.9583 | 0 | 0 | 0 | 0.004006 | 0 | 0 | -0.02032 | -0.0056084
1996 | 317.9688 | 0 | 0 | 0 | 0 | 0 | 0 | 0.004064 | 0.0056084
1996 | 317.9792 | 0 | 0 | 0 | 0 | 0 | 0 | 0 | 0.002003
1996 | 317.9896 | 0 | 0 | 0.016256 | 0 | 0 | 0 | 0.008128 | -0.0036054
1996 | 318 | 0 | 0 | 0 | 0.0016024 | 0 | 0 | 0 | -0.0036054
1996 | 318.0104 | 0 | 0 | 0.016256 | 0 | 0 | 0 | 0.016256 | 0.0028042
1996 | 318.0208 | 0 | 0 | 0 | 0 | 0 | 0 | 0 | 0.0072108
1996 | 318.0313 | 0 | 0 | 0 | 0 | 0 | 0 | 0 | -0.011617
1996 | 318.0417 | 0 | 0 | 0.008128 | 0 | 0 | 0 | -0.004064 | 0.0036054
1996 | 318.0521 | 0 | 0 | 0 | 0 | 0 | 0 | 0.024384 | 0.002003
1996 | 318.0625 | 0 | 0 | 0 | 0 | 0 | 0 | -0.004064 | -0.0004006
1996 | 318.0729 | 0 | 0 | 0 | 0 | 0 | 0 | 0.004064 | -0.0092138
1996 | 318.0833 | 0 | 0 | 0 | 0 | 0 | 0 | 0.004064 | 0.0056084
1996 | 318.0938 | 0 | 0 | 0.008128 | 0 | 0 | 0 | 0 | 0.004006
1996 | 318.1042 | 0 | 0 | 0.024384 | 0 | 0 | 0 | -2.2737e-13 | -0.02003
1996 | 318.1146 | 0 | 0 | 0 | 0 | 0 | 0 | -0.004064 | -0.012419
1996 | 318.125 | 0 | 0 | 0 | 0 | 0 | 0 | -0.004064 | 0.0016024
1996 | 318.1354 | 0 | 0 | 0 | 0 | 0 | 0 | -0.012192 | 0.006009
1996 | 318.1458 | 0 | 0 | 0.008128 | 0 | 0 | 0 | 0.004064 | -0.0092138
1996 | 318.1563 | 0 | 0 | 0 | 0 | 0 | 0 | -0.004064 | -0.010015
1996 | 318.1667 | 0 | 0 | 0.008128 | 0.01362 | 0 | 0 | -0.004064 | -0.0044066
1996 | 318.1771 | 0 | 0 | 0.008128 | 0 | 0 | 0 | -0.004064 | -0.0024036
1996 | 318.1875 | 0 | 0 | 0 | 0 | 0 | 0 | 0.008128 | -0.0068102
1996 | 318.1979 | 0 | 0 | 0 | 0.0008012 | 0 | 0 | -0.008128 | -0.0016024
1996 | 318.2083 | 0 | 0 | 0 | 0 | 0 | 0 | 0.004064 | 0
1996 | 318.2188 | 0 | 0 | 0.016256 | 0 | 0 | 0 | -2.2737e-13 | 0.008012
1996 | 318.2292 | 0 | 0 | 0 | 0 | 0 | 0 | -0.004064 | -0.015623
1996 | 318.2396 | 0 | 0 | 0.016256 | 0.024036 | 0 | 0 | -0.004064 | 0.010015
1996 | 318.25 | 0 | 0 | 0.032512 | 0.0064096 | 0 | 0 | 0.004064 | -0.012419
1996 | 318.2604 | 0 | 0 | 0.024384 | 0 | 0 | 0 | 0.008128 | -0.0024036
1996 | 318.2708 | 0 | 0 | 0.008128 | 0 | 0 | 0 | -0.004064 | -0.002003
1996 | 318.2813 | 0 | 0 | 0.016256 | 0.036855 | 0 | 0 | 0 | -2.2737e-13
1996 | 318.2917 | 0 | 0 | 0.04064 | 0.018428 | 0 | 0 | 0 | -0.020431
1996 | 318.3021 | 0 | 0 | 0.04064 | 0 | 0 | 0 | -0.008128 | 0.0028042
1996 | 318.3125 | 0 | 0 | 0 | 0.016024 | 0 | 0 | 0 | 0.0092138
1996 | 318.3229 | 0 | 0 | 0 | 0 | 0 | 0 | 0.016256 | -0.0096144
1996 | 318.3333 | 0 | 0 | 0 | 0 | 0 | 0 | 0.012192 | 0.027641
1996 | 318.3438 | 0 | 0 | 0 | 0.022434 | 0 | 0 | -0.02032 | 0.031247
1996 | 318.3542 | 0 | 0 | 0 | 0.027241 | 0 | 0 | 0 | -0.0044066
1996 | 318.3646 | 0 | 0 | 0 | 0 | 0 | 0 | 0.04064 | 0.020431
1996 | 318.375 | 0 | 0 | 0 | 0 | 0 | 0 | -0.012192 | 0.031247
1996 | 318.3854 | 0 | 0 | 0 | 0 | 0 | 0 | 0.008128 | -0.019629
1996 | 318.3958 | 0 | 0 | 0 | 0 | 0 | 0 | 0.012192 | 0.037256
1996 | 318.4063 | 0 | 0 | 0 | 0 | 0 | 0 | 0.016256 | 0.023235
1996 | 318.4167 | 0 | 0 | 0 | 0 | 0 | 0 | 0.028448 | 0.012819
1996 | 318.4271 | 0 | 0 | 0 | 0 | 0 | 0 | 0.032512 | 0.08653
1996 | 318.4375 | 0 | 0 | 0 | 0 | 0 | 0 | 0.06096 | 0.0004006
1996 | 318.4479 | 0 | 0 | 0 | 0 | 0 | 0 | 0.085344 | 0.074912
1996 | 318.4583 | 0 | 0 | 0 | 0 | 0 | 0 | 0.073152 | 0.071707
1996 | 318.4688 | 0 | 0 | 0 | 0 | 0 | 0 | 0.056896 | 0.05328
1996 | 318.4792 | 0 | 0 | 0 | 0 | 0 | 0 | 0.089408 | 0.07331
1996 | 318.4896 | 0 | 0 | 0 | 0 | 0 | 0 | 0.089408 | 0.077716
1996 | 318.5 | 0 | 0 | 0 | 0 | 0 | 0 | 0.069088 | 0.068503
1996 | 318.5104 | 0 | 0 | 0 | 0 | 0 | 0 | 0.073152 | 0.090536
1996 | 318.5208 | 0 | 0 | 0 | 0 | 0 | 0 | 0.069088 | 0.069704
1996 | 318.5313 | 0 | 0 | 0 | 0 | 0 | 0 | 0.12192 | 0.10656
1996 | 318.5417 | 0 | 0 | 0 | 0 | 0 | 0 | 0.11379 | 0.029244
1996 | 318.5521 | 0 | 0 | 0 | 0 | 0 | 0 | 0.06096 | 0.15984
1996 | 318.5625 | 0 | 0 | 0 | 0 | 0 | 0 | 0.1463 | 0.082524
1996 | 318.5729 | 0 | 0 | 0 | 0 | 0 | 0 | -0.30886 | 0.077316
1996 | 318.5833 | 0 | 0 | 0 | 0 | 0 | 0 | 0.46736 | 0.04687
1996 | 318.5938 | 0 | 0 | 0 | 0 | 0 | 0 | 0.085344 | 0.11497
1996 | 318.6042 | 0 | 0 | 0 | 0 | 0 | 0 | 0.077216 | 0.083325
1996 | 318.6146 | 0 | 0 | 0 | 0 | 0 | 0 | 0.10973 | 0.081322
1996 | 318.625 | 0 | 0 | 0 | 0 | 0 | 0 | 0.056896 | 0.079319
1996 | 318.6354 | 0 | 0 | 0 | 0 | 0 | 0 | 0.085344 | 0.072509
1996 | 318.6458 | 0 | 0 | 0 | 0 | 0 | 0 | 0.08128 | 0.10616
1996 | 318.6563 | 0 | 0 | 0 | 0 | 0 | 0 | 0.085344 | 0.065698
1996 | 318.6667 | 0 | 0 | 0 | 0 | 0 | 0 | 0.1016 | 0.087331
1996 | 318.6771 | 0 | 0 | 0 | 0 | 0 | 0 | 0.077216 | 0.061292
1996 | 318.6875 | 0 | 0 | 0 | 0 | 0 | 0 | 0.069088 | 0.076915
1996 | 318.6979 | 0 | 0 | 0 | 0 | 0 | 0 | 0.077216 | 0.050876
1996 | 318.7083 | 0 | 0 | 0 | 0 | 0 | 0 | 0.048768 | 0.04687
1996 | 318.7188 | 0 | 0 | 0 | 0 | 0 | 0 | 0.028448 | 0.016425
1996 | 318.7292 | 0 | 0 | 0 | 0 | 0 | 0 | 0 | 0.0016024
1996 | 318.7396 | 0 | 0 | 0 | 0 | 0 | 0 | 0 | 0.0028042
1996 | 318.75 | 0 | 0 | 0 | 0 | 0 | 0 | 0.004064 | -0.0024036
1996 | 318.7604 | 0 | 0 | 0 | 0 | 0 | 0 | 0.008128 | 0.0092138
1996 | 318.7708 | 0 | 0 | 0 | 0 | 0 | 0 | 0 | 0.0004006
1996 | 318.7813 | 0 | 0 | 0 | 0 | 0 | 0 | 0.008128 | 0.0048072
1996 | 318.7917 | 0 | 0 | 0 | 0 | 0 | 0 | -0.004064 | -0.0016024
1996 | 318.8021 | 0 | 0 | 0 | 0 | 0 | 0 | 0.004064 | -0.0008012
1996 | 318.8125 | 0 | 0 | 0 | 0 | 0 | 0 | 0.008128 | 0.002003
1996 | 318.8229 | 0 | 0 | 0 | 0 | 0 | 0 | -0.008128 | 0.0052078
1996 | 318.8333 | 0 | 0 | 0 | 0 | 0 | 0 | 0 | -0.008012
1996 | 318.8438 | 0 | 0 | 0 | 0 | 0 | 0 | 0 | 0.0004006
1996 | 318.8542 | 0 | 0 | 0 | 0 | 0 | 0 | 0 | 0.0012018
1996 | 318.8646 | 0 | 0 | 0 | 0 | 0 | 0 | -0.004064 | -0.014021
1996 | 318.875 | 0 | 0 | 0 | 0 | 0 | 0 | -0.004064 | 0.014021
1996 | 318.8854 | 0 | 0 | 0 | 0 | 0 | 0 | 0 | -0.011617
1996 | 318.8958 | 0 | 0 | 0 | 0 | 0 | 0 | 0 | 0.0044066
1996 | 318.9063 | 0 | 0 | 0 | 0 | 0 | 0 | 0 | 0.0056084
1996 | 318.9167 | 0 | 0 | 0 | 0 | 0 | 0 | 0 | 0.0008012
1996 | 318.9271 | 0 | 0 | 0 | 0 | 0 | 0 | 0 | -0.004006
1996 | 318.9375 | 0 | 0 | 0 | 0 | 0 | 0 | 0 | -0.0036054
1996 | 318.9479 | 0 | 0 | 0 | 0 | 0 | 0 | 0.008128 | 0.002003
1996 | 318.9583 | 0 | 0 | 0 | 0 | 0 | 0 | 0 | 0.0088132
1996 | 318.9688 | 0 | 0 | 0 | 0 | 0 | 0 | 0.004064 | 0.0024036
1996 | 318.9792 | 0 | 0 | 0 | 0 | 0 | 0 | 0.004064 | 0.0044066
1996 | 318.9896 | 0 | 0 | 0 | 0 | 0 | 0 | -0.008128 | 0.0072108
1996 | 319 | 0 | 0 | 0 | 0 | 0 | 0 | 0 | -0.016825
1996 | 319.0104 | 0 | 0 | 0 | 0 | 0 | 0 | 0.008128 | 0.004006
1996 | 319.0208 | 0 | 0 | 0 | 0 | 0 | 0 | -0.004064 | 0.0088132
1996 | 319.0313 | 0 | 0 | 0 | 0 | 0 | 0 | 0 | 0.014422
1996 | 319.0417 | 0 | 0 | 0 | 0 | 0 | 0 | 0.004064 | -0.0008012
1996 | 319.0521 | 0 | 0 | 0 | 0 | 0 | 0 | 0 | -0.0048072
1996 | 319.0625 | 0 | 0 | 0 | 0 | 0 | 0 | -0.004064 | 0.008012
1996 | 319.0729 | 0 | 0 | 0 | 0 | 0 | 0 | -0.004064 | -0.019229
1996 | 319.0833 | 0 | 0 | 0 | 0 | 0 | 0 | -0.004064 | 0.006009
1996 | 319.0938 | 0 | 0 | 0 | 0 | 0 | 0 | 0.004064 | -0.0036054
1996 | 319.1042 | 0 | 0 | 0 | 0 | 0 | 0 | 0 | -0.0016024
1996 | 319.1146 | 0 | 0 | 0 | 0 | 0 | 0 | -0.008128 | 0.0008012
1996 | 319.125 | 0 | 0 | 0 | 0 | 0 | 0 | -0.012192 | -0.010816
1996 | 319.1354 | 0 | 0 | 0 | 0 | 0 | 0 | -0.004064 | -0.0008012
1996 | 319.1458 | 0 | 0 | 0 | 0 | 0 | 0 | 0 | 0
1996 | 319.1563 | 0 | 0 | 0 | 0 | 0 | 0 | 0 | -0.018428
1996 | 319.1667 | 0 | 0 | 0 | 0 | 0 | 0 | -0.008128 | 0.0036054
1996 | 319.1771 | 0 | 0 | 0 | 0 | 0 | 0 | -0.004064 | -0.0092138
1996 | 319.1875 | 0 | 0 | 0 | 0 | 0 | 0 | -0.004064 | -0.0072108
1996 | 319.1979 | 0 | 0 | 0 | 0 | 0 | 0 | -0.012192 | -0.0024036
1996 | 319.2083 | 0 | 0 | 0 | 0 | 0 | 0 | 0 | 0.004006
1996 | 319.2188 | 0 | 0 | 0 | 0 | 0 | 0 | -0.004064 | -0.0004006
1996 | 319.2292 | 0 | 0 | 0 | 0 | 0 | 0 | 0.008128 | 0.0056084
1996 | 319.2396 | 0 | 0 | 0 | 0 | 0 | 0 | -0.004064 | -0.0008012
1996 | 319.25 | 0 | 0 | 0 | 0 | 0 | 0 | -0.012192 | 0.0024036
1996 | 319.2604 | 0 | 0 | 0 | 0 | 0 | 0 | 0 | -0.020831
1996 | 319.2708 | 0 | 0 | 0 | 0 | 0 | 0 | -0.012192 | 0.0088132
1996 | 319.2813 | 0 | 0 | 0 | 0 | 0 | 0 | 0 | 0.0028042
1996 | 319.2917 | 0 | 0 | 0 | 0 | 0 | 0 | -0.02032 | -0.0032048
1996 | 319.3021 | 0 | 0 | 0 | 0 | 0 | 0 | 0.012192 | -0.0068102
1996 | 319.3125 | 0 | 0 | 0 | 0 | 0 | 0 | 0.008128 | 0.0052078
1996 | 319.3229 | 0 | 0 | 0 | 0 | 0 | 0 | -0.004064 | 0.0076114
1996 | 319.3333 | 0 | 0 | 0 | 0 | 0 | 0 | -0.004064 | -0.0096144
1996 | 319.3438 | 0 | 0 | 0 | 0 | 0 | 0 | 0.008128 | 0.014822
1996 | 319.3542 | 0 | 0 | 0 | 0 | 0 | 0 | 0.004064 | 0.0036054
1996 | 319.3646 | 0 | 0 | 0 | 0 | 0 | 0 | -0.008128 | 0.0056084
1996 | 319.375 | 0 | 0 | 0 | 0 | 0 | 0 | -0.004064 | 0.0084126
1996 | 319.3854 | 0 | 0 | 0 | 0 | 0 | 0 | 0.02032 | 0.034452
1996 | 319.3958 | 0 | 0 | 0 | 0 | 0 | 0 | 0.008128 | -0.015223
1996 | 319.4063 | 0 | 0 | 0 | 0 | 0 | 0 | 0.012192 | 0.024837
1996 | 319.4167 | 0 | 0 | 0 | 0 | 0 | 0 | 0.044704 | -0.058888
1996 | 319.4271 | 0 | 0 | 0 | 0 | 0 | 0 | 0.004064 | 0.10736
1996 | 319.4375 | 0 | 0 | 0 | 0 | 0 | 0 | 0.052832 | 0.0096144
1996 | 319.4479 | 0 | 0 | 0 | 0 | 0 | 0 | 0.004064 | 0.045268
1996 | 319.4583 | 0 | 0 | 0 | 0 | 0 | 0 | 0.069088 | 0.018027
1996 | 319.4688 | 0 | 0 | 0 | 0 | 0 | 0 | 0 | 0.061692
1996 | 319.4792 | 0 | 0 | 0 | 0 | 0 | 0 | 0.056896 | 0.050476
1996 | 319.4896 | 0 | 0 | 0 | 0 | 0 | 0 | 0.04064 | 0.034852
1996 | 319.5 | 0 | 0 | 0 | 0 | 0 | 0 | 0.073558 | 0.062494
1996 | 319.5104 | 0 | 0 | 0 | 0 | 0 | 0 | 0.073965 | 0.08012
1996 | 319.5208 | 0 | 0 | 0 | 0 | 0 | 0 | 0.03617 | 0.05368
1996 | 319.5313 | 0 | 0 | 0 | 0 | 0 | 0 | 0.074778 | 0.056485
1996 | 319.5417 | 0 | 0 | 0 | 0 | 0 | 0 | 0.04511 | 0.097346
1996 | 319.5521 | 0 | 0 | 0 | 0 | 0 | 0 | 0.073558 | 0.068503
1996 | 319.5625 | 0 | 0 | 0 | 0 | 0 | 0 | 0.11867 | 0.074091
1996 | 319.5729 | 0 | 0 | 0 | 0 | 0 | 0 | 0.093066 | 0.076074
1996 | 319.5833 | 0 | 0 | 0 | 0 | 0 | 0 | 0.039238 | 0.062994
1996 | 319.5938 | 0 | 0 | 0 | 0 | 0 | 0 | 0.057424 | 0.076915
1996 | 319.6042 | 0 | 0 | 0 | 0 | 0 | 0 | 0.015667 | 0.083725
1996 | 319.6146 | 0 | 0 | 0 | 0 | 0 | 0 | 0.090627 | 0.068503
1996 | 319.625 | 0 | 0 | 0 | 0 | 0 | 0 | 0.097536 | 0.091737
1996 | 319.6354 | 0 | 0 | 0 | 0 | 0 | 0 | 0.048768 | 0.060891
1996 | 319.6458 | 0 | 0 | 0 | 0 | 0 | 0 | 0.11745 | 0.094942
1996 | 319.6563 | 0 | 0 | 0 | 0 | 0 | 0 | 0.067056 | 0.039659
1996 | 319.6667 | 0 | 0 | 0 | 0 | 0 | 0 | 0.070714 | 0.092539
1996 | 319.6771 | 0 | 0 | 0 | 0 | 0 | 0 | 0.061366 | 0.024837
1996 | 319.6875 | 0 | 0 | 0 | 0 | 0 | 0 | 0.080061 | 0.099349
1996 | 319.6979 | 0 | 0 | 0 | 0 | 0 | 0 | 0.08697 | 0.026039
1996 | 319.7083 | 0 | 0 | 0 | 0 | 0 | 0 | 0.06096 | 0.062894
1996 | 319.7188 | 0 | 0 | 0 | 0 | 0 | 0 | 0.068275 | 0.041662
1996 | 319.7292 | 0 | 0 | 0 | 0 | 0 | 0 | 0.043078 | 0.042063
1996 | 319.7396 | 0 | 0 | 0 | 0 | 0 | 0 | 0.017882 | 0.0068102
1996 | 319.75 | 0 | 0 | 0 | 0 | 0 | 0 | 0.021539 | 0.031247
1996 | 319.7604 | 0 | 0 | 0 | 0 | 0 | 0 | 0.013005 | -0.0052078
1996 | 319.7708 | 0 | 0 | 0 | 0 | 0 | 0 | 0.0093472 | 0.019629
1996 | 319.7813 | 0 | 0 | 0 | 0 | 0 | 0 | 0 | 0.0012018
1996 | 319.7917 | 0 | 0 | 0 | 0 | 0 | 0 | -0.0032512 | -0.0028042
1996 | 319.8021 | 0 | 0 | 0 | 0 | 0 | 0 | 0.0077216 | 0.01362
1996 | 319.8125 | 0 | 0 | 0 | 0 | 0 | 0 | -0.01016 | -0.004006
1996 | 319.8229 | 0 | 0 | 0 | 0 | 0 | 0 | -0.016662 | -0.0068102
1996 | 319.8333 | 0 | 0 | 0 | 0 | 0 | 0 | 0.02032 | 0.004006
1996 | 319.8438 | 0 | 0 | 0 | 0 | 0 | 0 | -0.032512 | -0.022834
1996 | 319.8542 | 0 | 0 | 0 | 0 | 0 | 0 | 0.010973 | 0.021632
1996 | 319.8646 | 0 | 0 | 0 | 0 | 0 | 0 | -0.0077216 | 0
1996 | 319.875 | 0 | 0 | 0 | 0 | 0 | 0 | -0.045923 | -0.010816
1996 | 319.8854 | 0 | 0 | 0 | 0 | 0 | 0 | 0.006096 | -0.018428
1996 | 319.8958 | 0 | 0 | 0 | 0 | 0 | 0 | 0.015443 | 0.026039
1996 | 319.9063 | 0 | 0 | 0 | 0 | 0 | 0 | 0.0085344 | 0.0096144
1996 | 319.9167 | 0 | 0 | 0 | 0 | 0 | 0 | -0.0008128 | 0.0056084
1996 | 319.9271 | 0 | 0 | 0 | 0 | 0 | 0 | -0.0012192 | 0.0008012
1996 | 319.9375 | 0 | 0 | 0 | 0 | 0 | 0 | -0.022352 | -0.028843
1996 | 319.9479 | 0.02032 | 0 | 0 | 0 | 0 | 0 | -0.01463 | -0.017226
1996 | 319.9583 | 0 | 0 | 0 | 0 | 0 | 0 | -0.0016256 | 0.034051
1996 | 319.9688 | 0 | 0 | 0 | 0 | 0 | 0 | -0.02479 | -0.0084126
1996 | 319.9792 | 0 | 0.03365 | 0 | 0 | 0 | 0 | 0.01016 | -0.0072108
1996 | 319.9896 | 0.030886 | 0.060891 | 0 | 0 | 0 | 0 | -0.016256 | 0.056885
1996 | 320 | 0.049581 | 0.032849 | 0 | 0 | 0 | 0 | -0.0056896 | 0.014822
1996 | 320.0104 | 0 | 0 | 0 | 0 | 0 | 0 | 0.02479 | 0.048072
1996 | 320.0208 | 0 | 0.032849 | 0 | 0 | 0 | 0 | 0.027635 | 0.035653
1996 | 320.0313 | 0 | 0 | 0 | 0 | 0 | 0 | 0.012598 | -0.015623
1996 | 320.0417 | 0.068275 | 0 | 0 | 0 | 0 | 0 | 0.0004064 | 0.04687
1996 | 320.0521 | 0 | 0 | 0 | 0 | 0 | 0 | 0.029667 | -0.0072108
1996 | 320.0625 | 0 | 0 | 0 | 0 | 0 | 0 | 0.030886 | -0.020831
1996 | 320.0729 | 0 | 0 | 0 | 0 | 0 | 0 | 0.043891 | 0.024837
1996 | 320.0833 | 0 | 0 | 0 | 0 | 0 | 0 | 0.01463 | 0.018027
1996 | 320.0938 | 0 | 0 | 0 | 0 | 0 | 0 | 0.021133 | 0.004006
1996 | 320.1042 | 0 | 0 | 0 | 0 | 0 | 0 | 0.0032512 | 0.002003
1996 | 320.1146 | 0 | 0 | 0 | 0 | 0 | 0 | -0.016662 | -0.017626
1996 | 320.125 | 0 | 0 | 0 | 0 | 0 | 0 | 0.0097536 | 0.045268
1996 | 320.1354 | 0 | 0 | 0 | 0 | 0 | 0 | 0.019507 | -0.018027
1996 | 320.1458 | 0 | 0.031247 | 0 | 0 | 0 | 0 | -0.002032 | 0.031247
1996 | 320.1563 | 0 | 0 | 0 | 0 | 0 | 0 | -0.023165 | 0.012018
1996 | 320.1667 | 0 | 0 | 0 | 0 | 0 | 0 | 0.032106 | -0.0088132
1996 | 320.1771 | 0.034138 | 0 | 0 | 0 | 0 | 0 | -0.029667 | -0.016024
1996 | 320.1875 | 0 | 0 | 0 | 0 | 0 | 0 | 0.013411 | 0.021232
1996 | 320.1979 | 0 | 0 | 0 | 0 | 0 | 0 | 0.016256 | 0.017226
1996 | 320.2083 | 0 | 0 | 0 | 0 | 0 | 0 | 0.063398 | 0.02644
1996 | 320.2188 | 0 | 0 | 0 | 0 | 0 | 0 | -0.02479 | -0.014422
1996 | 320.2292 | 0 | 0 | 0 | 0 | 0 | 0 | 0.02479 | 0
1996 | 320.2396 | 0 | 0 | 0 | 0 | 0 | 0 | -0.010566 | 0.012018
1996 | 320.25 | 0 | 0 | 0 | 0 | 0 | 0 | 0.010566 | 0.0024036
1996 | 320.2604 | 0.04064 | 0 | 0 | 0 | 0 | 0 | 0.02479 | -0.0048072
1996 | 320.2708 | 0 | 0.020831 | 0 | 0 | 0 | 0 | -0.0048768 | 0.018828
1996 | 320.2813 | 0 | 0 | 0 | 0 | 0 | 0 | -0.017069 | 0.0036054
1996 | 320.2917 | 0 | 0 | 0 | 0 | 0 | 0 | 0.037795 | -0.029244
1996 | 320.3021 | 0 | 0 | 0 | 0 | 0 | 0 | -0.01463 | 0.019629
1996 | 320.3125 | 0 | 0.036855 | 0 | 0 | 0 | 0 | 0.034138 | 0.062494
1996 | 320.3229 | 0.025197 | 0 | 0 | 0 | 0 | 0 | -0.021539 | -0.015223
1996 | 320.3333 | 0 | 0 | 0 | 0 | 0 | 0 | 0.064618 | 0.04687
1996 | 320.3438 | 0.02601 | 0 | 0 | 0 | 0 | 0 | -0.013818 | -0.0076114
1996 | 320.3542 | 0 | 0.025638 | 0 | 0 | 0 | 0 | 0.012598 | 0.022033
1996 | 320.3646 | 0 | 0 | 0 | 0 | 0 | 0 | 0.033731 | -0.019629
1996 | 320.375 | 0 | 0 | 0 | 0 | 0 | 0 | -0.026416 | -0.0076114
1996 | 320.3854 | 0 | 0 | 0 | 0 | 0 | 0 | -0.0056896 | 0.034852
1996 | 320.3958 | 0 | 0 | 0 | 0 | 0 | 0 | 0.094691 | 0.054882
1996 | 320.4063 | 0 | 0 | 0 | 0 | 0 | 0 | 0.0048768 | 0.031647
1996 | 320.4167 | 0 | 0 | 0 | 0 | 0 | 0 | 0.073965 | 0.045668
1996 | 320.4271 | 0 | 0.062494 | 0 | 0 | 0 | 0 | 0.0008128 | 0.064416
1996 | 320.4375 | 0 | 0 | 0 | 0 | 0 | 0 | 0.021539 | 0.078117
1996 | 320.4479 | 0 | 0 | 0 | 0 | 0 | 0 | 0.072746 | 0.11337
1996 | 320.4583 | 0 | 0 | 0 | 0 | 0 | 0 | 0.12761 | 0.067701
1996 | 320.4688 | 0 | 0 | 0 | 0 | 0 | 0 | 0.036982 | 0.059089
1996 | 320.4792 | 0 | 0 | 0 | 0 | 0 | 0 | 0.11542 | 0.075273
1996 | 320.4896 | 0 | 0 | 0 | 0 | 0 | 0 | 0.043891 | 0.02003
1996 | 320.5 | 0 | 0 | 0 | 0 | 0 | 0 | 0.12924 | 0.15183
1996 | 320.5104 | 0 | 0 | 0 | 0 | 0 | 0 | 0.058115 | 0.098948
1996 | 320.5208 | 0 | 0 | 0 | 0 | 0 | 0 | 0.15565 | 0.08693
1996 | 320.5313 | 0 | 0 | 0 | 0 | 0 | 0 | 0.070673 | 0.098948
1996 | 320.5417 | 0 | 0 | 0 | 0 | 0 | 0 | 0.087335 | 0.089534
1996 | 320.5521 | 0 | 0 | 0 | 0 | 0 | 0 | 0.11095 | 0.10588
1996 | 320.5625 | 0 | 0 | 0 | 0 | 0 | 0 | 0.047142 | 0.094942
1996 | 320.5729 | 0 | 0 | 0 | 0 | 0 | 0 | 0.067056 | 0.07331
1996 | 320.5833 | 0 | 0 | 0 | 0 | 0 | 0 | 0.10729 | 0.076915
1996 | 320.5938 | 0 | 0 | 0 | 0 | 0 | 0 | 0.069901 | 0.080521
1996 | 320.6042 | 0 | 0 | 0 | 0 | 0 | 0 | 0.10404 | 0.09334
1996 | 320.6146 | 0 | 0 | 0 | 0 | 0 | 0 | 0.103 | 0.08699
1996 | 320.625 | 0 | 0 | 0 | 0 | 0 | 0 | 0.048829 | 0.045047
1996 | 320.6354 | 0 | 0 | 0 | 0 | 0 | 0 | 0.072746 | 0.072909
1996 | 320.6458 | 0 | 0 | 0 | 0 | 0 | 0 | 0.020726 | 0.02003
1996 | 320.6563 | 0 | 0 | 0 | 0 | 0 | 0 | 0.1016 | 0.08693
1996 | 320.6667 | 0 | 0 | 0 | 0 | 0 | 0 | 0.04064 | 0.060891
1996 | 320.6771 | 0 | 0 | 0 | 0 | 0 | 0 | 0 | 0.022033
1996 | 320.6875 | 0 | 0 | 0 | 0 | 0 | 0 | 0.054051 | 0.03325
1996 | 320.6979 | 0 | 0 | 0 | 0 | 0 | 0 | 0.056896 | 0.04006
1996 | 320.7083 | 0 | 0 | 0 | 0 | 0 | 0 | 0.034138 | 0.021632
1996 | 320.7188 | 0 | 0 | 0 | 0 | 0 | 0 | -0.016662 | -0.011217
1996 | 320.7292 | 0 | 0 | 0 | 0 | 0 | 0 | 0.02479 | 0.034852
1996 | 320.7396 | 0 | 0 | 0 | 0 | 0 | 0 | 0.11054 | 0.038057
1996 | 320.75 | 0 | 0 | 0 | 0 | 0 | 0 | 0.046736 | 0.03365
1996 | 320.7604 | 0 | 0 | 0 | 0 | 0 | 0 | 0.0085344 | -0.0032048
1996 | 320.7708 | 0 | 0 | 0 | 0 | 0 | 0 | 0.010973 | 0.024036
1996 | 320.7813 | 0 | 0 | 0 | 0 | 0 | 0 | 0.017882 | 0.015623
1996 | 320.7917 | 0 | 0 | 0 | 0 | 0 | 0 | 0.0065024 | -0.0064096
1996 | 320.8021 | 0 | 0 | 0 | 0 | 0 | 0 | 0.02032 | 0.012419
1996 | 320.8125 | 0 | 0 | 0 | 0 | 0 | 0 | 0.002032 | -0.0036054
1996 | 320.8229 | 0 | 0 | 0 | 0 | 0 | 0 | -0.002032 | 0.022434
1996 | 320.8333 | 0 | 0 | 0 | 0 | 0 | 0 | -0.01016 | -0.012819
1996 | 320.8438 | 0 | 0 | 0 | 0 | 0 | 0 | -0.011786 | -0.016825
1996 | 320.8542 | 0 | 0 | 0 | 0 | 0 | 0 | 0.025603 | 0.0064096
1996 | 320.8646 | 0 | 0 | 0 | 0 | 0 | 0 | -0.012598 | -0.015223
1996 | 320.875 | 0.021133 | 0 | 0 | 0 | 0 | 0 | -0.039014 | -0.027241
1996 | 320.8854 | 0 | 0 | 0 | 0 | 0 | 0 | -0.021539 | 0.01362
1996 | 320.8958 | 0 | 0 | 0 | 0 | 0 | 0 | -0.0032512 | -0.0096144
1996 | 320.9063 | 0 | 0 | 0 | 0 | 0 | 0 | 0.030886 | 0.04687
1996 | 320.9167 | 0 | 0 | 0 | 0 | 0 | 0 | 0.015443 | 0.004006
1996 | 320.9271 | 0.061773 | 0 | 0 | 0 | 0 | 0 | 0.0052832 | -0.0036054
1996 | 320.9375 | 0 | 0 | 0 | 0 | 0 | 0 | 0.017882 | 0.0044066
1996 | 320.9479 | 0 | 0 | 0 | 0 | 0 | 0 | 0.021539 | 0.01362
1996 | 320.9583 | 0 | 0 | 0 | 0 | 0 | 0 | -0.030074 | -0.008012
1996 | 320.9688 | 0 | 0 | 0 | 0 | 0 | 0 | 0.010973 | 0.0028042
1996 | 320.9792 | 0 | 0 | 0 | 0 | 0 | 0 | 0.01463 | -0.011617
1996 | 320.9896 | 0.039014 | 0.028843 | 0 | 0 | 0 | 0 | 0.039421 | 0.020431
1996 | 321 | 0 | 0 | 0 | 0 | 0 | 0 | 0.0024384 | 0.025638
1996 | 321.0104 | 0 | 0 | 0 | 0 | 0 | 0 | 0.004064 | 0.034051
1996 | 321.0208 | 0 | 0 | 0 | 0 | 0 | 0 | 0.0065024 | -0.0092138
1996 | 321.0313 | 0.030886 | 0 | 0 | 0 | 0 | 0 | -0.012192 | -0.034852
1996 | 321.0417 | 0 | 0 | 0 | 0 | 0 | 0 | 0.039014 | 0.050476
1996 | 321.0521 | 0 | 0.038458 | 0 | 0 | 0 | 0 | 0.0052832 | -0.02684
1996 | 321.0625 | 0 | 0 | 0 | 0 | 0 | 0 | -0.002032 | 0.048072
1996 | 321.0729 | 0 | 0 | 0 | 0 | 0 | 0 | 0.032512 | 0.059689
1996 | 321.0833 | 0 | 0.037656 | 0 | 0 | 0 | 0 | -0.022352 | -0.054882
1996 | 321.0938 | 0 | 0 | 0 | 0 | 0 | 0 | 0.023165 | 0.0084126
1996 | 321.1042 | 0 | 0 | 0 | 0 | 0 | 0 | 0.0008128 | 0.039659
1996 | 321.1146 | 0.035763 | 0 | 0 | 0 | 0 | 0 | 0.045923 | 0.020431
1996 | 321.125 | 0 | 0 | 0 | 0 | 0 | 0 | -0.019507 | -0.002003
1996 | 321.1354 | 0.021946 | 0 | 0 | 0 | 0 | 0 | 0.021133 | 0.029244
1996 | 321.1458 | 0 | 0 | 0 | 0 | 0 | 0 | 0.09591 | 0.023235
1996 | 321.1563 | 0 | 0 | 0 | 0 | 0 | 0 | 0.01016 | -0.014822
1996 | 321.1667 | 0.030886 | 0 | 0 | 0 | 0 | 0 | -0.008128 | 0.024437
1996 | 321.1771 | 0 | 0 | 0 | 0 | 0 | 0 | 0.032918 | 0.0056084
1996 | 321.1875 | 0 | 0 | 0 | 0 | 0 | 0 | 0.015037 | 0.017626
1996 | 321.1979 | 0.057709 | 0.023235 | 0 | 0 | 0 | 0 | -0.012598 | -0.01362
1996 | 321.2083 | 0 | 0 | 0 | 0 | 0 | 0 | 0.04511 | 0.012018
1996 | 321.2188 | 0 | 0.028042 | 0 | 0 | 0 | 0 | -0.052832 | -0.021632
1996 | 321.2292 | 0 | 0 | 0 | 0 | 0 | 0 | -0.0056896 | 0.0032048
1996 | 321.2396 | 0 | 0 | 0 | 0 | 0 | 0 | -0.02601 | -0.028042
1996 | 321.25 | 0 | 0 | 0.064211 | 0.067301 | 0 | 0 | 0 | -0.0048072
1996 | 321.2604 | 0 | 0 | 0.03495 | 0 | 0 | 0 | -0.0085344 | -0.017626
1996 | 321.2708 | 0 | 0 | 0 | 0 | 0 | 0 | -0.018288 | -0.0076114
1996 | 321.2813 | 0 | 0 | 0.26416 | 0.24517 | 0 | 0 | 0.0048768 | 0.0076114
1996 | 321.2917 | 0 | 0 | 1.6289 | 1.6985 | 0 | 0 | 0 | 0
1996 | 321.3021 | 0 | 0 | 1.0859 | 0.98387 | 0 | 0 | 0 | 0
1996 | 321.3125 | 0 | 0 | 1.3785 | 1.3348 | 0 | 0 | 0 | -2.2737e-13
1996 | 321.3229 | 0 | 0 | 1.7719 | 1.7763 | 0 | 0 | 0 | 0
1996 | 321.3333 | 0 | 0 | 2.5441 | 2.2001 | 0 | 0 | 2.2737e-13 | 0
1996 | 321.3438 | 0 | 0 | 0.32512 | 0.48312 | 0 | 0 | 0.10973 | 0.076915
1996 | 321.3542 | 0 | 0 | 0 | 0 | 0 | 0 | 0.004064 | 0.012419
1996 | 321.3646 | 0 | 0 | 0 | 0 | 0 | 0 | 0.056896 | 0.032048
1996 | 321.375 | 0 | 0 | 0.08128 | 0 | 0 | 0 | 0 | 0.082123
1996 | 321.3854 | 0 | 0 | 0.80467 | 0.7331 | 0 | 0 | 0 | 0
1996 | 321.3958 | 0 | 0 | 0.89408 | 1.0279 | 0 | 0 | 0 | 0
1996 | 321.4063 | 0 | 0 | 0.1463 | 0.16825 | 0 | 0 | 0.1016 | 0.11057
1996 | 321.4167 | 0 | 0 | 0 | 0 | 0 | 0 | 0.02032 | -0.036855
1996 | 321.4271 | 0 | 0 | 0 | 0 | 0 | 0 | 0.02032 | 0.086129
1996 | 321.4375 | 0 | 0 | 0 | 0 | 0 | 0 | 0.093472 | 0.067701
1996 | 321.4479 | 0 | 0 | 0 | 0 | 0 | 0 | 0.1463 | 0.18468
1996 | 321.4583 | 0 | 0 | 0 | 0.099349 | 0 | 0 | 0.10566 | 0.08653
1996 | 321.4688 | 0 | 0 | 0 | 0 | 0 | 0 | 0.12598 | 0.13901
1996 | 321.4792 | 0 | 0 | 0 | 0 | 0 | 0 | 0.077216 | 0.12739
1996 | 321.4896 | 0 | 0 | 0 | 0 | 0 | 0 | 0.016256 | 0.052879
1996 | 321.5 | 0 | 0 | 0 | 0 | 0 | 0 | 0.10973 | -0.0036054
1996 | 321.5104 | 0 | 0 | 0 | 0 | 0 | 0 | 0.077216 | 0.1338
1996 | 321.5208 | 0 | 0 | 0 | 0 | 0 | 0 | 0.10973 | 0.17827
1996 | 321.5313 | 0 | 0 | 0 | 0 | 0 | 0 | 0.02032 | 0.077716
1996 | 321.5417 | 0 | 0 | 0 | 0 | 0 | 0 | 0.10566 | -0.01362
1996 | 321.5521 | 0 | 0 | 0 | 0 | 0 | 0 | 0.21133 | 0.28242
1996 | 321.5625 | 0 | 0 | 0 | 0 | 0 | 0 | 0.085344 | 0.087731
1996 | 321.5729 | 0 | 0 | 0 | 0.12659 | 0 | 0 | -0.008128 | 0.12018
1996 | 321.5833 | 0 | 0 | 0 | 0 | 0 | 0 | 0.10973 | 0.20551
1996 | 321.5938 | 0 | 0 | 0 | 0 | 0 | 0 | 0.15037 | 0.006009
1996 | 321.6042 | 0 | 0 | 0 | 0 | 0 | 0 | 0.044704 | 0.14582
1996 | 321.6146 | 0 | 0 | 0 | 0 | 0 | 0 | 0.1016 | 0.060891
1996 | 321.625 | 0 | 0 | 0 | 0 | 0 | 0 | 0.13411 | 0.10776
1996 | 321.6354 | 0 | 0 | 0 | 0 | 0 | 0 | 0.065024 | 0.039259
1996 | 321.6458 | 0 | 0 | 0 | 0 | 0 | 0 | 0.073152 | 0.028443
1996 | 321.6563 | 0 | 0 | 0 | 0 | 0 | 0 | 0.069088 | 0.10936
1996 | 321.6667 | 0 | 0 | 0 | 0 | 0 | 0 | 0.08128 | 0.1334
1996 | 321.6771 | 0 | 0 | 0 | 0 | 0 | 0 | 0.089408 | 0.048873
1996 | 321.6875 | 0 | 0 | 0 | 0 | 0 | 0 | 0.093472 | 0.12779
1996 | 321.6979 | 0 | 0 | 0 | 0 | 0 | 0 | 0.13005 | 0.058087
1996 | 321.7083 | 0 | 0 | 0 | 0 | 0 | 0 | 0.004064 | 0.011217
1996 | 321.7188 | 0 | 0 | 0 | 0 | 0 | 0 | 0.18288 | 0.10215
1996 | 321.7292 | 0 | 0 | 0 | 0 | 0 | 0 | -0.012192 | 0.023235
1996 | 321.7396 | 0 | 0 | 0 | 0 | 0 | 0 | 0.06096 | 0.038858
1996 | 321.75 | 0 | 0 | 0 | 0 | 0 | 0 | 0.016256 | 0.02003
1996 | 321.7604 | 0 | 0 | 0 | 0 | 0 | 0 | 0.008128 | -0.006009
1996 | 321.7708 | 0 | 0 | 0 | 0 | 0 | 0 | -0.028448 | -0.0016024
1996 | 321.7813 | 0 | 0 | 0 | 0 | 0 | 0 | 0.032512 | 0.02684
1996 | 321.7917 | 0 | 0 | 0 | 0 | 0 | 0 | 0.016256 | 0.0008012
1996 | 321.8021 | 0 | 0 | 0 | 0 | 0 | 0 | -0.02032 | -0.010416
1996 | 321.8125 | 0 | 0 | 0 | 0 | 0 | 0 | -0.008128 | 0.019629
1996 | 321.8229 | 0 | 0 | 0 | 0 | 0 | 0 | 0.016256 | -0.03325
1996 | 321.8333 | 0 | 0 | 0 | 0 | 0 | 0 | 0.012192 | 0.062494
1996 | 321.8438 | 0 | 0 | 0 | 0 | 0 | 0 | 0.004064 | 0.006009
1996 | 321.8542 | 0 | 0 | 0 | 0 | 0 | 0 | -0.02032 | -0.0028042
1996 | 321.8646 | 0 | 0 | 0 | 0 | 0 | 0 | 0.04064 | 0.027241
1996 | 321.875 | 0 | 0 | 0 | 0 | 0 | 0 | 0.008128 | -0.0096144
1996 | 321.8854 | 0 | 0 | 0 | 0 | 0 | 0 | 0.02032 | 0.035253
1996 | 321.8958 | 0.032512 | 0 | 0 | 0 | 0 | 0 | -0.016256 | 0.01322
1996 | 321.9063 | 0 | 0 | 0 | 0 | 0 | 0 | 0.032512 | -0.0064096
1996 | 321.9167 | 0 | 0 | 0 | 0 | 0 | 0 | 0.016256 | 0.028843
1996 | 321.9271 | 0 | 0 | 0 | 0 | 0 | 0 | 0.016256 | 0.030846
1996 | 321.9375 | 0 | 0 | 0 | 0 | 0 | 0 | 0.028448 | -0.0068102
1996 | 321.9479 | 0 | 0 | 0 | 0 | 0 | 0 | 0.024384 | 0.038458
1996 | 321.9583 | 0 | 0 | 0 | 0 | 0 | 0 | -0.036576 | 0.0056084
1996 | 321.9688 | 0 | 0.024036 | 0 | 0 | 0 | 0 | -0.008128 | 0.0048072
1996 | 321.9792 | 0 | 0 | 0 | 0 | 0 | 0 | 0.004064 | 0.023635
1996 | 321.9896 | 0 | 0 | 0 | 0 | 0 | 0 | 0.012192 | 0.022834
1996 | 322 | 0 | 0 | 0 | 0 | 0 | 0 | 0.012192 | 0.0028042
1996 | 322.0104 | 0 | 0 | 0 | 0 | 0 | 0 | 0.02032 | -0.01362
1996 | 322.0208 | 0 | 0 | 0 | 0 | 0 | 0 | -0.004064 | 0.019229
1996 | 322.0313 | 0 | 0 | 0 | 0 | 0 | 0 | 0.008128 | 0.028443
1996 | 322.0417 | 0 | 0.045668 | 0 | 0 | 0 | 0 | -0.016256 | 0.015623
1996 | 322.0521 | 0 | 0 | 0 | 0 | 0 | 0 | 0.008128 | 0.010416
1996 | 322.0625 | 0 | 0 | 0 | 0 | 0 | 0 | -0.004064 | 0.010015
1996 | 322.0729 | 0 | 0 | 0 | 0 | 0 | 0 | -0.008128 | -0.0044066
1996 | 322.0833 | 0 | 0 | 0 | 0 | 0 | 0 | -0.004064 | -0.016024
1996 | 322.0938 | 0 | 0 | 0 | 0 | 0 | 0 | -0.004064 | 0.019229
1996 | 322.1042 | 0 | 0 | 0 | 0 | 0 | 0 | 2.2737e-13 | 0.0076114
1996 | 322.1146 | 0 | 0 | 0 | 0 | 0 | 0 | 0.008128 | 0.016825
1996 | 322.125 | 0 | 0.04006 | 0 | 0 | 0 | 0 | 0.008128 | 0.028042
1996 | 322.1354 | 0 | 0 | 0 | 0 | 0 | 0 | 0.004064 | -0.0052078
1996 | 322.1458 | 0 | 0 | 0 | 0 | 0 | 0 | -0.004064 | 0.0048072
1996 | 322.1563 | 0 | 0 | 0 | 0 | 0 | 0 | 0.008128 | 0.024837
1996 | 322.1667 | 0 | 0 | 0 | 0 | 0 | 0 | -0.004064 | -0.015223
1996 | 322.1771 | 0 | 0 | 0 | 0 | 0 | 0 | -0.004064 | 0.0036054
1996 | 322.1875 | 0 | 0 | 0 | 0 | 0 | 0 | 0 | 0.016425
1996 | 322.1979 | 0 | 0 | 0 | 0 | 0 | 0 | 0 | -0.011217
1996 | 322.2083 | 0 | 0 | 0 | 0 | 0 | 0 | 0.012192 | 0.0016024
1996 | 322.2188 | 0 | 0 | 0 | 0 | 0 | 0 | -0.012192 | -0.0084126
1996 | 322.2292 | 0 | 0 | 0 | 0 | 0 | 0 | 0 | 0.0032048
1996 | 322.2396 | 0 | 0 | 0 | 0 | 0 | 0 | 0.012192 | 0.0068102
1996 | 322.25 | 0.024384 | 0 | 0 | 0 | 0 | 0 | 0.004064 | -0.0004006
1996 | 322.2604 | 0 | 0 | 0 | 0 | 0 | 0 | 0.016256 | 0.019229
1996 | 322.2708 | 0 | 0 | 0 | 0 | 0 | 0 | 0.004064 | 0.0096144
1996 | 322.2813 | 0 | 0 | 0 | 0 | 0 | 0 | 0.012192 | 0.010015
1996 | 322.2917 | 0 | 0 | 0 | 0 | 0 | 0 | -0.008128 | 0.0068102
1996 | 322.3021 | 0 | 0 | 0 | 0 | 0 | 0 | 0.008128 | -0.0004006
1996 | 322.3125 | 0 | 0 | 0 | 0 | 0 | 0 | -0.004064 | 0.008012
1996 | 322.3229 | 0 | 0 | 0 | 0 | 0 | 0 | 0.016256 | 0.0096144
1996 | 322.3333 | 0 | 0 | 0 | 0 | 0 | 0 | 0.012192 | -0.0032048
1996 | 322.3438 | 0 | 0 | 0 | 0 | 0 | 0 | 0.016256 | -0.0024036
1996 | 322.3542 | 0 | 0 | 0 | 0 | 0 | 0 | 0.004064 | 0.021232
1996 | 322.3646 | 0 | 0 | 0 | 0 | 0 | 0 | 0.008128 | -0.011617
1996 | 322.375 | 0 | 0 | 0 | 0 | 0 | 0 | 0.024384 | 0.058488
1996 | 322.3854 | 0 | 0.057686 | 0 | 0 | 0 | 0 | -2.2737e-13 | 0.022834
1996 | 322.3958 | 0 | 0 | 0 | 0 | 0 | 0 | -0.004064 | 0.054882
1996 | 322.4063 | 0 | 0.022434 | 0 | 0 | 0 | 0 | 0.004064 | -0.015223
1996 | 322.4167 | 0 | 0 | 0 | 0 | 0 | 0 | 0.04064 | 0.061692
1996 | 322.4271 | 0 | 0 | 0 | 0 | 0 | 0 | 0.028448 | 0.01362
1996 | 322.4375 | 0 | 0 | 0 | 0 | 0 | 0 | 0.028448 | 0.018428
1996 | 322.4479 | 0 | 0 | 0 | 0 | 0 | 0 | 0.036576 | 0.025238
1996 | 322.4583 | 0.04064 | 0 | 0 | 0 | 0 | 0 | 0.036576 | 0.019229
1996 | 322.4688 | 0 | 0 | 0 | 0 | 0 | 0 | 0.048768 | 0.037256
1996 | 322.4792 | 0 | 0 | 0 | 0 | 0 | 0 | -0.004064 | 0.038858
1996 | 322.4896 | 0 | 0 | 0 | 0 | 0 | 0 | 0.044704 | -0.0016024
1996 | 322.5 | 0 | 0 | 0 | 0 | 0 | 0 | 0.032512 | 0.071707
1996 | 322.5104 | 0 | 0 | 0 | 0 | 0 | 0 | 0.048768 | 0.036455
1996 | 322.5208 | 0 | 0 | 0 | 0 | 0 | 0 | 0.052832 | 0.022033
1996 | 322.5313 | 0 | 0 | 0 | 0 | 0 | 0 | 0.036576 | 0.062494
1996 | 322.5417 | 0 | 0 | 0 | 0 | 0 | 0 | 0.032512 | 0.008012
1996 | 322.5521 | 0 | 0 | 0 | 0 | 0 | 0 | 0.048768 | 0.055283
1996 | 322.5625 | 0 | 0 | 0 | 0 | 0 | 0 | 0.036576 | 0.052479
1996 | 322.5729 | 0 | 0 | 0 | 0 | 0 | 0 | 0.04064 | 0.050476
1996 | 322.5833 | 0 | 0 | 0 | 0 | 0 | 0 | 0.08128 | 0.062093
1996 | 322.5938 | 0 | 0 | 0 | 0 | 0 | 0 | 0.024384 | 0.014822
1996 | 322.6042 | 0 | 0 | 0 | 0 | 0 | 0 | 0.036576 | 0.038057
1996 | 322.6146 | 0 | 0 | 0 | 0 | 0 | 0 | 0.044704 | 0.051677
1996 | 322.625 | 0 | 0 | 0 | 0 | 0 | 0 | 0.04064 | 0.039259
1996 | 322.6354 | 0 | 0 | 0 | 0 | 0 | 0 | 0.012192 | 0.02684
1996 | 322.6458 | 0 | 0 | 0 | 0 | 0 | 0 | 0.073152 | 0.08693
1996 | 322.6563 | 0 | 0 | 0 | 0 | 0 | 0 | 0.06096 | 0.0096144
1996 | 322.6667 | 0 | 0 | 0 | 0 | 0 | 0 | -0.008128 | 0.079319
1996 | 322.6771 | 0 | 0 | 0 | 0 | 0 | 0 | 0.069088 | 0.038458
1996 | 322.6875 | 0 | 0 | 0 | 0 | 0 | 0 | 0.069088 | -0.0048072
1996 | 322.6979 | 0 | 0 | 0 | 0 | 0 | 0 | 0.032512 | 0.069704
1996 | 322.7083 | 0 | 0 | 0 | 0 | 0 | 0 | 0.032512 | 0.035653
1996 | 322.7188 | 0 | 0 | 0 | 0 | 0 | 0 | 0.073152 | 0.039659
1996 | 322.7292 | 0 | 0 | 0 | 0 | 0 | 0 | 0.048768 | 0.030846
1996 | 322.7396 | 0 | 0 | 0 | 0 | 0 | 0 | 0.044704 | 0.030446
1996 | 322.75 | 0 | 0 | 0 | 0 | 0 | 0 | 0.012192 | 0
1996 | 322.7604 | 0 | 0 | 0 | 0 | 0 | 0 | -0.016256 | 0.022834
1996 | 322.7708 | 0.024384 | 0 | 0 | 0 | 0 | 0 | 0.012192 | -0.019629
1996 | 322.7813 | 0 | 0 | 0 | 0 | 0 | 0 | 0.044704 | 0.041262
1996 | 322.7917 | 0 | 0 | 0 | 0 | 0 | 0 | 0.024384 | 0.01362
1996 | 322.8021 | 0 | 0 | 0 | 0 | 0 | 0 | 0.004064 | 0.012018
1996 | 322.8125 | 0 | 0 | 0 | 0 | 0 | 0 | 0.02032 | 0.014021
1996 | 322.8229 | 0 | 0 | 0 | 0 | 0 | 0 | 0.073152 | 0.047671
1996 | 322.8333 | 0 | 0 | 0 | 0 | 0 | 0 | 0.012192 | 0.010015
1996 | 322.8438 | 0 | 0 | 0 | 0 | 0 | 0 | 0.008128 | 0.022033
1996 | 322.8542 | 0 | 0 | 0 | 0 | 0 | 0 | -0.024384 | 0.008012
1996 | 322.8646 | 0 | 0 | 0 | 0 | 0 | 0 | 0.02032 | 0.010816
1996 | 322.875 | 0 | 0 | 0 | 0 | 0 | 0 | 0.016256 | 0.008012
1996 | 322.8854 | 0 | 0 | 0 | 0 | 0 | 0 | 0 | 0.002003
1996 | 322.8958 | 0 | 0.027241 | 0 | 0 | 0 | 0 | -0.04064 | -0.0004006
1996 | 322.9063 | 0 | 0 | 0 | 0 | 0 | 0 | -0.02032 | 0.017626
1996 | 322.9167 | 0.024384 | 0 | 0 | 0 | 0 | 0 | -0.02032 | 0.0012018
1996 | 322.9271 | 0 | 0 | 0 | 0 | 0 | 0 | 0.012192 | 0.0028042
1996 | 322.9375 | 0 | 0 | 0 | 0 | 0 | 0 | -0.008128 | -0.010416
1996 | 322.9479 | 0 | 0 | 0 | 0 | 0 | 0 | 0.024384 | 0.022033
1996 | 322.9583 | 0 | 0 | 0 | 0 | 0 | 0 | 0.024384 | 0.024437
1996 | 322.9688 | 0 | 0 | 0 | 0 | 0 | 0 | 0.04064 | 0.04647
1996 | 322.9792 | 0 | 0 | 0 | 0 | 0 | 0 | 0.012192 | 0.031247
1996 | 322.9896 | 0 | 0 | 0 | 0 | 0 | 0 | 0.044704 | 0.02644
1996 | 323 | 0 | 0 | 0 | 0 | 0 | 0 | 0.008128 | 0.01362
1996 | 323.0104 | 0 | 0 | 0 | 0 | 0 | 0 | -0.024384 | -0.017626
1996 | 323.0208 | 0 | 0 | 0 | 0 | 0 | 0 | 0.036576 | 0.017626
1996 | 323.0313 | 0 | 0 | 0 | 0 | 0 | 0 | 0.008128 | 0.023635
1996 | 323.0417 | 0 | 0 | 0 | 0 | 0 | 0 | 0.06096 | 0.046069
1996 | 323.0521 | 0 | 0 | 0 | 0 | 0 | 0 | 0.044704 | 0.02644
1996 | 323.0625 | 0 | 0 | 0 | 0 | 0 | 0 | -0.004064 | -0.0096144
1996 | 323.0729 | 0 | 0 | 0 | 0 | 0 | 0 | 0.02032 | 0.027241
1996 | 323.0833 | 0 | 0 | 0 | 0 | 0 | 0 | 0 | -0.0016024
1996 | 323.0938 | 0 | 0 | 0 | 0 | 0 | 0 | 0.02032 | 0.017626
1996 | 323.1042 | 0 | 0 | 0 | 0 | 0 | 0 | 0.032512 | 0.0068102
1996 | 323.1146 | 0 | 0 | 0 | 0 | 0 | 0 | -0.02032 | 0.0048072
1996 | 323.125 | 0 | 0 | 0 | 0 | 0 | 0 | -0.004064 | -0.01362
1996 | 323.1354 | 0 | 0 | 0 | 0 | 0 | 0 | 0.008128 | 0.016024
1996 | 323.1458 | 0 | 0 | 0 | 0 | 0 | 0 | 0.036576 | 0.028042
1996 | 323.1563 | 0 | 0 | 0 | 0 | 0 | 0 | 0.004064 | -0.0032048
1996 | 323.1667 | 0 | 0 | 0 | 0 | 0 | 0 | -0.004064 | 0.0088132
1996 | 323.1771 | 0 | 0 | 0 | 0 | 0 | 0 | -0.004064 | 0.0028042
1996 | 323.1875 | 0 | 0 | 0 | 0 | 0 | 0 | -0.004064 | 0.0096144
1996 | 323.1979 | 0 | 0 | 0 | 0 | 0 | 0 | 0.008128 | -0.0012018
1996 | 323.2083 | 0 | 0 | 0 | 0 | 0 | 0 | 0.024384 | 0.014822
1996 | 323.2188 | 0 | 0 | 0 | 0 | 0 | 0 | 0.032512 | 0.030846
1996 | 323.2292 | 0 | 0 | 0 | 0 | 0 | 0 | -0.016256 | -0.0068102
1996 | 323.2396 | 0 | 0 | 0 | 0 | 0 | 0 | 0.02032 | 0.0044066
1996 | 323.25 | 0 | 0 | 0 | 0 | 0 | 0 | 0.016256 | 0.011217
1996 | 323.2604 | 0 | 0 | 0 | 0 | 0 | 0 | 0.004064 | 0.010816
1996 | 323.2708 | 0 | 0 | 0 | 0 | 0 | 0 | 0.004064 | 0.012419
1996 | 323.2813 | 0 | 0 | 0 | 0 | 0 | 0 | 0.004064 | -0.0036054
1996 | 323.2917 | 0 | 0 | 0 | 0 | 0 | 0 | 0.008128 | 0
1996 | 323.3021 | 0 | 0 | 0 | 0 | 0 | 0 | -0.012192 | 0.0068102
1996 | 323.3125 | 0 | 0 | 0 | 0 | 0 | 0 | 0 | -0.008012
1996 | 323.3229 | 0 | 0 | 0 | 0 | 0 | 0 | 0.004064 | 0.0088132
1996 | 323.3333 | 0 | 0 | 0 | 0 | 0 | 0 | 0.008128 | -0.016825
1996 | 323.3438 | 0 | 0 | 0 | 0 | 0 | 0 | -0.012192 | 0.022033
1996 | 323.3542 | 0 | 0 | 0 | 0 | 0 | 0 | 0.008128 | -0.0008012
1996 | 323.3646 | 0 | 0 | 0 | 0 | 0 | 0 | 0.016256 | 0.0096144
1996 | 323.375 | 0 | 0 | 0 | 0 | 0 | 0 | 0.008128 | 0.020431
1996 | 323.3854 | 0 | 0 | 0 | 0 | 0 | 0 | 0.028448 | 0.012419
1996 | 323.3958 | 0 | 0 | 0 | 0 | 0 | 0 | 0.016256 | 0.03365
1996 | 323.4063 | 0 | 0 | 0 | 0 | 0 | 0 | 0.04064 | 0.034051
1996 | 323.4167 | 0 | 0 | 0 | 0 | 0 | 0 | 0.048768 | 0.028042
1996 | 323.4271 | 0 | 0 | 0 | 0 | 0 | 0 | 0.056896 | 0.059689
1996 | 323.4375 | 0 | 0 | 0 | 0 | 0 | 0 | 0.065024 | 0.052479
1996 | 323.4479 | 0 | 0 | 0 | 0 | 0 | 0 | 0.048768 | 0.058488
1996 | 323.4583 | 0 | 0 | 0 | 0 | 0 | 0 | 0.073152 | 0.057286
1996 | 323.4688 | 0 | 0 | 0 | 0 | 0 | 0 | 0.069088 | 0.067301
1996 | 323.4792 | 0 | 0 | 0 | 0 | 0 | 0 | 0.069088 | 0.074912
1996 | 323.4896 | 0 | 0 | 0 | 0 | 0 | 0 | 0.073152 | 0.078918
1996 | 323.5 | 0 | 0 | 0 | 0 | 0 | 0 | 0.077216 | 0.070105
1996 | 323.5104 | 0 | 0 | 0 | 0 | 0 | 0 | 0.085344 | 0.084126
1996 | 323.5208 | 0 | 0 | 0 | 0 | 0 | 0 | 0.093472 | 0.086129
1996 | 323.5313 | 0 | 0 | 0 | 0 | 0 | 0 | 0.085344 | 0.092539
1996 | 323.5417 | 0 | 0 | 0 | 0 | 0 | 0 | 0.077216 | 0.082123
1996 | 323.5521 | 0 | 0 | 0 | 0 | 0 | 0 | 0.089408 | 0.071707
1996 | 323.5625 | 0 | 0 | 0 | 0 | 0 | 0 | 0.093472 | 0.10215
1996 | 323.5729 | 0 | 0 | 0 | 0 | 0 | 0 | 0.089408 | 0.089334
1996 | 323.5833 | 0 | 0 | 0 | 0 | 0 | 0 | 0.097536 | 0.086129
1996 | 323.5938 | 0 | 0 | 0 | 0 | 0 | 0 | 0.08128 | 0.083325
1996 | 323.6042 | 0 | 0 | 0 | 0 | 0 | 0 | 0.08128 | 0.09374
1996 | 323.6146 | 0 | 0 | 0 | 0 | 0 | 0 | 0.11379 | 0.10976
1996 | 323.625 | 0 | 0 | 0 | 0 | 0 | 0 | 0.1016 | 0.078117
1996 | 323.6354 | 0 | 0 | 0 | 0 | 0 | 0 | 0.073152 | 0.084927
1996 | 323.6458 | 0 | 0 | 0 | 0 | 0 | 0 | 0.093472 | 0.075313
1996 | 323.6563 | 0 | 0 | 0 | 0 | 0 | 0 | 0.076403 | 0.07371
1996 | 323.6667 | 0 | 0 | 0 | 0 | 0 | 0 | 0.072339 | 0.058488
1996 | 323.6771 | 0 | 0 | 0 | 0 | 0 | 0 | 0.052426 | 0.060891
1996 | 323.6875 | 0 | 0 | 0 | 0 | 0 | 0 | 0.028854 | 0.032449
1996 | 323.6979 | 0 | 0 | 0 | 0 | 0 | 0 | 0.059334 | 0.055683
1996 | 323.7083 | 0 | 0 | 0 | 0 | 0 | 0 | 0.032918 | 0.024437
1996 | 323.7188 | 0 | 0 | 0 | 0 | 0 | 0 | 0.0085344 | -0.0032048
1996 | 323.7292 | 0 | 0 | 0 | 0 | 0 | 0 | 0.0036576 | 0.011217
1996 | 323.7396 | 0 | 0 | 0 | 0 | 0 | 0 | 0.0032512 | -0.0096144
1996 | 323.75 | 0 | 0 | 0 | 0 | 0 | 0 | 0.0004064 | -0.0044066
1996 | 323.7604 | 0 | 0 | 0 | 0 | 0 | 0 | 0.0024384 | 0.0096144
1996 | 323.7708 | 0 | 0 | 0 | 0 | 0 | 0 | 0.006096 | -0.0044066
1996 | 323.7813 | 0 | 0 | 0 | 0 | 0 | 0 | -0.0069088 | -0.0044066
1996 | 323.7917 | 0 | 0 | 0 | 0 | 0 | 0 | -0.0008128 | 0.004006
1996 | 323.8021 | 0 | 0 | 0 | 0 | 0 | 0 | 0.0077216 | 0.0016024
1996 | 323.8125 | 0 | 0 | 0 | 0 | 0 | 0 | -0.0032512 | -0.0092138
1996 | 323.8229 | 0 | 0 | 0 | 0 | 0 | 0 | 0.016256 | 0.0084126
1996 | 323.8333 | 0 | 0 | 0 | 0 | 0 | 0 | 0.0044704 | -0.0016024
1996 | 323.8438 | 0 | 0 | 0 | 0 | 0 | 0 | 0.0089408 | 0.0096144
1996 | 323.8542 | 0 | 0 | 0 | 0 | 0 | 0 | -0.0056896 | -0.0004006
1996 | 323.8646 | 0 | 0 | 0 | 0 | 0 | 0 | 0.011786 | 0.0008012
1996 | 323.875 | 0 | 0 | 0 | 0 | 0 | 0 | 0.0069088 | 0.0064096
1996 | 323.8854 | 0 | 0 | 0 | 0 | 0 | 0 | 0.0028448 | 0.0036054
1996 | 323.8958 | 0 | 0 | 0 | 0 | 0 | 0 | -0.0028448 | 0.0056084
1996 | 323.9063 | 0 | 0 | 0 | 0 | 0 | 0 | -0.0032512 | 0.0088132
1996 | 323.9167 | 0 | 0 | 0 | 0 | 0 | 0 | 0.0016256 | 0.004006
1996 | 323.9271 | 0 | 0 | 0 | 0 | 0 | 0 | 0.0093472 | 0.0048072
1996 | 323.9375 | 0 | 0 | 0 | 0 | 0 | 0 | -0.002032 | 0.012819
1996 | 323.9479 | 0 | 0 | 0 | 0 | 0 | 0 | 0.01463 | 0.008012
1996 | 323.9583 | 0 | 0 | 0 | 0 | 0 | 0 | -0.0028448 | 0.010015
1996 | 323.9688 | 0 | 0 | 0 | 0 | 0 | 0 | 0.019101 | 0.0096144
1996 | 323.9792 | 0 | 0 | 0 | 0 | 0 | 0 | -0.0032512 | 0.0012018
1996 | 323.9896 | 0 | 0 | 0 | 0 | 0 | 0 | -0.0097536 | 0.0004006
1996 | 324 | 0 | 0 | 0 | 0 | 0 | 0 | 0.0012192 | 0.0004006
1996 | 324.0104 | 0 | 0 | 0 | 0 | 0 | 0 | 0.017882 | 0.014422
1996 | 324.0208 | 0 | 0 | 0 | 0 | 0 | 0 | 0.008128 | 0.004006
1996 | 324.0313 | 0 | 0 | 0 | 0 | 0 | 0 | 0.0012192 | 0.0036054
1996 | 324.0417 | 0 | 0 | 0 | 0 | 0 | 0 | -0.0085344 | 0.0084126
1996 | 324.0521 | 0 | 0 | 0 | 0 | 0 | 0 | 0.032918 | 0.011217
1996 | 324.0625 | 0 | 0 | 0 | 0 | 0 | 0 | 0.0028448 | 0.0016024
1996 | 324.0729 | 0 | 0 | 0 | 0 | 0 | 0 | -0.017882 | -0.012018
1996 | 324.0833 | 0 | 0 | 0 | 0 | 0 | 0 | 0.0085344 | 0.019629
1996 | 324.0938 | 0 | 0 | 0 | 0 | 0 | 0 | -0.0028448 | 0.0004006
1996 | 324.1042 | 0 | 0 | 0 | 0 | 0 | 0 | 0.035763 | 0.023635
1996 | 324.1146 | 0 | 0 | 0 | 0 | 0 | 0 | 0.008128 | 0.0036054
1996 | 324.125 | 0 | 0 | 0 | 0 | 0 | 0 | -0.0077216 | 0.012419
1996 | 324.1354 | 0 | 0 | 0 | 0 | 0 | 0 | 0.016256 | 0.011617
1996 | 324.1458 | 0 | 0 | 0 | 0 | 0 | 0 | 0.03617 | 0.01322
1996 | 324.1563 | 0 | 0 | 0 | 0 | 0 | 0 | -0.0008128 | 0.010816
1996 | 324.1667 | 0 | 0 | 0 | 0 | 0 | 0 | 0.0077216 | 0.0064096
1996 | 324.1771 | 0 | 0 | 0 | 0 | 0 | 0 | 0.014224 | -0.0004006
1996 | 324.1875 | 0 | 0 | 0 | 0 | 0 | 0 | -0.0032512 | 0.012018
1996 | 324.1979 | 0 | 0 | 0 | 0 | 0 | 0 | -0.0008128 | 0.0032048
1996 | 324.2083 | 0 | 0 | 0 | 0 | 0 | 0 | 0.02601 | 0.016425
1996 | 324.2188 | 0 | 0 | 0 | 0 | 0 | 0 | 0.0077216 | 0.015223
1996 | 324.2292 | 0 | 0 | 0 | 0 | 0 | 0 | 0.0097536 | 0.0048072
1996 | 324.2396 | 0 | 0 | 0 | 0 | 0 | 0 | 0.03048 | 0.017626
1996 | 324.25 | 0 | 0 | 0 | 0 | 0 | 0 | -0.0036576 | 0.0004006
1996 | 324.2604 | 0 | 0 | 0 | 0 | 0 | 0 | 0.0089408 | -0.0064096
1996 | 324.2708 | 0 | 0 | 0 | 0 | 0 | 0 | 0.011786 | 0.031647
1996 | 324.2813 | 0 | 0 | 0 | 0 | 0 | 0 | 0.018288 | 0.026039
1996 | 324.2917 | 0 | 0 | 0 | 0 | 0 | 0 | 0.035763 | 0.0068102
1996 | 324.3021 | 0 | 0 | 0 | 0 | 0 | 0 | -0.022758 | 0.0024036
1996 | 324.3125 | 0 | 0 | 0 | 0 | 0 | 0 | 0.042672 | 0.022033
1996 | 324.3229 | 0 | 0 | 0 | 0 | 0 | 0 | 0.019914 | 0.020831
1996 | 324.3333 | 0 | 0 | 0 | 0 | 0 | 0 | -0.006096 | 0.0036054
1996 | 324.3438 | 0 | 0 | 0 | 0 | 0 | 0 | 0.006096 | 0.0072108
1996 | 324.3542 | 0 | 0 | 0 | 0 | 0 | 0 | 0.0089408 | 0.022434
1996 | 324.3646 | 0 | 0 | 0 | 0 | 0 | 0 | 0.019914 | 0.0052078
1996 | 324.375 | 0 | 0 | 0 | 0 | 0 | 0 | 0.020726 | 0.023635
1996 | 324.3854 | 0 | 0 | 0 | 0 | 0 | 0 | 0.038202 | 0.041262
1996 | 324.3958 | 0 | 0 | 0 | 0 | 0 | 0 | 0.047142 | 0.04647
1996 | 324.4063 | 0 | 0 | 0 | 0 | 0 | 0 | 0.057709 | 0.064497
1996 | 324.4167 | 0 | 0 | 0 | 0 | 0 | 0 | 0.067056 | 0.048473
1996 | 324.4271 | 0 | 0 | 0 | 0 | 0 | 0 | 0.077216 | 0.068503
1996 | 324.4375 | 0 | 0 | 0 | 0 | 0 | 0 | 0.047955 | 0.060891
1996 | 324.4479 | 0 | 0 | 0 | 0 | 0 | 0 | 0.091846 | 0.067701
1996 | 324.4583 | 0 | 0 | 0 | 0 | 0 | 0 | 0.092253 | 0.10175
1996 | 324.4688 | 0 | 0 | 0 | 0 | 0 | 0 | 0.084125 | 0.076915
1996 | 324.4792 | 0 | 0 | 0 | 0 | 0 | 0 | 0.084938 | 0.08693
1996 | 324.4896 | 0 | 0 | 0 | 0 | 0 | 0 | 0.10485 | 0.081322
1996 | 324.5 | 0 | 0 | 0 | 0 | 0 | 0 | 0.094285 | 0.098948
1996 | 324.5104 | 0 | 0 | 0 | 0 | 0 | 0 | 0.10566 | 0.092539
1996 | 324.5208 | 0 | 0 | 0 | 0 | 0 | 0 | 0.091846 | 0.076915
1996 | 324.5313 | 0 | 0 | 0 | 0 | 0 | 0 | 0.1081 | 0.10135
1996 | 324.5417 | 0 | 0 | 0 | 0 | 0 | 0 | 0.093066 | 0.09334
1996 | 324.5521 | 0 | 0 | 0 | 0 | 0 | 0 | 0.092253 | 0.096545
1996 | 324.5625 | 0 | 0 | 0 | 0 | 0 | 0 | 0.1081 | 0.078918
1996 | 324.5729 | 0 | 0 | 0 | 0 | 0 | 0 | 0.082906 | 0.092138
1996 | 324.5833 | 0 | 0 | 0 | 0 | 0 | 0 | 0.086157 | 0.10255
1996 | 324.5938 | 0 | 0 | 0 | 0 | 0 | 0 | 0.08697 | 0.088933
1996 | 324.6042 | 0 | 0 | 0 | 0 | 0 | 0 | 0.082093 | 0.090135
1996 | 324.6146 | 0 | 0 | 0 | 0 | 0 | 0 | 0.073965 | 0.067301
1996 | 324.625 | 0 | 0 | 0 | 0 | 0 | 0 | 0.065837 | 0.079319
1996 | 324.6354 | 0 | 0 | 0 | 0 | 0 | 0 | 0.075997 | 0.068503
1996 | 324.6458 | 0 | 0 | 0 | 0 | 0 | 0 | 0.067462 | 0.075313
1996 | 324.6563 | 0 | 0 | 0 | 0 | 0 | 0 | 0.055677 | 0.064897
1996 | 324.6667 | 0 | 0 | 0 | 0 | 0 | 0 | 0.052019 | 0.05368
1996 | 324.6771 | 0 | 0 | 0 | 0 | 0 | 0 | 0.046736 | 0.059289
1996 | 324.6875 | 0 | 0 | 0 | 0 | 0 | 0 | 0.03495 | 0.03325
1996 | 324.6979 | 0 | 0 | 0 | 0 | 0 | 0 | 0.033731 | 0.040461
1996 | 324.7083 | 0 | 0 | 0 | 0 | 0 | 0 | 0.026416 | 0.034051
1996 | 324.7188 | 0 | 0 | 0 | 0 | 0 | 0 | 0.013411 | 0.010416
1996 | 324.7292 | 0 | 0 | 0 | 0 | 0 | 0 | 0.0032512 | 0.0024036
1996 | 324.7396 | 0 | 0 | 0 | 0 | 0 | 0 | -0.0077216 | -0.0016024
1996 | 324.75 | 0 | 0 | 0 | 0 | 0 | 0 | 0.0065024 | 0.018027
1996 | 324.7604 | 0 | 0 | 0 | 0 | 0 | 0 | 0.017069 | 0.008012
1996 | 324.7708 | 0 | 0 | 0 | 0 | 0 | 0 | 0.0089408 | 0.01362
1996 | 324.7813 | 0 | 0 | 0 | 0 | 0 | 0 | 0.008128 | 0.0084126
1996 | 324.7917 | 0 | 0 | 0 | 0 | 0 | 0 | 0.0048768 | -2.2737e-13
1996 | 324.8021 | 0 | 0 | 0 | 0 | 0 | 0 | 0.012192 | 0.014021
1996 | 324.8125 | 0 | 0 | 0 | 0 | 0 | 0 | -0.0028448 | 0
1996 | 324.8229 | 0 | 0 | 0 | 0 | 0 | 0 | 0.0056896 | 0.0064096
1996 | 324.8333 | 0 | 0 | 0 | 0 | 0 | 0 | 0.0012192 | 0.0024036
1996 | 324.8438 | 0 | 0 | 0 | 0 | 0 | 0 | 0.0024384 | -0.0016024
1996 | 324.8542 | 0 | 0 | 0 | 0 | 0 | 0 | 0.01585 | 0.023235
1996 | 324.8646 | 0 | 0 | 0 | 0 | 0 | 0 | -0.0052832 | -0.0032048
1996 | 324.875 | 0 | 0 | 0 | 0 | 0 | 0 | 0.010973 | 0.0032048
1996 | 324.8854 | 0 | 0 | 0 | 0 | 0 | 0 | -0.0077216 | 0.0008012
1996 | 324.8958 | 0 | 0 | 0 | 0 | 0 | 0 | 0.0093472 | 0.002003
1996 | 324.9063 | 0 | 0 | 0 | 0 | 0 | 0 | 0.0032512 | 0.0048072
1996 | 324.9167 | 0 | 0 | 0 | 0 | 0 | 0 | 0.0073152 | -0.0032048
1996 | 324.9271 | 0 | 0 | 0 | 0 | 0 | 0 | 0.0016256 | 0.020431
1996 | 324.9375 | 0 | 0 | 0 | 0 | 0 | 0 | 0.018288 | 0.0052078
1996 | 324.9479 | 0 | 0 | 0 | 0 | 0 | 0 | -0.0012192 | 0.0072108
1996 | 324.9583 | 0 | 0 | 0 | 0 | 0 | 0 | -0.004064 | -0.008012
1996 | 324.9688 | 0 | 0 | 0 | 0 | 0 | 0 | 0.022352 | 0.011617
1996 | 324.9792 | 0 | 0 | 0 | 0 | 0 | 0 | 0.0052832 | 0.016024
1996 | 324.9896 | 0 | 0 | 0 | 0 | 0 | 0 | 0.0089408 | 0.011217
1996 | 325 | 0 | 0 | 0 | 0 | 0 | 0 | 0.0052832 | 0.002003
1996 | 325.0104 | 0 | 0 | 0 | 0 | 0 | 0 | -0.0085344 | 0.006009
1996 | 325.0208 | 0 | 0 | 0 | 0 | 0 | 0 | 0.0044704 | 0.0096144
1996 | 325.0313 | 0 | 0 | 0 | 0 | 0 | 0 | 0.011786 | 0.002003
1996 | 325.0417 | 0 | 0 | 0 | 0 | 0 | 0 | 0.0077216 | -0.0012018
1996 | 325.0521 | 0 | 0 | 0 | 0 | 0 | 0 | -0.0089408 | 0.0016024
1996 | 325.0625 | 0 | 0 | 0 | 0 | 0 | 0 | 0.006096 | -0.0048072
1996 | 325.0729 | 0 | 0 | 0 | 0 | 0 | 0 | 0.008128 | 0.010015
1996 | 325.0833 | 0 | 0 | 0 | 0 | 0 | 0 | 0.0089408 | 0.021232
1996 | 325.0938 | 0 | 0 | 0 | 0 | 0 | 0 | 0.0085344 | -0.0008012
1996 | 325.1042 | 0 | 0 | 0 | 0 | 0 | 0 | -0.0036576 | 0
1996 | 325.1146 | 0 | 0 | 0 | 0 | 0 | 0 | -0.0008128 | -0.002003
1996 | 325.125 | 0 | 0 | 0 | 0 | 0 | 0 | 0.0008128 | 0.004006
1996 | 325.1354 | 0 | 0 | 0 | 0 | 0 | 0 | 0.01463 | 0.010416
1996 | 325.1458 | 0 | 0 | 0 | 0 | 0 | 0 | 0.006096 | -0.0008012
1996 | 325.1563 | 0 | 0 | 0 | 0 | 0 | 0 | 0.01016 | 0.020431
1996 | 325.1667 | 0 | 0 | 0 | 0 | 0 | 0 | 0.0085344 | 0.012018
1996 | 325.1771 | 0 | 0 | 0 | 0 | 0 | 0 | 0.0052832 | -0.0028042
1996 | 325.1875 | 0 | 0 | 0 | 0 | 0 | 0 | 0.004064 | -0.0008012
1996 | 325.1979 | 0 | 0 | 0 | 0 | 0 | 0 | -0.008128 | -0.006009
1996 | 325.2083 | 0 | 0 | 0 | 0 | 0 | 0 | -0.002032 | 0.0056084
1996 | 325.2188 | 0 | 0 | 0 | 0 | 0 | 0 | 0.015443 | 0.014422
1996 | 325.2292 | 0 | 0 | 0 | 0 | 0 | 0 | 0.0044704 | 0.002003
1996 | 325.2396 | 0 | 0 | 0 | 0 | 0 | 0 | 0.0004064 | 0
1996 | 325.25 | 0 | 0 | 0 | 0 | 0 | 0 | 0.0044704 | 0.0016024
1996 | 325.2604 | 0 | 0 | 0 | 0 | 0 | 0 | -0.0065024 | 0.0008012
1996 | 325.2708 | 0 | 0 | 0 | 0 | 0 | 0 | -0.010566 | -0.0032048
1996 | 325.2813 | 0 | 0 | 0 | 0 | 0 | 0 | 0.0065024 | 0.0016024
1996 | 325.2917 | 0 | 0 | 0 | 0 | 0 | 0 | 0.0036576 | 0
1996 | 325.3021 | 0 | 0 | 0 | 0 | 0 | 0 | -0.0024384 | 0.010416
1996 | 325.3125 | 0 | 0 | 0 | 0 | 0 | 0 | 0.0069088 | 0.0028042
1996 | 325.3229 | 0 | 0 | 0 | 0 | 0 | 0 | 0 | -0.0068102
1996 | 325.3333 | 0 | 0 | 0 | 0 | 0 | 0 | -0.010973 | 0.0016024
1996 | 325.3438 | 0 | 0 | 0 | 0 | 0 | 0 | 0.0069088 | 0.0036054
1996 | 325.3542 | 0 | 0 | 0 | 0 | 0 | 0 | 0.01463 | 0.016825
1996 | 325.3646 | 0 | 0 | 0 | 0 | 0.013818 | 0 | 0 | 0.0008012
1996 | 325.375 | 0 | 0 | 0 | 0 | 2.2019 | 1.2787 | 0 | -2.2737e-13
1996 | 325.3854 | 0 | 0 | 0 | 0 | 12.4862 | 12.131 | 0 | 0
1996 | 325.3958 | 0 | 0 | 0 | 0 | 10.3551 | 9.9213 | 2.2737e-13 | 0
1996 | 325.4063 | 0 | 0 | 0 | 0 | 10.0706 | 9.2779 | 0 | 0
1996 | 325.4167 | 0 | 0 | 0 | 0 | 0.56896 | 0.40861 | 0.093472 | 0.08012
1996 | 325.4271 | 0 | 0 | 0 | 0 | 0 | 0 | 0.11786 | 0.10015
1996 | 325.4375 | 0 | 0 | 0 | 0 | 0 | 0 | 0.11786 | 0.12018
1996 | 325.4479 | 0 | 0 | 0 | 0 | 0 | 0 | 0.13005 | 0.1362
1996 | 325.4583 | 0 | 0 | 0 | 0 | 0 | 0 | 0.10973 | 0.092138
1996 | 325.4688 | 0 | 0 | 0 | 0 | 0 | 0 | 0.13818 | 0.12819
1996 | 325.4792 | 0 | 0 | 0 | 0 | 0 | 0 | 0.13818 | 0.14822
1996 | 325.4896 | 0 | 0 | 0 | 0 | 0 | 0 | 0.12192 | 0.12419
1996 | 325.5 | 0 | 0 | 0 | 0 | 0 | 0 | 0.14224 | 0.1322
1996 | 325.5104 | 0 | 0 | 0 | 0 | 0 | 0 | 0.097536 | 0.10816
1996 | 325.5208 | 0 | 0 | 0 | 0 | 0 | 0 | 0.13411 | 0.12819
1996 | 325.5313 | 0 | 0 | 0 | 0 | 0 | 0 | 0.12192 | 0.15223
1996 | 325.5417 | 0 | 0 | 0 | 0 | 0 | 0 | 0.15037 | 0.14822
1996 | 325.5521 | 0 | 0 | 0 | 0 | 0 | 0 | 0.15037 | 0.1322
1996 | 325.5625 | 0 | 0 | 0 | 0 | 0 | 0 | 0.1463 | 0.16825
1996 | 325.5729 | 0 | 0 | 0 | 0 | 0 | 0 | 0.15037 | 0.16425
1996 | 325.5833 | 0 | 0 | 0 | 0 | 0 | 0 | 0.17882 | 0.12018
1996 | 325.5938 | 0 | 0 | 0 | 0 | 0 | 0 | 0.1463 | 0.17226
1996 | 325.6042 | 0 | 0 | 0 | 0 | 0 | 0 | 0.17069 | 0.14422
1996 | 325.6146 | 0 | 0 | 0 | 0 | 0 | 0 | 0.12192 | 0.14822
1996 | 325.625 | 0 | 0 | 0 | 0 | 0 | 0 | 0.12598 | 0.11617
1996 | 325.6354 | 0 | 0 | 0 | 0 | 0 | 0 | 0.14224 | 0.12419
1996 | 325.6458 | 0 | 0 | 0 | 0 | 0 | 0 | 0.11786 | 0.12819
1996 | 325.6563 | 0 | 0 | 0 | 0 | 0 | 0 | 0.10973 | 0.10015
1996 | 325.6667 | 0 | 0 | 0 | 0 | 0 | 0 | 0.10973 | 0.10015
1996 | 325.6771 | 0 | 0 | 0 | 0 | 0 | 0 | 0.06096 | 0.052078
1996 | 325.6875 | 0 | 0 | 0 | 0 | 0 | 0 | 0.052832 | 0.048072
1996 | 325.6979 | 0 | 0 | 0 | 0 | 0 | 0 | 0.036576 | 0.032048
1996 | 325.7083 | 0 | 0 | 0 | 0 | 0 | 0 | 0.044704 | 0.04006
1996 | 325.7188 | 0 | 0 | 0 | 0 | 0 | 0 | 0.024384 | 0.02003
1996 | 325.7292 | 0 | 0 | 0 | 0 | 0 | 0 | 0.008128 | 0.008012
1996 | 325.7396 | 0 | 0 | 0 | 0 | 0 | 0 | 0.10566 | 0.024036
1996 | 325.75 | 0 | 0 | 0 | 0 | 0 | 0 | -0.024384 | 0.036054
1996 | 325.7604 | 0 | 0 | 0 | 0 | 0 | 0 | 0.052832 | 0.012018
1996 | 325.7708 | 0 | 0 | 0 | 0 | 0 | 0 | 0.024384 | 0.02003
1996 | 325.7813 | 0 | 0 | 0 | 0 | 0 | 0 | 0.008128 | 0.016024
1996 | 325.7917 | 0 | 0 | 0 | 0 | 0 | 0 | 0.028448 | 0.012018
1996 | 325.8021 | 0 | 0 | 0 | 0 | 0 | 0 | -0.012192 | 0.028042
1996 | 325.8125 | 0 | 0 | 0 | 0 | 0 | 0 | 0.012192 | 0.004006
1996 | 325.8229 | 0 | 0 | 0 | 0 | 0 | 0 | 0.004064 | 0.016024
1996 | 325.8333 | 0 | 0 | 0 | 0 | 0 | 0 | 0.008128 | 0.008012
1996 | 325.8438 | 0 | 0 | 0 | 0 | 0 | 0 | 0.032512 | 0.008012
1996 | 325.8542 | 0.024384 | 0 | 0 | 0 | 0 | 0 | -0.012192 | 0.004006
1996 | 325.8646 | 0 | 0 | 0 | 0 | 0 | 0 | 0 | -2.2737e-13
1996 | 325.875 | 0 | 0 | 0 | 0 | 0 | 0 | 0 | 0.004006
1996 | 325.8854 | 0 | 0 | 0 | 0 | 0 | 0 | 0 | 0
1996 | 325.8958 | 0 | 0 | 0 | 0 | 0 | 0 | 0.004064 | 0
1996 | 325.9063 | 0 | 0 | 0 | 0 | 0 | 0 | 0.012192 | 0.004006
1996 | 325.9167 | 0 | 0 | 0 | 0 | 0 | 0 | -0.008128 | 0.004006
1996 | 325.9271 | 0 | 0 | 0 | 0 | 0 | 0 | 0.004064 | -0.004006
1996 | 325.9375 | 0 | 0 | 0 | 0 | 0 | 0 | -0.008128 | 0.004006
1996 | 325.9479 | 0 | 0 | 0 | 0 | 0 | 0 | 0.008128 | -0.004006
1996 | 325.9583 | 0 | 0 | 0 | 0 | 0 | 0 | 0 | 0
1996 | 325.9688 | 0 | 0 | 0 | 0 | 0 | 0 | -0.004064 | 0.004006
1996 | 325.9792 | 0 | 0 | 0 | 0 | 0 | 0 | 0.008128 | 0
1996 | 325.9896 | 0 | 0 | 0 | 0 | 0 | 0 | 0 | -0.004006
1996 | 326 | 0 | 0 | 0 | 0 | 0 | 0 | -0.004064 | 0.008012
1996 | 326.0104 | 0 | 0 | 0 | 0 | 0 | 0 | 0 | 0
1996 | 326.0208 | 0 | 0 | 0 | 0 | 0 | 0 | 0 | 0
1996 | 326.0313 | 0 | 0 | 0 | 0 | 0 | 0 | -0.004064 | 0
1996 | 326.0417 | 0 | 0 | 0 | 0 | 0 | 0 | 0.008128 | 0.008012
1996 | 326.0521 | 0 | 0 | 0 | 0 | 0 | 0 | 0 | 0
1996 | 326.0625 | 0 | 0 | 0 | 0 | 0 | 0 | 0 | -0.008012
1996 | 326.0729 | 0 | 0 | 0 | 0 | 0 | 0 | 0 | 0.008012
1996 | 326.0833 | 0 | 0 | 0 | 0 | 0 | 0 | 0.004064 | 0
1996 | 326.0938 | 0 | 0 | 0 | 0 | 0 | 0 | 0.008128 | 0.004006
1996 | 326.1042 | 0 | 0 | 0 | 0 | 0 | 0 | -0.004064 | 0.004006
1996 | 326.1146 | 0 | 0 | 0 | 0 | 0 | 0 | 0.004064 | -0.004006
1996 | 326.125 | 0 | 0 | 0 | 0 | 0 | 0 | -0.008128 | 0.004006
1996 | 326.1354 | 0 | 0 | 0 | 0 | 0 | 0 | 0.004064 | 0
1996 | 326.1458 | 0 | 0 | 0 | 0 | 0 | 0 | 0.008128 | 0
1996 | 326.1563 | 0 | 0 | 0 | 0 | 0 | 0 | 0 | 0
1996 | 326.1667 | 0 | 0 | 0 | 0 | 0 | 0 | 0 | 0
1996 | 326.1771 | 0 | 0 | 0 | 0 | 0 | 0 | 0.004064 | 0.004006
1996 | 326.1875 | 0 | 0 | 0 | 0 | 0 | 0 | -0.008128 | 0
1996 | 326.1979 | 0 | 0 | 0 | 0 | 0 | 0 | 0.016256 | -0.004006
1996 | 326.2083 | 0 | 0 | 0 | 0 | 0 | 0 | -0.012192 | 0
1996 | 326.2188 | 0 | 0 | 0 | 0 | 0 | 0 | 0 | 0.004006
1996 | 326.2292 | 0 | 0 | 0 | 0 | 0 | 0 | 0.004064 | 0
1996 | 326.2396 | 0 | 0 | 0 | 0 | 0 | 0 | 0 | -0.004006
1996 | 326.25 | 0 | 0 | 0 | 0 | 0 | 0 | 0 | 0
1996 | 326.2604 | 0 | 0 | 0 | 0 | 0 | 0 | 0 | 0
1996 | 326.2708 | 0 | 0 | 0 | 0 | 0 | 0 | 0 | -0.004006
1996 | 326.2813 | 0 | 0 | 0 | 0 | 0 | 0 | 0 | 0.004006
1996 | 326.2917 | 0 | 0 | 0 | 0 | 0 | 0 | -0.012192 | 0
1996 | 326.3021 | 0 | 0 | 0 | 0 | 0 | 0 | -0.008128 | -0.012018
1996 | 326.3125 | 0 | 0 | 0 | 0 | 0 | 0 | 0.012192 | -0.004006
1996 | 326.3229 | 0 | 0 | 0 | 0 | 0 | 0 | 0.036576 | -0.004006
1996 | 326.3333 | 0 | 0 | 0 | 0 | 0 | 0 | -0.012192 | 0.004006
1996 | 326.3438 | 0.024384 | 0 | 0 | 0 | 0 | 0 | -0.008128 | 0.016024
1996 | 326.3542 | 0 | 0 | 0 | 0 | 0 | 0 | 0.024384 | 0.012018
1996 | 326.3646 | 0 | 0 | 0 | 0 | 0 | 0 | 0.012192 | 0.004006
1996 | 326.375 | 0 | 0 | 0 | 0 | 0 | 0 | -0.008128 | -0.004006
1996 | 326.3854 | 0 | 0 | 0 | 0 | 0 | 0 | -0.012192 | 0
1996 | 326.3958 | 0 | 0 | 0 | 0 | 0 | 0 | 0.024384 | 0.004006
1996 | 326.4063 | 0 | 0 | 0 | 0 | 0 | 0 | 0.008128 | 0.008012
1996 | 326.4167 | 0 | 0 | 0 | 0 | 0 | 0 | -0.004064 | 0
1996 | 326.4271 | 0 | 0 | 0 | 0 | 0 | 0 | 0.004064 | 0.012018
1996 | 326.4375 | 0 | 0 | 0 | 0 | 0 | 0 | 0.016256 | 0.02003
1996 | 326.4479 | 0 | 0 | 0 | 0 | 0 | 0 | 0.016256 | 0.024036
1996 | 326.4583 | 0 | 0 | 0 | 0 | 0 | 0 | 0.02032 | 0.032048
1996 | 326.4688 | 0 | 0 | 0 | 0 | 0 | 0 | 0.032512 | 0.024036
1996 | 326.4792 | 0 | 0 | 0 | 0 | 0 | 0 | 0.012192 | 0.024036
1996 | 326.4896 | 0 | 0 | 0 | 0 | 0 | 0 | 0.024384 | 0.024036
1996 | 326.5 | 0 | 0 | 0 | 0 | 0 | 0 | 0.032512 | 0.032048
1996 | 326.5104 | 0 | 0 | 0 | 0 | 0 | 0 | 0.024384 | 0.028042
1996 | 326.5208 | 0 | 0 | 0 | 0 | 0 | 0 | 0.056896 | 0.032048
1996 | 326.5313 | 0 | 0 | 0 | 0 | 0 | 0 | 0.044704 | 0.06009
1996 | 326.5417 | 0 | 0 | 0 | 0 | 0 | 0 | 0.065024 | 0.056084
1996 | 326.5521 | 0 | 0 | 0 | 0 | 0 | 0 | 0.06096 | 0.036054
1996 | 326.5625 | 0 | 0 | 0 | 0 | 0 | 0 | 0.052832 | 0.06009
1996 | 326.5729 | 0 | 0 | 0 | 0 | 0 | 0 | 0.056896 | 0.052078
1996 | 326.5833 | 0 | 0 | 0 | 0 | 0 | 0 | 0.056896 | 0.048072
1996 | 326.5938 | 0 | 0 | 0 | 0 | 0 | 0 | 0.04064 | 0.052078
1996 | 326.6042 | 0 | 0 | 0 | 0 | 0 | 0 | 0.056896 | 0.056084
1996 | 326.6146 | 0 | 0 | 0 | 0 | 0 | 0 | 0.048768 | 0.044066
1996 | 326.625 | 0 | 0 | 0 | 0 | 0 | 0 | 0.052832 | 0.052078
1996 | 326.6354 | 0 | 0 | 0 | 0 | 0 | 0 | 0.052832 | 0.04006
1996 | 326.6458 | 0 | 0 | 0 | 0 | 0 | 0 | 0.044704 | 0.036054
1996 | 326.6563 | 0 | 0 | 0 | 0 | 0 | 0 | 0.056896 | 0.048072
1996 | 326.6667 | 0 | 0 | 0 | 0 | 0 | 0 | 0.028448 | 0.032048
1996 | 326.6771 | 0 | 0 | 0 | 0 | 0 | 0 | 0.032512 | 0.028042
1996 | 326.6875 | 0 | 0 | 0 | 0 | 0 | 0 | 0.036576 | 0.024036
1996 | 326.6979 | 0 | 0 | 0 | 0 | 0 | 0 | 0.004064 | 0.024036
1996 | 326.7083 | 0 | 0 | 0 | 0 | 0 | 0 | 0.016256 | 0.012018
1996 | 326.7188 | 0 | 0 | 0 | 0 | 0 | 0 | -0.024384 | 0.012018
1996 | 326.7292 | 0 | 0 | 0 | 0 | 0 | 0 | 0 | 0.004006
1996 | 326.7396 | 0 | 0 | 0 | 0 | 0 | 0 | 0.008128 | 0
1996 | 326.75 | 0 | 0 | 0 | 0 | 0 | 0 | 0 | -0.016024
1996 | 326.7604 | 0 | 0 | 0 | 0 | 0 | 0 | 0.016256 | 0.008012
1996 | 326.7708 | 0 | 0 | 0 | 0 | 0 | 0 | 0.004064 | 0
1996 | 326.7813 | 0 | 0 | 0 | 0 | 0 | 0 | 0.004064 | 0.004006
1996 | 326.7917 | 0 | 0 | 0 | 0 | 0 | 0 | 0.004064 | 0.004006
1996 | 326.8021 | 0 | 0 | 0 | 0 | 0 | 0 | -0.012192 | 0
1996 | 326.8125 | 0 | 0 | 0 | 0 | 0 | 0 | -0.012192 | -0.008012
1996 | 326.8229 | 0 | 0 | 0 | 0 | 0 | 0 | 0.004064 | 0.008012
1996 | 326.8333 | 0 | 0 | 0 | 0 | 0 | 0 | -0.008128 | -0.004006
1996 | 326.8438 | 0 | 0 | 0 | 0 | 0 | 0 | 0.008128 | 0.008012
1996 | 326.8542 | 0 | 0 | 0 | 0 | 0 | 0 | -0.004064 | 0.004006
1996 | 326.8646 | 0 | 0 | 0 | 0 | 0 | 0 | -0.004064 | -0.008012
1996 | 326.875 | 0 | 0 | 0 | 0 | 0 | 0 | -0.004064 | 0.012018
1996 | 326.8854 | 0 | 0 | 0 | 0 | 0 | 0 | 0.012192 | 0.012018
1996 | 326.8958 | 0 | 0 | 0 | 0 | 0 | 0 | -0.016256 | 0
1996 | 326.9063 | 0 | 0 | 0 | 0 | 0 | 0 | 0.012192 | 0.008012
1996 | 326.9167 | 0 | 0 | 0 | 0 | 0 | 0 | 0.012192 | 0
1996 | 326.9271 | 0 | 0 | 0 | 0 | 0 | 0 | -0.016256 | 0.004006
1996 | 326.9375 | 0 | 0 | 0 | 0 | 0 | 0 | 0.008128 | 0
1996 | 326.9479 | 0 | 0 | 0 | 0 | 0 | 0 | -0.016256 | 0.004006
1996 | 326.9583 | 0 | 0 | 0 | 0 | 0 | 0 | -0.008128 | -0.008012
1996 | 326.9688 | 0 | 0 | 0 | 0 | 0 | 0 | -0.008128 | 0.008012
1996 | 326.9792 | 0 | 0 | 0 | 0 | 0 | 0 | -0.012192 | -0.008012
1996 | 326.9896 | 0 | 0 | 0 | 0 | 0 | 0 | -0.008128 | 0.016024
1996 | 327 | 0 | 0 | 0 | 0 | 0 | 0 | 0.016256 | 0.008012
1996 | 327.0104 | 0 | 0 | 0 | 0 | 0 | 0 | -0.008128 | 0.004006
1996 | 327.0208 | 0 | 0 | 0 | 0 | 0 | 0 | -0.008128 | 0.008012
1996 | 327.0313 | 0 | 0 | 0 | 0 | 0 | 0 | -0.004064 | 0.004006
1996 | 327.0417 | 0 | 0 | 0 | 0 | 0 | 0 | 0 | 0
1996 | 327.0521 | 0 | 0 | 0 | 0 | 0 | 0 | 0.008128 | 0.012018
1996 | 327.0625 | 0 | 0 | 0 | 0 | 0 | 0 | -0.016256 | 0.004006
1996 | 327.0729 | 0 | 0 | 0 | 0 | 0 | 0 | 0.02032 | 0.008012
1996 | 327.0833 | 0 | 0 | 0 | 0 | 0 | 0 | 0.032512 | 0.02003
1996 | 327.0938 | 0 | 0 | 0 | 0 | 0 | 0 | -0.012192 | -0.004006
1996 | 327.1042 | 0 | 0 | 0 | 0 | 0 | 0 | -0.004064 | -0.004006
1996 | 327.1146 | 0 | 0 | 0 | 0 | 0 | 0 | -0.024384 | -0.004006
1996 | 327.125 | 0 | 0 | 0 | 0 | 0 | 0 | 0 | -0.004006
1996 | 327.1354 | 0 | 0 | 0 | 0 | 0 | 0 | 0.012192 | 0.004006
1996 | 327.1458 | 0 | 0 | 0 | 0 | 0 | 0 | -0.012192 | 0.004006
1996 | 327.1563 | 0.024384 | 0 | 0 | 0 | 0 | 0 | 0.02032 | 0.004006
1996 | 327.1667 | 0 | 0 | 0 | 0 | 0 | 0 | -0.016256 | -0.008012
1996 | 327.1771 | 0 | 0 | 0 | 0 | 0 | 0 | 0 | -0.008012
1996 | 327.1875 | 0 | 0 | 0 | 0 | 0 | 0 | 0.012192 | 0.02003
1996 | 327.1979 | 0 | 0 | 0 | 0 | 0 | 0 | 0.008128 | 0.004006
1996 | 327.2083 | 0 | 0 | 0 | 0 | 0 | 0 | -0.008128 | -0.008012
1996 | 327.2188 | 0 | 0 | 0 | 0 | 0 | 0 | -0.012192 | -0.032048
1996 | 327.2292 | 0.024384 | 0 | 0 | 0 | 0 | 0 | -0.004064 | 0.024036
1996 | 327.2396 | 0 | 0 | 0 | 0 | 0 | 0 | 0.016256 | -0.008012
1996 | 327.25 | 0 | 0 | 0 | 0 | 0 | 0 | -0.008128 | -0.004006
1996 | 327.2604 | 0 | 0 | 0 | 0 | 0 | 0 | 0.008128 | 0.008012
1996 | 327.2708 | 0 | 0 | 0 | 0 | 0 | 0 | -0.004064 | -0.004006
1996 | 327.2813 | 0 | 0 | 0 | 0 | 0 | 0 | 0.004064 | 0.012018
1996 | 327.2917 | 0 | 0 | 0 | 0 | 0 | 0 | 0 | 0
1996 | 327.3021 | 0 | 0.024036 | 0 | 0 | 0 | 0 | -0.028448 | 0.004006
1996 | 327.3125 | 0 | 0 | 0 | 0 | 0 | 0 | -0.016256 | 0.008012
1996 | 327.3229 | 0 | 0 | 0 | 0 | 0 | 0 | 0.02032 | -0.02003
1996 | 327.3333 | 0 | 0 | 0 | 0 | 0 | 0 | 0.02032 | 0.024036
1996 | 327.3438 | 0.024384 | 0 | 0 | 0 | 0 | 0 | -0.004064 | -0.008012
1996 | 327.3542 | 0 | 0 | 0 | 0 | 0 | 0 | 0.004064 | -0.004006
1996 | 327.3646 | 0 | 0 | 0 | 0 | 0 | 0 | -0.032512 | -0.024036
1996 | 327.375 | 0.032512 | 0 | 0 | 0 | 0 | 0 | 0.008128 | 0.016024
1996 | 327.3854 | 0 | 0 | 0 | 0 | 0 | 0 | -2.2737e-13 | 0.008012
1996 | 327.3958 | 0 | 0 | 0 | 0 | 0 | 0 | -0.028448 | -0.012018
1996 | 327.4063 | 0 | 0 | 0 | 0 | 0 | 0 | 0.08128 | 0.052078
1996 | 327.4167 | 0 | 0 | 0 | 0 | 0 | 0 | 0.024384 | 0.008012
1996 | 327.4271 | 0 | 0 | 0 | 0 | 0 | 0 | 0.04064 | 0.06009
1996 | 327.4375 | 0.032512 | 0 | 0 | 0 | 0 | 0 | 0.032512 | -0.012018
1996 | 327.4479 | 0 | 0 | 0 | 0 | 0 | 0 | 0.093472 | 0.08012
1996 | 327.4583 | 0.024384 | 0 | 0 | 0 | 0 | 0 | 0.08128 | 0.052078
1996 | 327.4688 | 0 | 0 | 0 | 0 | 0 | 0 | 0.044704 | 0.048072
1996 | 327.4792 | 0 | 0 | 0 | 0 | 0 | 0 | 0.048768 | 0.048072
1996 | 327.4896 | 0 | 0 | 0 | 0 | 0 | 0 | 0.11379 | 0.08012
1996 | 327.5 | 0 | 0 | 0 | 0 | 0 | 0 | 0.048768 | 0.06009
1996 | 327.5104 | 0 | 0 | 0 | 0 | 0 | 0 | 0.052832 | 0.068102
1996 | 327.5208 | 0 | 0 | 0 | 0 | 0 | 0 | 0.052832 | 0.072108
1996 | 327.5313 | 0 | 0 | 0 | 0 | 0 | 0 | 0.085344 | 0.06009
1996 | 327.5417 | 0 | 0 | 0 | 0 | 0 | 0 | 0.044704 | 0.084126
1996 | 327.5521 | 0 | 0 | 0 | 0 | 0 | 0 | 0.12192 | 0.088132
1996 | 327.5625 | 0 | 0 | 0 | 0 | 0 | 0 | 0.073152 | 0.08012
1996 | 327.5729 | 0 | 0 | 0 | 0 | 0 | 0 | 0.1016 | 0.10416
1996 | 327.5833 | 0 | 0 | 0 | 0 | 0 | 0 | 0.12598 | 0.064096
1996 | 327.5938 | 0 | 0 | 0 | 0 | 0 | 0 | 0.085344 | 0.10416
1996 | 327.6042 | 0 | 0 | 0 | 0 | 0 | 0 | 0.048768 | 0.096144
1996 | 327.6146 | 0 | 0 | 0 | 0 | 0 | 0 | 0.085344 | 0.08012
1996 | 327.625 | 0 | 0 | 0 | 0 | 0 | 0 | 0.089408 | 0.096144
1996 | 327.6354 | 0 | 0 | 0 | 0 | 0 | 0 | 0.08128 | 0.072108
1996 | 327.6458 | 0 | 0 | 0 | 0 | 0 | 0 | 0.077216 | 0.072108
1996 | 327.6563 | 0 | 0 | 0 | 0 | 0 | 0 | 0.085344 | 0.08012
1996 | 327.6667 | 0 | 0 | 0 | 0 | 0 | 0 | 0.097536 | 0.072108
1996 | 327.6771 | 0 | 0 | 0 | 0 | 0 | 0 | 0.044704 | 0.044066
1996 | 327.6875 | 0 | 0 | 0 | 0 | 0 | 0 | 0.036576 | 0.064096
1996 | 327.6979 | 0 | 0 | 0 | 0 | 0 | 0 | 0.089408 | 0.052078
1996 | 327.7083 | 0 | 0 | 0 | 0 | 0 | 0 | 0.052832 | 0.044066
1996 | 327.7188 | 0 | 0 | 0 | 0 | 0 | 0 | 0.048768 | 0.04006
1996 | 327.7292 | 0 | 0 | 0 | 0 | 0 | 0 | 0.028448 | 0.028042
1996 | 327.7396 | 0 | 0 | 0 | 0 | 0 | 0 | 0.032512 | 0.02003
1996 | 327.75 | 0 | 0 | 0 | 0 | 0 | 0 | 0.012192 | 0.008012
1996 | 327.7604 | 0.024384 | 0 | 0 | 0 | 0 | 0 | 0 | 0.008012
1996 | 327.7708 | 0 | 0 | 0 | 0 | 0 | 0 | 0.016256 | 0.008012
1996 | 327.7813 | 0 | 0 | 0 | 0 | 0 | 0 | 0.028448 | 0.012018
1996 | 327.7917 | 0 | 0 | 0 | 0 | 0 | 0 | 0.008128 | 0
1996 | 327.8021 | 0 | 0 | 0 | 0 | 0 | 0 | 0.008128 | 0.032048
1996 | 327.8125 | 0 | 0 | 0 | 0 | 0 | 0 | -0.008128 | 0
1996 | 327.8229 | 0 | 0 | 0 | 0 | 0 | 0 | 0.02032 | 0.02003
1996 | 327.8333 | 0 | 0 | 0 | 0 | 0 | 0 | 0.024384 | 0.016024
1996 | 327.8438 | 0 | 0 | 0 | 0 | 0 | 0 | -0.02032 | -0.008012
1996 | 327.8542 | 0 | 0 | 0 | 0 | 0 | 0 | -0.012192 | -0.004006
1996 | 327.8646 | 0 | 0 | 0 | 0 | 0 | 0 | 0.036576 | 0.012018
1996 | 327.875 | 0 | 0 | 0 | 0 | 0 | 0 | -0.032512 | -0.004006
1996 | 327.8854 | 0 | 0 | 0 | 0 | 0 | 0 | 0.024384 | 0.012018
1996 | 327.8958 | 0 | 0 | 0 | 0 | 0 | 0 | 0.016256 | 0.012018
1996 | 327.9063 | 0 | 0 | 0 | 0 | 0 | 0 | -0.004064 | 0
1996 | 327.9167 | 0.024384 | 0 | 0 | 0 | 0 | 0 | -0.004064 | -0.012018
1996 | 327.9271 | 0 | 0 | 0 | 0 | 0 | 0 | 0.012192 | 0.008012
1996 | 327.9375 | 0 | 0 | 0 | 0 | 0 | 0 | -0.012192 | 0.008012
1996 | 327.9479 | 0 | 0 | 0 | 0 | 0 | 0 | 0.016256 | 0.004006
1996 | 327.9583 | 0 | 0 | 0 | 0 | 0 | 0 | -0.004064 | -0.012018
1996 | 327.9688 | 0 | 0 | 0 | 0 | 0 | 0 | 0.02032 | 0.02003
1996 | 327.9792 | 0 | 0 | 0 | 0 | 0 | 0 | -0.004064 | -0.004006
1996 | 327.9896 | 0 | 0 | 0 | 0 | 0 | 0 | 0.016256 | 0.016024
1996 | 328 | 0 | 0 | 0 | 0 | 0 | 0 | 0.024384 | 0.016024
1996 | 328.0104 | 0.024384 | 0 | 0 | 0 | 0 | 0 | 0.02032 | 0.004006
1996 | 328.0208 | 0 | 0 | 0 | 0 | 0 | 0 | 0.016256 | 0.004006
1996 | 328.0313 | 0 | 0 | 0 | 0 | 0 | 0 | 0.012192 | 0.004006
1996 | 328.0417 | 0 | 0 | 0 | 0 | 0 | 0 | 0.012192 | 0.008012
1996 | 328.0521 | 0 | 0 | 0 | 0 | 0 | 0 | 0.008128 | 0.004006
1996 | 328.0625 | 0 | 0 | 0 | 0 | 0 | 0 | 0.004064 | 0
1996 | 328.0729 | 0 | 0 | 0 | 0 | 0 | 0 | 0.004064 | 0
1996 | 328.0833 | 0 | 0 | 0 | 0 | 0 | 0 | 0 | 0
1996 | 328.0938 | 0 | 0 | 0 | 0 | 0 | 0 | -0.004064 | 0.004006
1996 | 328.1042 | 0 | 0 | 0 | 0 | 0 | 0 | 0.016256 | -0.016024
1996 | 328.1146 | 0 | 0 | 0 | 0 | 0 | 0 | 0.016256 | 0.008012
1996 | 328.125 | 0 | 0 | 0 | 0 | 0 | 0 | 0 | -0.004006
1996 | 328.1354 | 0 | 0 | 0 | 0 | 0 | 0 | -0.016256 | -0.008012
1996 | 328.1458 | 0 | 0 | 0 | 0 | 0 | 0 | -0.024384 | -0.012018
1996 | 328.1563 | 0 | 0 | 0 | 0 | 0 | 0 | -0.004064 | -0.004006
1996 | 328.1667 | 0 | 0 | 0 | 0 | 0 | 0 | 0.004064 | -0.004006
1996 | 328.1771 | 0 | 0 | 0 | 0 | 0 | 0 | -0.004064 | 0
1996 | 328.1875 | 0 | 0 | 0 | 0 | 0 | 0 | -0.008128 | -0.008012
1996 | 328.1979 | 0 | 0 | 0 | 0 | 0 | 0 | 0.012192 | 0.008012
1996 | 328.2083 | 0 | 0 | 0 | 0 | 0 | 0 | 0.008128 | 0
1996 | 328.2188 | 0 | 0 | 0 | 0 | 0 | 0 | 0.008128 | 0
1996 | 328.2292 | 0 | 0 | 0 | 0 | 0 | 0 | -0.012192 | 0
1996 | 328.2396 | 0 | 0 | 0 | 0 | 0 | 0 | -0.012192 | -0.016024
1996 | 328.25 | 0 | 0 | 0 | 0 | 0 | 0 | -0.028448 | -0.016024
1996 | 328.2604 | 0 | 0 | 0 | 0 | 0 | 0 | 0.004064 | 0.008012
1996 | 328.2708 | 0 | 0 | 0 | 0 | 0 | 0 | 0.012192 | 0.004006
1996 | 328.2813 | 0 | 0 | 0 | 0 | 0 | 0 | 0.012192 | 0.012018
1996 | 328.2917 | 0 | 0 | 0 | 0 | 0 | 0 | 0 | -0.008012
1996 | 328.3021 | 0 | 0 | 0 | 0 | 0 | 0 | 0 | 0
1996 | 328.3125 | 0 | 0 | 0 | 0 | 0 | 0 | -0.008128 | -0.012018
1996 | 328.3229 | 0 | 0 | 0 | 0 | 0 | 0 | 0 | 0
1996 | 328.3333 | 0 | 0 | 0 | 0 | 0 | 0 | 0 | 0.008012
1996 | 328.3438 | 0 | 0 | 0 | 0 | 0 | 0 | -0.004064 | 0
1996 | 328.3542 | 0 | 0 | 0 | 0 | 0 | 0 | -0.004064 | 0
1996 | 328.3646 | 0 | 0 | 0 | 0 | 0 | 0 | 0.008128 | 0.016024
1996 | 328.375 | 0 | 0 | 0 | 0 | 0 | 0 | 0.032512 | 0.032048
1996 | 328.3854 | 0 | 0 | 0 | 0 | 0 | 0 | 0.028448 | 0.024036
1996 | 328.3958 | 0 | 0 | 0 | 0 | 0 | 0 | 0.028448 | 0.032048
1996 | 328.4063 | 0 | 0 | 0 | 0 | 0 | 0 | 0.044704 | 0.044066
1996 | 328.4167 | 0 | 0 | 0 | 0 | 0 | 0 | 0.06096 | 0.052078
1996 | 328.4271 | 0 | 0 | 0 | 0 | 0 | 0 | 0.036576 | 0.044066
1996 | 328.4375 | 0 | 0 | 0 | 0 | 0 | 0 | 0.032512 | 0.048072
1996 | 328.4479 | 0 | 0 | 0 | 0 | 0 | 0 | 0.065024 | 0.064096
1996 | 328.4583 | 0 | 0 | 0 | 0 | 0 | 0 | 0.077216 | 0.072108
1996 | 328.4688 | 0 | 0 | 0 | 0 | 0 | 0 | 0.077216 | 0.072108
1996 | 328.4792 | 0 | 0 | 0 | 0 | 0 | 0 | 0.1016 | 0.096144
1996 | 328.4896 | 0 | 0 | 0 | 0 | 0 | 0 | 0.06096 | 0.08012
1996 | 328.5 | 0 | 0 | 0 | 0 | 0 | 0 | 0.077216 | 0.096144
1996 | 328.5104 | 0 | 0 | 0 | 0 | 0 | 0 | 0.08128 | 0.092138
1996 | 328.5208 | 0 | 0 | 0 | 0 | 0 | 0 | 0.10566 | 0.10416
1996 | 328.5313 | 0 | 0 | 0 | 0 | 0 | 0 | 0.12192 | 0.1362
1996 | 328.5417 | 0 | 0 | 0 | 0 | 0 | 0 | 0.15037 | 0.11617
1996 | 328.5521 | 0 | 0 | 0 | 0 | 0 | 0 | 0.17475 | 0.084126
1996 | 328.5625 | 0 | 0 | 0 | 0 | 0 | 0 | 0.036576 | 0.044066
1996 | 328.5729 | 0 | 0 | 0 | 0 | 0 | 0 | 0.17475 | 0.088132
1996 | 328.5833 | 0 | 0 | 0 | 0 | 0 | 0 | -0.036576 | 0.048072
1996 | 328.5938 | 0 | 0 | 0 | 0 | 0 | 0 | 0.089408 | 0.04006
1996 | 328.6042 | 0 | 0 | 0 | 0 | 0 | 0 | 0.024384 | 0.032048
1996 | 328.6146 | 0 | 0 | 0 | 0 | 0 | 0 | 0 | 0.008012
1996 | 328.625 | 0 | 0 | 0 | 0 | 0 | 0 | 0.093472 | 0.036054
1996 | 328.6354 | 0 | 0 | 0 | 0 | 0 | 0 | -0.008128 | -0.008012
1996 | 328.6458 | 0 | 0 | 0 | 0 | 0 | 0 | 0.097536 | 0.036054
1996 | 328.6563 | 0 | 0 | 0 | 0 | 0 | 0 | -0.056896 | 0.008012
1996 | 328.6667 | 0 | 0 | 0 | 0 | 0 | 0 | 0 | 0.02003
1996 | 328.6771 | 0 | 0 | 0 | 0 | 0 | 0 | 0.012192 | 0.028042
1996 | 328.6875 | 0 | 0 | 0 | 0 | 0 | 0 | 0.048768 | 0.024036
1996 | 328.6979 | 0 | 0 | 0 | 0 | 0 | 0 | 0 | -0.02003
1996 | 328.7083 | 0 | 0 | 0 | 0 | 0 | 0 | 0.04064 | 0.048072
1996 | 328.7188 | 0 | 0.024036 | 0 | 0 | 0 | 0 | 0 | -0.008012
1996 | 328.7292 | 0 | 0 | 0 | 0 | 0 | 0 | 0.04064 | -0.004006
1996 | 328.7396 | 0 | 0 | 0 | 0 | 0 | 0 | 0.008128 | 0.064096
1996 | 328.75 | 0 | 0 | 0 | 0 | 0 | 0 | -0.004064 | -0.008012
1996 | 328.7604 | 0 | 0 | 0 | 0 | 0 | 0 | 0.065024 | 0.068102
1996 | 328.7708 | 0 | 0 | 0 | 0 | 0 | 0 | -0.004064 | 0.032048
1996 | 328.7813 | 0.024384 | 0 | 0 | 0 | 0 | 0 | -0.016256 | 0
1996 | 328.7917 | 0 | 0 | 0 | 0 | 0 | 0 | 0.04064 | -0.008012
1996 | 328.8021 | 0 | 0 | 0 | 0 | 0 | 0 | 0.036576 | 0.024036
1996 | 328.8125 | 0 | 0 | 0 | 0 | 0 | 0 | -0.04064 | 0.028042
1996 | 328.8229 | 0 | 0 | 0 | 0 | 0 | 0 | 0.048768 | 0.024036
1996 | 328.8333 | 0.056896 | 0 | 0 | 0 | 0 | 0 | 0.028448 | 0
1996 | 328.8438 | 0 | 0.032048 | 0 | 0 | 0 | 0 | -0.048768 | 0.04006
1996 | 328.8542 | 0 | 0 | 0 | 0 | 0 | 0 | 0.044704 | 0.02003
1996 | 328.8646 | 0 | 0.032048 | 0 | 0 | 0 | 0 | -0.02032 | 0
1996 | 328.875 | 0 | 0 | 0 | 0 | 0 | 0 | 0.08128 | 0.008012
1996 | 328.8854 | 0.048768 | 0 | 0 | 0 | 0 | 0 | 0 | 0.076114
1996 | 328.8958 | 0 | 0 | 0 | 0 | 0 | 0 | 0.069088 | -0.016024
1996 | 328.9063 | 0 | 0 | 0 | 0 | 0 | 0 | 0.008128 | 0.032048
1996 | 328.9167 | 0 | 0 | 0 | 0 | 0 | 0 | -0.028448 | 0.048072
1996 | 328.9271 | 0 | 0 | 0 | 0 | 0 | 0 | 0.012192 | -0.008012
1996 | 328.9375 | 0 | 0 | 0 | 0 | 0 | 0 | 0.065024 | 0.048072
1996 | 328.9479 | 0 | 0 | 0 | 0 | 0 | 0 | -0.024384 | 0.016024
1996 | 328.9583 | 0.048768 | 0 | 0 | 0 | 0 | 0 | -0.004064 | -0.024036
1996 | 328.9688 | 0 | 0 | 0 | 0 | 0 | 0 | 0.089408 | 0.048072
1996 | 328.9792 | 0 | 0 | 0 | 0 | 0 | 0 | -0.10566 | -0.012018
1996 | 328.9896 | 0 | 0 | 0 | 0 | 0 | 0 | 0.052832 | 0.012018
1996 | 329 | 0 | 0 | 0 | 0 | 0 | 0 | 0.02032 | 0.024036
1996 | 329.0104 | 0 | 0 | 0 | 0 | 0 | 0 | -0.032512 | -0.004006
1996 | 329.0208 | 0 | 0 | 0 | 0 | 0 | 0 | 0.056896 | 0.056084
1996 | 329.0313 | 0 | 0 | 0 | 0 | 0 | 0 | -0.044704 | -0.076114
1996 | 329.0417 | 0 | 0 | 0 | 0 | 0 | 0 | 0 | 0.028042
1996 | 329.0521 | 0 | 0 | 0 | 0 | 0 | 0 | 0.016256 | 0.036054
1996 | 329.0625 | 0 | 0 | 0 | 0 | 0 | 0 | 0.048768 | -0.06009
1996 | 329.0729 | 0 | 0 | 0 | 0 | 0 | 0 | -0.02032 | 0.032048
1996 | 329.0833 | 0 | 0 | 0 | 0 | 0 | 0 | 0.056896 | 0.052078
1996 | 329.0938 | 0 | 0 | 0 | 0 | 0 | 0 | 0.024384 | 0.056084
1996 | 329.1042 | 0 | 0 | 0 | 0 | 0 | 0 | 0.016256 | -0.004006
1996 | 329.1146 | 0 | 0 | 0 | 0 | 0 | 0 | -0.04064 | -0.092138
1996 | 329.125 | 0 | 0 | 0 | 0 | 0 | 0 | 0.028448 | 0.1362
1996 | 329.1354 | 0 | 0 | 0 | 0 | 0 | 0 | 0.02032 | 0.008012
1996 | 329.1458 | 0 | 0 | 0 | 0 | 0 | 0 | 0.077216 | 0.084126
1996 | 329.1563 | 0 | 0 | 0 | 0 | 0 | 0 | 0.036576 | -0.036054
1996 | 329.1667 | 0 | 0 | 0 | 0 | 0 | 0 | 0.012192 | 0.044066
1996 | 329.1771 | 0 | 0 | 0 | 0 | 0 | 0 | 0.016256 | 0.06009
1996 | 329.1875 | 0 | 0 | 0 | 0 | 0 | 0 | 0.028448 | -0.056084
1996 | 329.1979 | 0 | 0 | 0 | 0 | 0 | 0 | 0.024384 | 0.012018
1996 | 329.2083 | 0 | 0 | 0 | 0 | 0 | 0 | -0.02032 | 0.012018
1996 | 329.2188 | 0 | 0 | 0 | 0 | 0 | 0 | 0.012192 | 0.016024
1996 | 329.2292 | 0 | 0 | 0 | 0 | 0 | 0 | 0 | 0.048072
1996 | 329.2396 | 0 | 0 | 0 | 0 | 0 | 0 | 0.048768 | 0.008012
1996 | 329.25 | 0 | 0 | 0 | 0 | 0 | 0 | -0.036576 | 0.056084
1996 | 329.2604 | 0 | 0 | 0 | 0 | 0 | 0 | 0.016256 | -0.02003
1996 | 329.2708 | 0 | 0 | 0 | 0 | 0 | 0 | 0.024384 | 0.044066
1996 | 329.2813 | 0 | 0 | 0 | 0 | 0 | 0 | 0.016256 | -0.024036
1996 | 329.2917 | 0 | 0 | 0 | 0 | 0 | 0 | -0.008128 | 0.06009
1996 | 329.3021 | 0 | 0 | 0 | 0 | 0 | 0 | 0 | 0.004006
1996 | 329.3125 | 0 | 0 | 0 | 0 | 0 | 0 | -0.012192 | -0.02003
1996 | 329.3229 | 0 | 0 | 0 | 0 | 0 | 0 | 0.012192 | 0.048072
1996 | 329.3333 | 0 | 0 | 0 | 0 | 0 | 0 | -0.02032 | -0.052078
1996 | 329.3438 | 0 | 0 | 0 | 0 | 0 | 0 | 0.02032 | 0.06009
1996 | 329.3542 | 0 | 0 | 0 | 0 | 0 | 0 | -0.036576 | 0.012018
1996 | 329.3646 | 0 | 0 | 0 | 0 | 0 | 0 | 0.032512 | -0.004006
1996 | 329.375 | 0 | 0 | 0 | 0 | 0 | 0 | -0.004064 | 0
1996 | 329.3854 | 0 | 0 | 0 | 0 | 0 | 0 | -0.016256 | 0.016024
1996 | 329.3958 | 0 | 0 | 0 | 0 | 0 | 0 | 0.008128 | -0.056084
1996 | 329.4063 | 0 | 0 | 0 | 0 | 0 | 0 | -0.028448 | 0.036054
1996 | 329.4167 | 0 | 0 | 0 | 0 | 0 | 0 | 0.048768 | -0.032048
1996 | 329.4271 | 0 | 0 | 0 | 0 | 0 | 0 | -0.056896 | 0.004006
1996 | 329.4375 | 0 | 0 | 0 | 0 | 0 | 0 | 0.06096 | 0.072108
1996 | 329.4479 | 0 | 0 | 0 | 0 | 0 | 0 | 0.008128 | 0.044066
1996 | 329.4583 | 0 | 0 | 0 | 0 | 0 | 0 | 0.069088 | -0.012018
1996 | 329.4688 | 0 | 0 | 0 | 0 | 0 | 0 | 0.012192 | 0.028042
1996 | 329.4792 | 0 | 0 | 0 | 0 | 0 | 0 | 0.012192 | 0.044066
1996 | 329.4896 | 0 | 0 | 0 | 0 | 0 | 0 | 0.065024 | -0.008012
1996 | 329.5 | 0 | 0 | 0 | 0 | 0 | 0 | 0.056896 | 0.072108
1996 | 329.5104 | 0 | 0 | 0 | 0 | 0 | 0 | -0.004064 | -0.028042
1996 | 329.5208 | 0 | 0 | 0 | 0 | 0 | 0 | 0.024384 | 0.036054
1996 | 329.5313 | 0 | 0 | 0 | 0 | 0 | 0 | 0.048768 | 0.012018
1996 | 329.5417 | 0 | 0 | 0 | 0 | 0 | 0 | 0.16256 | 0.056084
1996 | 329.5521 | 0 | 0 | 0 | 0 | 0 | 0 | -0.10566 | 0.032048
1996 | 329.5625 | 0 | 0 | 0 | 0 | 0 | 0 | 0.077216 | 0.032048
1996 | 329.5729 | 0 | 0 | 0 | 0 | 0 | 0 | 0.056896 | 0
1996 | 329.5833 | 0 | 0 | 0 | 0 | 0 | 0 | 0.04064 | 0.052078
1996 | 329.5938 | 0 | 0 | 0 | 0 | 0 | 0 | 0.016256 | 0.028042
1996 | 329.6042 | 0 | 0 | 0 | 0 | 0 | 0 | 0.056896 | 0.036054
1996 | 329.6146 | 0 | 0 | 0 | 0 | 0 | 0 | 0.08128 | 0.056084
1996 | 329.625 | 0 | 0 | 0 | 0 | 0 | 0 | -0.008128 | 0.012018
1996 | 329.6354 | 0 | 0 | 0 | 0 | 0 | 0 | 0.056896 | 0.04006
1996 | 329.6458 | 0 | 0 | 0 | 0 | 0 | 0 | -0.02032 | 0.016024
1996 | 329.6563 | 0 | 0 | 0 | 0 | 0 | 0 | 0.036576 | 0.052078
1996 | 329.6667 | 0 | 0 | 0 | 0 | 0 | 0 | 0.04064 | 0.012018
1996 | 329.6771 | 0 | 0 | 0 | 0 | 0 | 0 | 0.048768 | 0.032048
1996 | 329.6875 | 0 | 0 | 0 | 0 | 0 | 0 | 0.02032 | 0.032048
1996 | 329.6979 | 0 | 0 | 0 | 0 | 0 | 0 | 0.02032 | 0.024036
1996 | 329.7083 | 0 | 0 | 0 | 0 | 0 | 0 | 0.004064 | 0
1996 | 329.7188 | 0 | 0 | 0 | 0 | 0 | 0 | 0.04064 | 0.056084
1996 | 329.7292 | 0 | 0 | 0 | 0 | 0 | 0 | 0.016256 | 0.02003
1996 | 329.7396 | 0 | 0 | 0 | 0 | 0 | 0 | 0.02032 | 0.024036
1996 | 329.75 | 0 | 0 | 0 | 0 | 0 | 0 | 0 | -0.004006
1996 | 329.7604 | 0 | 0 | 0 | 0 | 0 | 0 | 0.036576 | 0.016024
1996 | 329.7708 | 0 | 0 | 0 | 0 | 0 | 0 | -0.004064 | 0.02003
1996 | 329.7813 | 0 | 0 | 0 | 0 | 0 | 0 | 0.028448 | 0.016024
1996 | 329.7917 | 0 | 0 | 0 | 0 | 0 | 0 | 0.004064 | 0.02003
1996 | 329.8021 | 0 | 0 | 0 | 0 | 0 | 0 | 0.024384 | 0.028042
1996 | 329.8125 | 0 | 0 | 0 | 0 | 0 | 0 | 0 | 0
1996 | 329.8229 | 0 | 0 | 0 | 0 | 0 | 0 | 0.008128 | 0.02003
1996 | 329.8333 | 0 | 0 | 0 | 0 | 0 | 0 | 0.012192 | 0.012018
1996 | 329.8438 | 0 | 0 | 0 | 0 | 0 | 0 | 0.012192 | 0.012018
1996 | 329.8542 | 0 | 0 | 0 | 0 | 0 | 0 | -0.004064 | 0.008012
1996 | 329.8646 | 0 | 0 | 0 | 0 | 0 | 0 | 0.012192 | -0.004006
1996 | 329.875 | 0 | 0 | 0 | 0 | 0 | 0 | 0.004064 | 0.02003
1996 | 329.8854 | 0 | 0 | 0 | 0 | 0 | 0 | 0.004064 | 0.008012
1996 | 329.8958 | 0 | 0 | 0 | 0 | 0 | 0 | 0.004064 | 0
1996 | 329.9063 | 0 | 0 | 0 | 0 | 0 | 0 | 0.008128 | 0.012018
1996 | 329.9167 | 0 | 0 | 0 | 0 | 0 | 0 | 0.004064 | 0.004006
1996 | 329.9271 | 0 | 0 | 0 | 0 | 0 | 0 | 0.004064 | 0.004006
1996 | 329.9375 | 0 | 0 | 0 | 0 | 0 | 0 | 0 | 0.004006
1996 | 329.9479 | 0 | 0 | 0 | 0 | 0 | 0 | 0 | 0
1996 | 329.9583 | 0 | 0 | 0 | 0 | 0 | 0 | 0 | 0
1996 | 329.9688 | 0 | 0 | 0 | 0 | 0 | 0 | 0.004064 | 0.004006
1996 | 329.9792 | 0 | 0 | 0 | 0 | 0 | 0 | 0 | 0.004006
1996 | 329.9896 | 0 | 0 | 0 | 0 | 0 | 0 | -0.004064 | -0.004006
1996 | 330 | 0 | 0 | 0 | 0 | 0 | 0 | 0 | 0.004006
1996 | 330.0104 | 0 | 0 | 0 | 0 | 0 | 0 | 0.008128 | 0.004006
1996 | 330.0208 | 0 | 0 | 0 | 0 | 0 | 0 | 0 | -0.004006
1996 | 330.0313 | 0 | 0 | 0 | 0 | 0 | 0 | 0 | 0.012018
1996 | 330.0417 | 0 | 0 | 0 | 0 | 0 | 0 | 0 | -0.004006
1996 | 330.0521 | 0 | 0 | 0 | 0 | 0 | 0 | 0 | -0.012018
1996 | 330.0625 | 0 | 0 | 0 | 0 | 0 | 0 | -0.008128 | 0.016024
1996 | 330.0729 | 0 | 0 | 0 | 0 | 0 | 0 | 0 | -0.008012
1996 | 330.0833 | 0 | 0 | 0 | 0 | 0 | 0 | 0.004064 | 0
1996 | 330.0938 | 0 | 0 | 0 | 0 | 0 | 0 | -0.004064 | 0
1996 | 330.1042 | 0 | 0 | 0 | 0 | 0 | 0 | 0.004064 | 0
1996 | 330.1146 | 0 | 0 | 0 | 0 | 0 | 0 | 0.004064 | 0.012018
1996 | 330.125 | 0 | 0 | 0 | 0 | 0 | 0 | -0.004064 | 0
1996 | 330.1354 | 0 | 0 | 0 | 0 | 0 | 0 | 0.004064 | 0
1996 | 330.1458 | 0 | 0 | 0 | 0 | 0 | 0 | -0.012192 | -0.004006
1996 | 330.1563 | 0 | 0 | 0 | 0 | 0 | 0 | 0.012192 | 0.004006
1996 | 330.1667 | 0 | 0 | 0 | 0 | 0 | 0 | -0.004064 | 0
1996 | 330.1771 | 0 | 0 | 0 | 0 | 0 | 0 | -0.004064 | 0.004006
1996 | 330.1875 | 0 | 0 | 0 | 0 | 0 | 0 | 0 | -0.004006
1996 | 330.1979 | 0 | 0 | 0 | 0 | 0 | 0 | -0.004064 | 0
1996 | 330.2083 | 0 | 0 | 0 | 0 | 0 | 0 | 0.004064 | 0
1996 | 330.2188 | 0 | 0 | 0 | 0 | 0 | 0 | 0.004064 | 0
1996 | 330.2292 | 0 | 0 | 0 | 0 | 0 | 0 | -0.008128 | 0
1996 | 330.2396 | 0 | 0 | 0 | 0 | 0 | 0 | 0 | 0
1996 | 330.25 | 0 | 0 | 0 | 0 | 0 | 0 | -0.024384 | -0.008012
1996 | 330.2604 | 0 | 0 | 0 | 0 | 0 | 0 | 0.012192 | -0.004006
1996 | 330.2708 | 0 | 0 | 0 | 0 | 0 | 0 | 0 | 0.004006
1996 | 330.2813 | 0 | 0 | 0 | 0 | 0 | 0 | 0.004064 | 0.008012
1996 | 330.2917 | 0 | 0 | 0 | 0 | 0 | 0 | 0.004064 | 0.016024
1996 | 330.3021 | 0 | 0 | 0 | 0 | 0 | 0 | 0.004064 | 0
1996 | 330.3125 | 0 | 0 | 0 | 0 | 0 | 0 | 0.004064 | 0.004006
1996 | 330.3229 | 0 | 0 | 0 | 0 | 0 | 0 | -0.004064 | -0.008012
1996 | 330.3333 | 0 | 0 | 0 | 0 | 0 | 0 | -0.008128 | 0.008012
1996 | 330.3438 | 0 | 0 | 0 | 0 | 0 | 0 | 0.016256 | 0.02003
1996 | 330.3542 | 0 | 0 | 0 | 0 | 0 | 0 | 0.024384 | 0.008012
1996 | 330.3646 | 0 | 0 | 0 | 0 | 0 | 0 | 0.004064 | 0.008012
1996 | 330.375 | 0 | 0 | 0 | 0 | 0 | 0 | 0.008128 | 0.012018
1996 | 330.3854 | 0 | 0 | 0 | 0 | 0 | 0 | 0.016256 | 0.004006
1996 | 330.3958 | 0 | 0 | 0 | 0 | 0 | 0 | 0.024384 | 0.012018
1996 | 330.4063 | 0 | 0 | 0 | 0 | 0 | 0 | 0.028448 | 0.02003
1996 | 330.4167 | 0 | 0 | 0 | 0 | 0 | 0 | 0.008128 | 0.012018
1996 | 330.4271 | 0 | 0 | 0 | 0 | 0 | 0 | 0.032512 | 0.012018
1996 | 330.4375 | 0 | 0 | 0 | 0 | 0 | 0 | 0.028448 | 0.012018
1996 | 330.4479 | 0 | 0 | 0 | 0 | 0 | 0 | 0.016256 | 0.016024
1996 | 330.4583 | 0 | 0 | 0 | 0 | 0 | 0 | 0.04064 | 0.024036
1996 | 330.4688 | 0 | 0 | 0 | 0 | 0 | 0 | 0.032512 | 0.012018
1996 | 330.4792 | 0 | 0 | 0 | 0 | 0 | 0 | 0.028448 | 0.032048
1996 | 330.4896 | 0 | 0 | 0 | 0 | 0 | 0 | 0.036576 | 0.02003
1996 | 330.5 | 0 | 0 | 0 | 0 | 0 | 0 | 0.036576 | 0.032048
1996 | 330.5104 | 0 | 0 | 0 | 0 | 0 | 0 | 0.024384 | 0.04006
1996 | 330.5208 | 0 | 0 | 0 | 0 | 0 | 0 | 0.044704 | 0.028042
1996 | 330.5313 | 0 | 0 | 0 | 0 | 0 | 0 | 0.048768 | 0.036054
1996 | 330.5417 | 0 | 0 | 0 | 0 | 0 | 0 | 0.036576 | 0.04006
1996 | 330.5521 | 0 | 0 | 0 | 0 | 0 | 0 | 0.032512 | 0.044066
1996 | 330.5625 | 0 | 0 | 0 | 0 | 0 | 0 | 0.052832 | 0.04006
1996 | 330.5729 | 0 | 0 | 0 | 0 | 0 | 0 | 0.036576 | 0.032048
1996 | 330.5833 | 0 | 0 | 0 | 0 | 0 | 0 | 0.04064 | 0.044066
1996 | 330.5938 | 0 | 0 | 0 | 0 | 0 | 0 | 0.04064 | 0.04006
1996 | 330.6042 | 0 | 0 | 0 | 0 | 0 | 0 | 0.052832 | 0.04006
1996 | 330.6146 | 0 | 0 | 0 | 0 | 0 | 0 | 0.036576 | 0.036054
1996 | 330.625 | 0 | 0 | 0 | 0 | 0 | 0 | 0.036576 | 0.036054
1996 | 330.6354 | 0 | 0 | 0 | 0 | 0 | 0 | 0.032512 | 0.036054
1996 | 330.6458 | 0 | 0 | 0 | 0 | 0 | 0 | 0.028448 | 0.028042
1996 | 330.6563 | 0 | 0 | 0 | 0 | 0 | 0 | 0.044704 | 0.012018
1996 | 330.6667 | 0 | 0 | 0 | 0 | 0 | 0 | 0.024384 | 0.028042
1996 | 330.6771 | 0 | 0 | 0 | 0 | 0 | 0 | 0.012192 | 0.024036
1996 | 330.6875 | 0 | 0 | 0 | 0 | 0 | 0 | 0.02032 | 0.02003
1996 | 330.6979 | 0 | 0 | 0 | 0 | 0 | 0 | 0.016256 | 0.012018
1996 | 330.7083 | 0 | 0 | 0 | 0 | 0 | 0 | 0.004064 | 0.012018
1996 | 330.7188 | 0 | 0 | 0 | 0 | 0 | 0 | 0.004064 | -0.004006
1996 | 330.7292 | 0 | 0 | 0 | 0 | 0 | 0 | 0 | 0.004006
1996 | 330.7396 | 0 | 0 | 0 | 0 | 0 | 0 | 0.004064 | 0.004006
1996 | 330.75 | 0 | 0 | 0 | 0 | 0 | 0 | -0.004064 | -0.004006
1996 | 330.7604 | 0 | 0 | 0 | 0 | 0 | 0 | 0.008128 | -0.008012
1996 | 330.7708 | 0 | 0 | 0 | 0 | 0 | 0 | 0 | 0.004006
1996 | 330.7813 | 0 | 0 | 0 | 0 | 0 | 0 | 0 | 0.004006
1996 | 330.7917 | 0 | 0 | 0 | 0 | 0 | 0 | 0 | 0
1996 | 330.8021 | 0 | 0 | 0 | 0 | 0 | 0 | 0 | 0.004006
1996 | 330.8125 | 0 | 0 | 0 | 0 | 0 | 0 | 0 | -0.004006
1996 | 330.8229 | 0 | 0 | 0 | 0 | 0 | 0 | -0.004064 | 0
1996 | 330.8333 | 0 | 0 | 0 | 0 | 0 | 0 | 0.004064 | 0.008012
1996 | 330.8438 | 0 | 0 | 0 | 0 | 0 | 0 | 0 | 0
1996 | 330.8542 | 0 | 0 | 0 | 0 | 0 | 0 | 0 | 0.004006
1996 | 330.8646 | 0 | 0 | 0 | 0 | 0 | 0 | 0 | 0.004006
1996 | 330.875 | 0 | 0 | 0 | 0 | 0 | 0 | 0.004064 | 0.004006
1996 | 330.8854 | 0 | 0 | 0 | 0 | 0 | 0 | 0.004064 | 0.004006
1996 | 330.8958 | 0 | 0 | 0 | 0 | 0 | 0 | 0.004064 | 0
1996 | 330.9063 | 0 | 0 | 0 | 0 | 0 | 0 | 0.004064 | 0.008012
1996 | 330.9167 | 0 | 0 | 0 | 0 | 0 | 0 | -0.008128 | 0.0088132
1996 | 330.9271 | 0 | 0 | 0 | 0 | 0 | 0 | 0.008128 | 0.0012018
1996 | 330.9375 | 0 | 0 | 0 | 0 | 0 | 0 | 0 | 0.0024036
1996 | 330.9479 | 0 | 0 | 0 | 0 | 0 | 0 | -0.008128 | 0.002003
1996 | 330.9583 | 0 | 0 | 0 | 0 | 0 | 0 | 0.008128 | 0.008012
1996 | 330.9688 | 0 | 0 | 0 | 0 | 0 | 0 | -0.004064 | 0
1996 | 330.9792 | 0 | 0 | 0 | 0 | 0 | 0 | 0 | 0.0036054
1996 | 330.9896 | 0 | 0 | 0 | 0 | 0 | 0 | 0 | -0.0004006
1996 | 331 | 0 | 0 | 0 | 0 | 0 | 0 | -0.004064 | 0.0068102
1996 | 331.0104 | 0 | 0 | 0 | 0 | 0 | 0 | 0.004064 | 0.0044066
1996 | 331.0208 | 0 | 0 | 0 | 0 | 0 | 0 | 0 | 0.004006
1996 | 331.0313 | 0 | 0 | 0 | 0 | 0 | 0 | 0 | 0.0012018
1996 | 331.0417 | 0 | 0 | 0 | 0 | 0 | 0 | -0.008128 | 0.0028042
1996 | 331.0521 | 0 | 0 | 0 | 0 | 0 | 0 | 0.004064 | 0.0012018
1996 | 331.0625 | 0 | 0 | 0 | 0 | 0 | 0 | -0.008128 | 0.0012018
1996 | 331.0729 | 0 | 0 | 0 | 0 | 0 | 0 | 0.016256 | 0.017626
1996 | 331.0833 | 0 | 0 | 0 | 0 | 0 | 0 | 0.004064 | 0.006009
1996 | 331.0938 | 0 | 0 | 0 | 0 | 0 | 0 | 0.004064 | 0.012419
1996 | 331.1042 | 0 | 0 | 0 | 0 | 0 | 0 | 0.008128 | 0.0068102
1996 | 331.1146 | 0 | 0 | 0 | 0 | 0 | 0 | 0.004064 | -0.0004006
1996 | 331.125 | 0 | 0 | 0 | 0 | 0 | 0 | -0.008128 | 0.004006
1996 | 331.1354 | 0 | 0 | 0 | 0 | 0 | 0 | 0 | 0.0028042
1996 | 331.1458 | 0 | 0 | 0 | 0 | 0 | 0 | 0.008128 | 0.0084126
1996 | 331.1563 | 0 | 0 | 0 | 0 | 0 | 0 | 0.004064 | 0.010015
1996 | 331.1667 | 0 | 0 | 0 | 0 | 0 | 0 | 0 | 0.0004006
1996 | 331.1771 | 0 | 0 | 0 | 0 | 0 | 0 | 0 | 0.0016024
1996 | 331.1875 | 0 | 0 | 0 | 0 | 0 | 0 | 0.008128 | 0.0068102
1996 | 331.1979 | 0 | 0 | 0 | 0 | 0 | 0 | 0.008128 | 0.008012
1996 | 331.2083 | 0 | 0 | 0 | 0 | 0 | 0 | 0 | 0.0036054
1996 | 331.2188 | 0 | 0 | 0 | 0 | 0 | 0 | 0 | 0.0072108
1996 | 331.2292 | 0 | 0 | 0 | 0 | 0 | 0 | -0.004064 | -0.0028042
1996 | 331.2396 | 0 | 0 | 0 | 0 | 0 | 0 | 0.008128 | 0.011217
1996 | 331.25 | 0 | 0 | 0 | 0 | 0 | 0 | 0.012192 | 0.0088132
1996 | 331.2604 | 0 | 0 | 0 | 0 | 0 | 0 | -2.2737e-13 | 0.0012018
1996 | 331.2708 | 0 | 0 | 0 | 0 | 0 | 0 | 0.024384 | 0.015623
1996 | 331.2813 | 0 | 0 | 0 | 0 | 0 | 0 | 0 | -0.006009
1996 | 331.2917 | 0 | 0 | 0 | 0 | 0 | 0 | 0 | 0.012419
1996 | 331.3021 | 0 | 0 | 0 | 0 | 0 | 0 | 0 | -0.0012018
1996 | 331.3125 | 0 | 0 | 0 | 0 | 0 | 0 | 0.012192 | 0.010816
1996 | 331.3229 | 0 | 0 | 0 | 0 | 0 | 0 | -0.008128 | 0.002003
1996 | 331.3333 | 0 | 0 | 0 | 0 | 0 | 0 | 0.012192 | 0.006009
1996 | 331.3438 | 0 | 0 | 0 | 0 | 0 | 0 | 0.012192 | 0.0056084
1996 | 331.3542 | 0 | 0 | 0 | 0 | 0 | 0 | 0.004064 | -0.004006
1996 | 331.3646 | 0 | 0 | 0 | 0 | 0 | 0 | 0 | 0.012018
1996 | 331.375 | 0 | 0 | 0 | 0 | 0 | 0 | 0.004064 | 0.0068102
1996 | 331.3854 | 0 | 0 | 0 | 0 | 0 | 0 | 0.036576 | 0.01362
1996 | 331.3958 | 0 | 0 | 0 | 0 | 0 | 0 | -0.008128 | 0.0064096
1996 | 331.4063 | 0 | 0 | 0 | 0 | 0 | 0 | 0.04064 | 0.021232
1996 | 331.4167 | 0 | 0 | 0 | 0 | 0 | 0 | 0.012192 | 0.016024
1996 | 331.4271 | 0 | 0 | 0 | 0 | 0 | 0 | 0.036576 | 0.018428
1996 | 331.4375 | 0 | 0 | 0 | 0 | 0 | 0 | 0 | 0.0068102
1996 | 331.4479 | 0 | 0 | 0 | 0 | 0 | 0 | 0.016256 | 0.017226
1996 | 331.4583 | 0 | 0 | 0 | 0 | 0 | 0 | 0.004064 | 0.0076114
1996 | 331.4688 | 0 | 0 | 0 | 0 | 0 | 0 | 0.02032 | 0.010816
1996 | 331.4792 | 0 | 0 | 0 | 0 | 0 | 0 | 0.004064 | 0.016825
1996 | 331.4896 | 0 | 0 | 0 | 0 | 0 | 0 | 0.024384 | 0.0068102
1996 | 331.5 | 0 | 0 | 0 | 0 | 0 | 0 | 0.024384 | 0.020831
1996 | 331.5104 | 0 | 0 | 0 | 0 | 0 | 0 | 0.028448 | 0.015223
1996 | 331.5208 | 0 | 0 | 0 | 0 | 0 | 0 | 0.056896 | 0.031647
1996 | 331.5313 | 0 | 0 | 0 | 0 | 0 | 0 | 0.02032 | 0.023635
1996 | 331.5417 | 0 | 0 | 0 | 0 | 0 | 0 | 0.02032 | 0.030846
1996 | 331.5521 | 0 | 0 | 0 | 0 | 0 | 0 | 0.036576 | 0.020831
1996 | 331.5625 | 0 | 0 | 0 | 0 | 0 | 0 | 0.052832 | 0.039659
1996 | 331.5729 | 0 | 0 | 0 | 0 | 0 | 0 | -0.004064 | 0.027641
1996 | 331.5833 | 0 | 0 | 0 | 0 | 0 | 0 | 0.08128 | 0.041262
1996 | 331.5938 | 0 | 0 | 0 | 0 | 0 | 0 | 0.02032 | 0.02644
1996 | 331.6042 | 0 | 0 | 0 | 0 | 0 | 0 | 0.02032 | 0.020431
1996 | 331.6146 | 0 | 0 | 0 | 0 | 0 | 0 | 0.04064 | 0.032449
1996 | 331.625 | 0 | 0 | 0 | 0 | 0 | 0 | 0.036576 | 0.022834
1996 | 331.6354 | 0 | 0 | 0 | 0 | 0 | 0 | 0.024384 | 0.03325
1996 | 331.6458 | 0 | 0 | 0 | 0 | 0 | 0 | 0.028448 | 0.025638
1996 | 331.6563 | 0 | 0 | 0 | 0 | 0 | 0 | 0.024384 | 0.010816
1996 | 331.6667 | 0 | 0 | 0 | 0 | 0 | 0 | 0.028448 | 0.025238
1996 | 331.6771 | 0 | 0 | 0 | 0 | 0 | 0 | 0.036576 | 0.031247
1996 | 331.6875 | 0 | 0 | 0 | 0 | 0 | 0 | 0.008128 | 0.041262
1996 | 331.6979 | 0 | 0 | 0 | 0 | 0 | 0 | 0.04064 | 0.014021
1996 | 331.7083 | 0 | 0 | 0 | 0 | 0 | 0 | 0.004064 | 0.0044066
1996 | 331.7188 | 0 | 0 | 0 | 0 | 0 | 0 | 0.004064 | 0.0096144
1996 | 331.7292 | 0 | 0 | 0 | 0 | 0 | 0 | 0.008128 | 0.014822
1996 | 331.7396 | 0 | 0 | 0 | 0 | 0 | 0 | 0.012192 | 0.014021
1996 | 331.75 | 0 | 0 | 0 | 0 | 0 | 0 | 0 | 0.0024036
1996 | 331.7604 | 0 | 0 | 0 | 0 | 0 | 0 | 0.012192 | 0.0068102
1996 | 331.7708 | 0 | 0 | 0 | 0 | 0 | 0 | 0.012192 | 0.006009
1996 | 331.7813 | 0 | 0 | 0 | 0 | 0 | 0 | 0 | 0.014422
1996 | 331.7917 | 0 | 0 | 0 | 0 | 0 | 0 | 0.004064 | 0.017226
1996 | 331.8021 | 0 | 0 | 0 | 0 | 0 | 0 | 0.012192 | -0.006009
1996 | 331.8125 | 0 | 0 | 0 | 0 | 0 | 0 | 0.008128 | 0.012819
1996 | 331.8229 | 0 | 0 | 0 | 0 | 0 | 0 | 0.004064 | 0.0056084
1996 | 331.8333 | 0 | 0 | 0 | 0 | 0 | 0 | 0.004064 | 0.0068102
1996 | 331.8438 | 0 | 0 | 0 | 0 | 0 | 0 | 0.004064 | 0.011217
1996 | 331.8542 | 0 | 0 | 0 | 0 | 0 | 0 | -0.008128 | -0.0012018
1996 | 331.8646 | 0 | 0 | 0 | 0 | 0 | 0 | 0.004064 | 0.0084126
1996 | 331.875 | 0 | 0 | 0 | 0 | 0 | 0 | 0 | 0.0032048
1996 | 331.8854 | 0 | 0 | 0 | 0 | 0 | 0 | 0 | 0.0024036
1996 | 331.8958 | 0 | 0 | 0 | 0 | 0 | 0 | 0.008128 | 0.0036054
1996 | 331.9063 | 0 | 0 | 0 | 0 | 0 | 0 | 0.012192 | 0.0072108
1996 | 331.9167 | 0 | 0 | 0 | 0 | 0 | 0 | 0.004064 | 0.0068102
1996 | 331.9271 | 0 | 0 | 0 | 0 | 0 | 0 | -2.2737e-13 | 0.012018
1996 | 331.9375 | 0 | 0 | 0 | 0 | 0 | 0 | -0.008128 | 0.0032048
1996 | 331.9479 | 0 | 0 | 0 | 0 | 0 | 0 | 0 | -0.014021
1996 | 331.9583 | 0 | 0 | 0 | 0 | 0 | 0 | 0.004064 | 0.0072108
1996 | 331.9688 | 0 | 0 | 0 | 0 | 0 | 0 | 0.004064 | 0.021632
1996 | 331.9792 | 0 | 0 | 0 | 0 | 0 | 0 | 0 | 0.0056084
1996 | 331.9896 | 0 | 0 | 0 | 0 | 0 | 0 | -0.008128 | 0.0068102
1996 | 332 | 0 | 0 | 0 | 0 | 0 | 0 | -0.012192 | 0
1996 | 332.0104 | 0 | 0 | 0 | 0 | 0 | 0 | 0.008128 | 0.016024
1996 | 332.0208 | 0 | 0 | 0 | 0 | 0 | 0 | -0.008128 | -0.017226
1996 | 332.0313 | 0 | 0 | 0 | 0 | 0 | 0 | -0.016256 | -0.0064096
1996 | 332.0417 | 0 | 0 | 0 | 0 | 0 | 0 | 0 | -0.0008012
1996 | 332.0521 | 0 | 0 | 0 | 0 | 0 | 0 | 0.024384 | 0.016425
1996 | 332.0625 | 0 | 0 | 0 | 0 | 0 | 0 | 0 | 0.024437
1996 | 332.0729 | 0 | 0 | 0 | 0 | 0 | 0 | 0.024384 | 0.019629
1996 | 332.0833 | 0 | 0 | 0 | 0 | 0 | 0 | 0.012192 | 0.015623
1996 | 332.0938 | 0 | 0 | 0 | 0 | 0 | 0 | 0.004064 | 0.0008012
1996 | 332.1042 | 0 | 0 | 0 | 0 | 0 | 0 | 0.004064 | 0.0048072
1996 | 332.1146 | 0 | 0 | 0 | 0 | 0 | 0 | -0.008128 | -0.004006
1996 | 332.125 | 0 | 0 | 0 | 0 | 0 | 0 | 0 | 0.0032048
1996 | 332.1354 | 0 | 0 | 0 | 0 | 0 | 0 | 0 | 0.0052078
1996 | 332.1458 | 0 | 0 | 0 | 0 | 0 | 0 | 0 | 0.0044066
1996 | 332.1563 | 0 | 0 | 0 | 0 | 0 | 0 | 0.008128 | 0.0028042
1996 | 332.1667 | 0 | 0 | 0 | 0 | 0 | 0 | 0 | 0.0044066
1996 | 332.1771 | 0 | 0 | 0 | 0 | 0 | 0 | 0 | 0.0044066
1996 | 332.1875 | 0 | 0 | 0 | 0 | 0 | 0 | -0.008128 | -0.0064096
1996 | 332.1979 | 0 | 0 | 0 | 0 | 0 | 0 | -0.008128 | -0.0044066
1996 | 332.2083 | 0 | 0 | 0 | 0 | 0 | 0 | 0.008128 | 0.004006
1996 | 332.2188 | 0 | 0 | 0 | 0 | 0 | 0 | 0.016256 | 0.011217
1996 | 332.2292 | 0 | 0 | 0 | 0 | 0 | 0 | 0 | 0.0032048
1996 | 332.2396 | 0 | 0 | 0 | 0 | 0 | 0 | -0.004064 | 0.0012018
1996 | 332.25 | 0 | 0 | 0 | 0 | 0 | 0 | 0.004064 | 0.004006
1996 | 332.2604 | 0 | 0 | 0 | 0 | 0 | 0 | 0 | 0.0064096
1996 | 332.2708 | 0 | 0 | 0 | 0 | 0 | 0 | 0 | -0.0028042
1996 | 332.2813 | 0 | 0 | 0 | 0 | 0 | 0 | 0 | -0.0064096
1996 | 332.2917 | 0 | 0 | 0 | 0 | 0 | 0 | 0 | 0.004006
1996 | 332.3021 | 0 | 0 | 0 | 0 | 0 | 0 | 0 | -0.0008012
1996 | 332.3125 | 0 | 0 | 0 | 0 | 0 | 0 | 0 | -0.010015
1996 | 332.3229 | 0 | 0 | 0 | 0 | 0 | 0 | 0.004064 | 0.0032048
1996 | 332.3333 | 0 | 0 | 0 | 0 | 0 | 0 | -0.004064 | -0.008012
1996 | 332.3438 | 0 | 0 | 0 | 0 | 0 | 0 | 0.008128 | 0.010015
1996 | 332.3542 | 0 | 0 | 0 | 0 | 0 | 0 | 0.008128 | -0.0012018
1996 | 332.3646 | 0 | 0 | 0 | 0 | 0 | 0 | 0 | 0.0016024
1996 | 332.375 | 0 | 0 | 0 | 0 | 0 | 0 | 0.004064 | 0.002003
1996 | 332.3854 | 0 | 0 | 0 | 0 | 0 | 0 | 0.008128 | 0.010816
1996 | 332.3958 | 0 | 0 | 0 | 0 | 0 | 0 | 0.016256 | 0.0008012
1996 | 332.4063 | 0 | 0 | 0 | 0 | 0 | 0 | 0.012192 | 0.0044066
1996 | 332.4167 | 0 | 0 | 0 | 0 | 0 | 0 | 0.008128 | 0.010015
1996 | 332.4271 | 0 | 0 | 0 | 0 | 0 | 0 | 0.008128 | 0.015623
1996 | 332.4375 | 0 | 0 | 0 | 0 | 0 | 0 | 0.004064 | 0.0076114
1996 | 332.4479 | 0 | 0 | 0 | 0 | 0 | 0 | 0.016256 | 0.0088132
1996 | 332.4583 | 0 | 0 | 0 | 0 | 0 | 0 | 0.008128 | 0.0072108
1996 | 332.4688 | 0 | 0 | 0 | 0 | 0 | 0 | 0.024384 | 0.01322
1996 | 332.4792 | 0 | 0 | 0 | 0 | 0 | 0 | 0.028448 | 0.020431
1996 | 332.4896 | 0 | 0 | 0 | 0 | 0 | 0 | 0.012192 | 0.014021
1996 | 332.5 | 0 | 0 | 0 | 0 | 0 | 0 | 0.016256 | 0.0088132
1996 | 332.5104 | 0 | 0 | 0 | 0 | 0 | 0 | 0.008128 | 0.020831
1996 | 332.5208 | 0 | 0 | 0 | 0 | 0 | 0 | 0.04064 | 0.022834
1996 | 332.5313 | 0 | 0 | 0 | 0 | 0 | 0 | -2.2737e-13 | 0.018027
1996 | 332.5417 | 0 | 0 | 0 | 0 | 0 | 0 | 0.04064 | 0.02684
1996 | 332.5521 | 0 | 0 | 0 | 0 | 0 | 0 | 0.02032 | 0.024036
1996 | 332.5625 | 0 | 0 | 0 | 0 | 0 | 0 | 0.032512 | 0.039659
1996 | 332.5729 | 0 | 0 | 0 | 0 | 0 | 0 | 0.024384 | 0.0044066
1996 | 332.5833 | 0 | 0 | 0 | 0 | 0 | 0 | 0.044704 | 0.04647
1996 | 332.5938 | 0 | 0 | 0 | 0 | 0 | 0 | 0.036576 | 0.02644
1996 | 332.6042 | 0 | 0 | 0 | 0 | 0 | 0 | 0.032512 | 0.016825
1996 | 332.6146 | 0 | 0 | 0 | 0 | 0 | 0 | 0.032512 | 0.030045
1996 | 332.625 | 0 | 0 | 0 | 0 | 0 | 0 | 0.02032 | 0.024036
1996 | 332.6354 | 0 | 0 | 0 | 0 | 0 | 0 | 0.012192 | 0.0052078
1996 | 332.6458 | 0 | 0 | 0 | 0 | 0 | 0 | 0.028448 | 0.036455
1996 | 332.6563 | 0 | 0 | 0 | 0 | 0 | 0 | 0.024384 | 0.027241
1996 | 332.6667 | 0 | 0 | 0 | 0 | 0 | 0 | 0.012192 | 0.011217
1996 | 332.6771 | 0 | 0 | 0 | 0 | 0 | 0 | 0.02032 | 0.012018
1996 | 332.6875 | 0 | 0 | 0 | 0 | 0 | 0 | 0.012192 | 0.0088132
1996 | 332.6979 | 0 | 0 | 0 | 0 | 0 | 0 | 0.004064 | 0.008012
1996 | 332.7083 | 0 | 0 | 0 | 0 | 0 | 0 | 0.024384 | 0.020831
1996 | 332.7188 | 0 | 0 | 0 | 0 | 0 | 0 | 0.016256 | 0.0052078
1996 | 332.7292 | 0 | 0 | 0 | 0 | 0 | 0 | 0.004064 | 0.0024036
1996 | 332.7396 | 0 | 0 | 0 | 0 | 0 | 0 | 0 | 0.0012018
1996 | 332.75 | 0 | 0 | 0 | 0 | 0 | 0 | 0 | -0.0024036
1996 | 332.7604 | 0 | 0 | 0 | 0 | 0 | 0 | -0.004064 | 0.0012018
1996 | 332.7708 | 0 | 0 | 0 | 0 | 0 | 0 | 0.004064 | 0.0068102
1996 | 332.7813 | 0 | 0 | 0 | 0 | 0 | 0 | 0 | -0.0052078
1996 | 332.7917 | 0 | 0 | 0 | 0 | 0 | 0 | 0 | 0.0024036
1996 | 332.8021 | 0 | 0 | 0 | 0 | 0 | 0 | 0 | -0.0064096
1996 | 332.8125 | 0 | 0 | 0 | 0 | 0 | 0 | 0 | -0.0004006
1996 | 332.8229 | 0 | 0 | 0 | 0 | 0 | 0 | -0.004064 | 0.0032048
1996 | 332.8333 | 0 | 0 | 0 | 0 | 0 | 0 | 0 | 0.0092138
1996 | 332.8438 | 0 | 0 | 0 | 0 | 0 | 0 | 0.004064 | 0.0056084
1996 | 332.8542 | 0 | 0 | 0 | 0 | 0 | 0 | 0 | -0.0052078
1996 | 332.8646 | 0 | 0 | 0 | 0 | 0 | 0 | 0 | 0.0068102
1996 | 332.875 | 0 | 0 | 0 | 0 | 0 | 0 | -0.004064 | 0.0008012
1996 | 332.8854 | 0 | 0 | 0 | 0 | 0 | 0 | 0.004064 | 0.002003
1996 | 332.8958 | 0 | 0 | 0 | 0 | 0 | 0 | 0 | 0.0044066
1996 | 332.9063 | 0 | 0 | 0 | 0 | 0 | 0 | 0 | 0.0048072
1996 | 332.9167 | 0 | 0 | 0 | 0 | 0 | 0 | -0.004064 | -0.012819
1996 | 332.9271 | 0 | 0 | 0 | 0 | 0 | 0 | 0.004064 | 0.017226
1996 | 332.9375 | 0 | 0 | 0 | 0 | 0 | 0 | -0.008128 | 0
1996 | 332.9479 | 0 | 0 | 0 | 0 | 0 | 0 | 0 | -0.0016024
1996 | 332.9583 | 0 | 0 | 0 | 0 | 0 | 0 | 0 | 0.0032048
1996 | 332.9688 | 0 | 0 | 0 | 0 | 0 | 0 | 0.004064 | 0.0096144
1996 | 332.9792 | 0 | 0 | 0 | 0 | 0 | 0 | 0 | 0.002003
1996 | 332.9896 | 0 | 0 | 0 | 0 | 0 | 0 | -0.02032 | -0.0016024
1996 | 333 | 0 | 0 | 0 | 0 | 0 | 0 | 0 | -0.0028042
1996 | 333.0104 | 0 | 0 | 0 | 0 | 0 | 0 | 0.008128 | 0.0052078
1996 | 333.0208 | 0 | 0 | 0 | 0 | 0 | 0 | 0 | 0.012018
1996 | 333.0313 | 0 | 0 | 0 | 0 | 0 | 0 | 0.012192 | 0.0064096
1996 | 333.0417 | 0 | 0 | 0 | 0 | 0 | 0 | 0.004064 | 0.008012
1996 | 333.0521 | 0 | 0 | 0 | 0 | 0 | 0 | -0.004064 | 0
1996 | 333.0625 | 0 | 0 | 0 | 0 | 0 | 0 | -0.02032 | -0.012018
1996 | 333.0729 | 0 | 0 | 0 | 0 | 0 | 0 | 0.016256 | 0.016425
1996 | 333.0833 | 0 | 0 | 0 | 0 | 0 | 0 | -0.008128 | 0.0044066
1996 | 333.0938 | 0 | 0 | 0 | 0 | 0 | 0 | 0.024384 | 0.0084126
1996 | 333.1042 | 0 | 0 | 0 | 0 | 0 | 0 | -0.008128 | 0.0064096
1996 | 333.1146 | 0 | 0 | 0 | 0 | 0 | 0 | 0.012192 | 0.011217
1996 | 333.125 | 0 | 0 | 0 | 0 | 0 | 0 | 0.012192 | 0.0068102
1996 | 333.1354 | 0 | 0 | 0 | 0 | 0 | 0 | -0.012192 | 0.0004006
1996 | 333.1458 | 0 | 0 | 0 | 0 | 0 | 0 | -0.008128 | -0.0044066
1996 | 333.1563 | 0 | 0 | 0 | 0 | 0 | 0 | -0.004064 | 0.0028042
1996 | 333.1667 | 0 | 0 | 0 | 0 | 0 | 0 | 0 | -0.0004006
1996 | 333.1771 | 0 | 0 | 0 | 0 | 0 | 0 | -0.004064 | -0.0028042
1996 | 333.1875 | 0 | 0 | 0 | 0 | 0 | 0 | 0.028448 | 0.02644
1996 | 333.1979 | 0 | 0 | 0 | 0 | 0 | 0 | -0.012192 | -0.0068102
1996 | 333.2083 | 0 | 0 | 0 | 0 | 0 | 0 | 0.004064 | 0.0052078
1996 | 333.2188 | 0 | 0 | 0 | 0 | 0 | 0 | 0.012192 | 0.018027
1996 | 333.2292 | 0 | 0 | 0 | 0 | 0 | 0 | 0 | -0.0048072
1996 | 333.2396 | 0 | 0 | 0 | 0 | 0 | 0 | 0.016256 | 0.011217
1996 | 333.25 | 0 | 0 | 0 | 0 | 0 | 0 | -0.008128 | -0.0008012
1996 | 333.2604 | 0 | 0 | 0 | 0 | 0 | 0 | 0.028448 | 0.014021
1996 | 333.2708 | 0 | 0 | 0 | 0 | 0 | 0 | 0 | 0.0016024
1996 | 333.2813 | 0 | 0 | 0 | 0 | 0 | 0 | 0.016256 | 0.0096144
1996 | 333.2917 | 0 | 0 | 0 | 0 | 0 | 0 | 0 | 0.0024036
1996 | 333.3021 | 0 | 0 | 0 | 0 | 0 | 0 | -0.004064 | -0.0096144
1996 | 333.3125 | 0 | 0 | 0 | 0 | 0 | 0 | -0.004064 | -0.0012018
1996 | 333.3229 | 0 | 0 | 0 | 0 | 0 | 0 | -0.004064 | -0.0052078
1996 | 333.3333 | 0 | 0 | 0 | 0 | 0 | 0 | -0.012192 | -0.0052078
1996 | 333.3438 | 0 | 0 | 0 | 0 | 0 | 0 | -0.012192 | -0.0008012
1996 | 333.3542 | 0 | 0 | 0 | 0 | 0 | 0 | -0.016256 | -0.0032048
1996 | 333.3646 | 0 | 0 | 0 | 0 | 0 | 0 | 0.008128 | -0.0076114
1996 | 333.375 | 0 | 0 | 0 | 0 | 0 | 0 | -0.008128 | 0.01362
1996 | 333.3854 | 0 | 0 | 0 | 0 | 0 | 0 | -0.012192 | -0.0076114
1996 | 333.3958 | 0 | 0 | 0 | 0 | 0 | 0 | 0.016256 | 0.019629
1996 | 333.4063 | 0 | 0 | 0 | 0 | 0 | 0 | 0.024384 | 0.01322
1996 | 333.4167 | 0 | 0 | 0 | 0 | 0 | 0 | 0.02032 | 0.020831
1996 | 333.4271 | 0 | 0 | 0 | 0 | 0 | 0 | -0.016256 | -0.012419
1996 | 333.4375 | 0 | 0 | 0 | 0 | 0 | 0 | 0.02032 | 0.019629
1996 | 333.4479 | 0 | 0 | 0 | 0 | 0 | 0 | 0.016256 | 0.0092138
1996 | 333.4583 | 0 | 0 | 0 | 0 | 0 | 0 | -0.032512 | -0.02003
1996 | 333.4688 | 0 | 0 | 0 | 0 | 0 | 0 | 0.02032 | 0.026039
1996 | 333.4792 | 0 | 0 | 0 | 0 | 0 | 0 | -0.036576 | -0.014422
1996 | 333.4896 | 0 | 0 | 0 | 0 | 0 | 0 | 0.04064 | 0.036054
1996 | 333.5 | 0 | 0 | 0 | 0 | 0 | 0 | 0.016256 | -0.0056084
1996 | 333.5104 | 0 | 0 | 0 | 0 | 0 | 0 | -0.008128 | -0.0028042
1996 | 333.5208 | 0 | 0 | 0 | 0 | 0 | 0 | 0.04064 | 0.041662
1996 | 333.5313 | 0 | 0 | 0 | 0 | 0 | 0 | 0.024384 | 0.035653
1996 | 333.5417 | 0 | 0 | 0 | 0 | 0 | 0 | 0.04064 | 0.017226
1996 | 333.5521 | 0 | 0 | 0 | 0 | 0 | 0 | 0.028448 | 0.046069
1996 | 333.5625 | 0 | 0 | 0 | 0 | 0 | 0 | 0.008128 | -0.0096144
1996 | 333.5729 | 0 | 0 | 0 | 0 | 0 | 0 | 0.065024 | 0.038458
1996 | 333.5833 | 0 | 0 | 0 | 0 | 0 | 0 | 0.008128 | 0.0008012
1996 | 333.5938 | 0 | 0 | 0 | 0 | 0 | 0 | 0.008128 | 0.028843
1996 | 333.6042 | 0 | 0 | 0 | 0 | 0 | 0 | 0.016256 | 0.022434
1996 | 333.6146 | 0 | 0 | 0 | 0 | 0 | 0 | -0.004064 | -0.0004006
1996 | 333.625 | 0 | 0 | 0 | 0 | 0 | 0 | 0.004064 | -0.014822
1996 | 333.6354 | 0 | 0 | 0 | 0 | 0 | 0 | 0.02032 | 0.036855
1996 | 333.6458 | 0 | 0 | 0 | 0 | 0 | 0 | 0.024384 | -0.0072108
1996 | 333.6563 | 0 | 0 | 0.073152 | 0.079319 | 0 | 0 | -2.2737e-13 | 2.2737e-13
1996 | 333.6667 | 0 | 0 | 0.19507 | 0.18187 | 0 | 0 | 0 | 2.2737e-13
1996 | 333.6771 | 0 | 0 | 0.22758 | 0.24837 | 0 | 0 | 0 | 0
1996 | 333.6875 | 0 | 0 | 0.28448 | 0.29965 | 0 | 0 | -2.2737e-13 | 0
1996 | 333.6979 | 0 | 0 | 0.2601 | 0.25799 | 0 | 0 | 0 | 0
1996 | 333.7083 | 0 | 0 | 0.073152 | 0.071307 | 0 | 0 | 2.2737e-13 | 0
1996 | 333.7188 | 0 | 0 | 0.04064 | 0.052078 | 0 | 0 | 0 | 0
1996 | 333.7292 | 0 | 0 | 0.08128 | 0.077716 | 0 | 0 | 0 | -2.2737e-13
1996 | 333.7396 | 0 | 0 | 0.024384 | 0.036855 | 0 | 0 | 0.024384 | 0.022434
1996 | 333.75 | 0 | 0 | 0 | 0 | 0 | 0 | 0 | -0.012018
1996 | 333.7604 | 0 | 0 | 0 | 0 | 0 | 0 | 0.012192 | 0.010816
1996 | 333.7708 | 0 | 0 | 0 | 0 | 0 | 0 | -0.004064 | -0.0028042
1996 | 333.7813 | 0 | 0 | 0 | 0 | 0 | 0 | 0.012192 | 0.011217
1996 | 333.7917 | 0 | 0 | 0 | 0 | 0 | 0 | -0.004064 | -0.0088132
1996 | 333.8021 | 0 | 0 | 0.016256 | 0 | 0 | 0 | -0.008128 | 0.011617
1996 | 333.8125 | 0 | 0 | 0.024384 | 0.011217 | 0 | 0 | 0.016256 | -0.0012018
1996 | 333.8229 | 0 | 0 | 0.065024 | 0.077716 | 0 | 0 | 0 | 0
1996 | 333.8333 | 0 | 0 | 0.048768 | 0.080921 | 0 | 0 | 0 | -2.2737e-13
1996 | 333.8438 | 0 | 0 | 0.04064 | 0.020831 | 0 | 0 | 0 | 0.004006
1996 | 333.8542 | 0 | 0 | 0.04064 | 0.017626 | 0 | 0 | 0.008128 | -0.0028042
1996 | 333.8646 | 0 | 0 | 0 | 0 | 0 | 0 | 0.016256 | 0.02003
1996 | 333.875 | 0 | 0 | 0.008128 | 0 | 0 | 0 | -0.008128 | -0.017226
1996 | 333.8854 | 0 | 0 | 0.024384 | 0 | 0 | 0 | 0 | -0.0096144
1996 | 333.8958 | 0 | 0 | 0.032512 | 0.031247 | 0 | 0 | -2.2737e-13 | -0.0008012
1996 | 333.9063 | 0 | 0 | 0.10566 | 0.088132 | 0 | 0 | -2.2737e-13 | 2.2737e-13
1996 | 333.9167 | 0 | 0 | 0.065024 | 0.08012 | 0 | 0 | -0.012192 | -0.0024036
1996 | 333.9271 | 0 | 0 | 0 | 0 | 0 | 0 | -2.2737e-13 | 0
1996 | 333.9375 | 0 | 0 | 0.008128 | 0 | 0 | 0 | -0.016256 | 0.0068102
1996 | 333.9479 | 0 | 0 | 0.016256 | 0 | 0 | 0 | 0.012192 | -0.011617
1996 | 333.9583 | 0 | 0 | 0.056896 | 0.055283 | 0 | 0 | 0.024384 | 0.014422
1996 | 333.9688 | 0 | 0 | 0.11379 | 0.097746 | 0 | 0 | 2.2737e-13 | 0
1996 | 333.9792 | 0 | 0 | 0.073152 | 0.067301 | 0 | 0 | -2.2737e-13 | 0
1996 | 333.9896 | 0 | 0 | 0.048768 | 0.04647 | 0 | 0 | 0.004064 | 0.0044066
1996 | 334 | 0 | 0 | 0 | 0 | 0 | 0 | 0.024384 | 0.02003
1996 | 334.0104 | 0 | 0 | 0 | 0 | 0 | 0 | -0.012192 | -0.010816
1996 | 334.0208 | 0 | 0 | 0.032512 | 0 | 0 | 0 | 0 | 0.0024036
1996 | 334.0313 | 0 | 0 | 0.13818 | 0.13701 | 0 | 0 | -2.2737e-13 | 0
1996 | 334.0417 | 0 | 0 | 0.4064 | 0.38858 | 0 | 0 | 2.2737e-13 | -2.2737e-13
1996 | 334.0521 | 0 | 0 | 0.1463 | 0.19229 | 0 | 0 | 0 | 2.2737e-13
1996 | 334.0625 | 0 | 0 | 0.64211 | 0.62494 | 0 | 0 | -2.2737e-13 | 0
1996 | 334.0729 | 0 | 0 | 0.49581 | 0.45668 | 0 | 0 | 2.2737e-13 | -2.2737e-13
1996 | 334.0833 | 0 | 0 | 0.1463 | 0.18428 | 0 | 0 | -0.004064 | 0.004006
1996 | 334.0938 | 0 | 0 | 0.016256 | 0.016024 | 0 | 0 | 0.012192 | 0.012018
1996 | 334.1042 | 0 | 0 | 0.056896 | 0.072108 | 0 | 0 | 0.004064 | 0
1996 | 334.1146 | 0 | 0 | 0.073152 | 0.064096 | 0 | 0 | 0.016256 | 0
1996 | 334.125 | 0 | 0 | 0.024384 | 0.024036 | 0 | 0 | 0.012192 | 0.008012
1996 | 334.1354 | 0 | 0 | 0.04064 | 0.016024 | 0 | 0 | 0 | 0.004006
1996 | 334.1458 | 0 | 0 | 0.04064 | 0.024036 | 0 | 0 | -0.008128 | 0.004006
1996 | 334.1563 | 0 | 0 | 0.04064 | 0.048072 | 0 | 0 | 0 | 0.008012
1996 | 334.1667 | 0 | 0 | 0.04064 | 0.04006 | 0 | 0 | -0.004064 | -0.004006
1996 | 334.1771 | 0 | 0 | 0 | 0 | 0 | 0 | 0 | -0.004006
1996 | 334.1875 | 0 | 0 | 0 | 0 | 0 | 0 | 0.02032 | 0.012018
1996 | 334.1979 | 0 | 0 | 0 | 0 | 0 | 0 | -0.012192 | 0
1996 | 334.2083 | 0 | 0 | 0.024384 | 0 | 0 | 0 | 0.012192 | -0.02003
1996 | 334.2188 | 0 | 0 | 0.065024 | 0.024036 | 0 | 0 | -0.004064 | -0.008012
1996 | 334.2292 | 0 | 0 | 0 | 0 | 0 | 0 | 0.02032 | 0
1996 | 334.2396 | 0 | 0 | 0.089408 | 0.056084 | 0 | 0 | 0 | 2.2737e-13
1996 | 334.25 | 0 | 0 | 0.4633 | 0.51277 | 0 | 0 | 0 | 0
1996 | 334.2604 | 0 | 0 | 0.056896 | 0.04006 | 0 | 0 | 0.036576 | 0.012018
1996 | 334.2708 | 0 | 0 | 0 | 0 | 0 | 0 | 0.024384 | 0
1996 | 334.2813 | 0 | 0 | 0 | 0 | 0 | 0 | 0 | 0.004006
1996 | 334.2917 | 0 | 0 | 0.024384 | 0 | 0 | 0 | -0.004064 | -0.024036
1996 | 334.3021 | 0 | 0 | 0.032512 | 0 | 0 | 0 | 0 | -0.004006
1996 | 334.3125 | 0 | 0 | 0.04064 | 0 | 0 | 0 | 0 | -0.028042
1996 | 334.3229 | 0 | 0 | 0 | 0 | 0 | 0 | 0.02032 | 0.028042
1996 | 334.3333 | 0 | 0 | 0 | 0 | 0 | 0 | 0 | -0.004006
1996 | 334.3438 | 0 | 0 | 0 | 0 | 0 | 0 | -0.012192 | 0.012018
1996 | 334.3542 | 0 | 0 | 0 | 0 | 0 | 0 | 0.024384 | -0.004006
1996 | 334.3646 | 0 | 0 | 0 | 0 | 0 | 0 | -0.016256 | 0.016024
1996 | 334.375 | 0 | 0 | 0 | 0 | 0 | 0 | 0.012192 | 0.012018
1996 | 334.3854 | 0 | 0 | 0 | 0 | 0 | 0 | 0.073152 | 0.028042
1996 | 334.3958 | 0 | 0 | 0 | 0 | 0 | 0 | 0.044704 | 0.06009
1996 | 334.4063 | 0 | 0 | 0 | 0 | 0 | 0 | 0.048768 | 0.016024
1996 | 334.4167 | 0 | 0 | 0 | 0 | 0 | 0 | -0.02032 | 0.008012
1996 | 334.4271 | 0 | 0 | 0 | 0 | 0 | 0 | 0.048768 | 0.056084
1996 | 334.4375 | 0 | 0 | 0 | 0 | 0 | 0 | 0.052832 | 0.04006
1996 | 334.4479 | 0 | 0 | 0 | 0 | 0 | 0 | 0.008128 | 0.032048
1996 | 334.4583 | 0 | 0 | 0 | 0 | 0 | 0 | 0.044704 | 0.044066
1996 | 334.4688 | 0 | 0 | 0 | 0 | 0 | 0 | 0.073152 | 0.032048
1996 | 334.4792 | 0 | 0 | 0 | 0 | 0 | 0 | 0.024384 | 0.036054
1996 | 334.4896 | 0 | 0 | 0 | 0 | 0 | 0 | 0.093472 | 0.076114
1996 | 334.5 | 0 | 0 | 0 | 0 | 0 | 0 | 0.004064 | 0.052078
1996 | 334.5104 | 0 | 0 | 0 | 0 | 0 | 0 | 0.08128 | 0.056084
1996 | 334.5208 | 0 | 0 | 0 | 0 | 0 | 0 | 0.085344 | 0.056084
1996 | 334.5313 | 0 | 0 | 0 | 0 | 0 | 0 | 0.056896 | 0.06009
1996 | 334.5417 | 0 | 0 | 0 | 0 | 0 | 0 | 0.089408 | 0.068102
1996 | 334.5521 | 0 | 0 | 0 | 0 | 0 | 0 | 0.073152 | 0.08012
1996 | 334.5625 | 0 | 0 | 0 | 0 | 0 | 0 | 0.073152 | 0.076114
1996 | 334.5729 | 0 | 0 | 0 | 0 | 0 | 0 | 0.077216 | 0.056084
1996 | 334.5833 | 0 | 0 | 0 | 0 | 0 | 0 | 0.024384 | 0.056084
1996 | 334.5938 | 0 | 0 | 0 | 0 | 0 | 0 | 0.093472 | 0.068102
1996 | 334.6042 | 0 | 0 | 0 | 0 | 0 | 0 | 0.065024 | 0.06009
1996 | 334.6146 | 0 | 0 | 0 | 0 | 0 | 0 | 0.056896 | 0.06009
1996 | 334.625 | 0 | 0 | 0 | 0 | 0 | 0 | 0.077216 | 0.064096
1996 | 334.6354 | 0 | 0 | 0 | 0 | 0 | 0 | 0.012192 | 0.052078
1996 | 334.6458 | 0 | 0 | 0 | 0 | 0 | 0 | 0.085344 | 0.06009
1996 | 334.6563 | 0 | 0 | 0 | 0 | 0 | 0 | 0.028448 | 0.028042
1996 | 334.6667 | 0 | 0 | 0 | 0 | 0 | 0 | 0.085344 | 0.064096
1996 | 334.6771 | 0 | 0 | 0 | 0 | 0 | 0 | 0.069088 | 0.06009
1996 | 334.6875 | 0 | 0 | 0 | 0 | 0 | 0 | 0.028448 | 0.024036
1996 | 334.6979 | 0 | 0 | 0 | 0 | 0 | 0 | 0.024384 | 0.016024
1996 | 334.7083 | 0 | 0 | 0 | 0 | 0 | 0 | 0.073152 | 0.076114
1996 | 334.7188 | 0 | 0 | 0 | 0 | 0 | 0 | 0.04064 | 0.024036
1996 | 334.7292 | 0 | 0 | 0 | 0 | 0 | 0 | 0.012192 | 0.016024
1996 | 334.7396 | 0 | 0 | 0 | 0 | 0 | 0 | 0.008128 | 0.004006
1996 | 334.75 | 0 | 0 | 0 | 0 | 0 | 0 | 0.016256 | 0.004006
1996 | 334.7604 | 0 | 0 | 0 | 0 | 0 | 0 | 0.008128 | 0.016024
1996 | 334.7708 | 0 | 0 | 0 | 0 | 0 | 0 | 0.012192 | 0
1996 | 334.7813 | 0 | 0 | 0 | 0 | 0 | 0 | 0 | 0.012018
1996 | 334.7917 | 0 | 0 | 0 | 0 | 0 | 0 | 0.02032 | 0.008012
1996 | 334.8021 | 0 | 0 | 0 | 0 | 0 | 0 | -0.004064 | -0.012018
1996 | 334.8125 | 0 | 0 | 0 | 0 | 0 | 0 | 0.004064 | 0.004006
1996 | 334.8229 | 0 | 0 | 0 | 0 | 0 | 0 | 0 | 0.004006
1996 | 334.8333 | 0 | 0 | 0 | 0 | 0 | 0 | 0.008128 | 0
1996 | 334.8438 | 0 | 0 | 0 | 0 | 0 | 0 | 0 | 0.004006
1996 | 334.8542 | 0 | 0 | 0 | 0 | 0 | 0 | -0.012192 | 0
1996 | 334.8646 | 0 | 0 | 0 | 0 | 0 | 0 | 0.008128 | 0.004006
1996 | 334.875 | 0 | 0 | 0 | 0 | 0 | 0 | 0.004064 | 0
1996 | 334.8854 | 0 | 0 | 0 | 0 | 0 | 0 | 0 | 0
1996 | 334.8958 | 0 | 0 | 0 | 0 | 0 | 0 | 0 | 0
1996 | 334.9063 | 0 | 0 | 0 | 0 | 0 | 0 | 0 | 0
1996 | 334.9167 | 0 | 0 | 0 | 0 | 0 | 0 | 0.004064 | 0.004006
1996 | 334.9271 | 0 | 0 | 0 | 0 | 0 | 0 | 0 | 0.004006
1996 | 334.9375 | 0 | 0 | 0 | 0 | 0 | 0 | -0.016256 | -0.008012
1996 | 334.9479 | 0 | 0 | 0 | 0 | 0 | 0 | 0.016256 | 0.008012
1996 | 334.9583 | 0 | 0 | 0 | 0 | 0 | 0 | -0.004064 | 0
1996 | 334.9688 | 0 | 0 | 0 | 0 | 0 | 0 | -0.004064 | 0.004006
1996 | 334.9792 | 0 | 0 | 0 | 0 | 0 | 0 | 0.008128 | 0.008012
1996 | 334.9896 | 0 | 0 | 0 | 0 | 0 | 0 | 0.004064 | -0.004006
1996 | 335 | 0 | 0 | 0 | 0 | 0 | 0 | -0.008128 | 0.004006
1996 | 335.0104 | 0 | 0 | 0 | 0 | 0 | 0 | 0.02032 | -0.024036
1996 | 335.0208 | 0 | 0 | 0 | 0 | 0 | 0 | 0 | 0.024036
1996 | 335.0313 | 0 | 0 | 0 | 0 | 0 | 0 | 0.032512 | -0.008012
1996 | 335.0417 | 0 | 0 | 0 | 0 | 0 | 0 | 0.008128 | 0.016024
1996 | 335.0521 | 0 | 0 | 0 | 0 | 0 | 0 | 0.012192 | 0.016024
1996 | 335.0625 | 0.024384 | 0 | 0 | 0 | 0 | 0 | 0.008128 | 0.008012
1996 | 335.0729 | 0 | 0 | 0 | 0 | 0 | 0 | 0.028448 | 0.012018
1996 | 335.0833 | 0 | 0 | 0 | 0 | 0 | 0 | 0 | 0.004006
1996 | 335.0938 | 0 | 0 | 0 | 0 | 0 | 0 | 0.077216 | -0.02003
1996 | 335.1042 | 0 | 0 | 0 | 0 | 0 | 0 | 0.024384 | 0.016024
1996 | 335.1146 | 0 | 0 | 0 | 0 | 0 | 0 | -0.004064 | 0.024036
1996 | 335.125 | 0 | 0 | 0 | 0 | 0 | 0 | 0.016256 | 0.004006
1996 | 335.1354 | 0 | 0 | 0.048768 | 0.032048 | 0 | 0 | 0.004064 | 0.004006
1996 | 335.1458 | 0 | 0 | 0.26822 | 0.32048 | 0 | 0 | 2.2737e-13 | 0
1996 | 335.1563 | 0 | 0 | 0.28448 | 0.22434 | 0 | 0 | 2.2737e-13 | 2.2737e-13
1996 | 335.1667 | 0 | 0 | 0.12192 | 0.1362 | 0 | 0 | 0 | 2.2737e-13
1996 | 335.1771 | 0 | 0 | 0.26822 | 0.2003 | 0 | 0 | 2.2737e-13 | 2.2737e-13
1996 | 335.1875 | 0 | 0 | 0.4633 | 0.47271 | 0 | 0 | -2.2737e-13 | 0
1996 | 335.1979 | 0 | 0 | 1.1135 | 1.1537 | 0 | 0 | 0 | -2.2737e-13
1996 | 335.2083 | 0 | 0 | 1.1298 | 1.1057 | 0 | 0 | 0 | 0
1996 | 335.2188 | 0 | 0 | 0.52019 | 0.48072 | 0 | 0 | 0 | 0
1996 | 335.2292 | 0 | 0 | 1.3086 | 1.2499 | 0 | 0 | 0 | 0
1996 | 335.2396 | 0 | 0 | 1.0973 | 1.0896 | 0 | 0 | 0 | 2.2737e-13
1996 | 335.25 | 0 | 0 | 0.89408 | 0.7371 | 0 | 0 | 2.2737e-13 | 0
1996 | 335.2604 | 0 | 0 | 0.65024 | 0.77716 | 0 | 0 | 0 | 0
1996 | 335.2708 | 0 | 0 | 0.5527 | 0.56885 | 0 | 0 | 0 | 0
1996 | 335.2813 | 0 | 0 | 0.61773 | 0.27241 | 0 | 0 | -2.2737e-13 | 2.2737e-13
1996 | 335.2917 | 0 | 0 | 0.12192 | 0.82524 | 0 | 0 | 2.2737e-13 | 0
1996 | 335.3021 | 0 | 0 | 0.91034 | 0.98548 | 0 | 0 | 2.2737e-13 | -2.2737e-13
1996 | 335.3125 | 0 | 0 | 0.17069 | 0.12018 | 0 | 0 | 0 | -2.2737e-13
1996 | 335.3229 | 0 | 0 | 0 | 0 | 0 | 0 | 0 | 0
1996 | 335.3333 | 0 | 0 | 0.52019 | 0 | 0 | 0 | 2.2737e-13 | -2.2737e-13
1996 | 335.3438 | 0 | 0 | 0.67462 | 0.16825 | 0 | 0 | 0 | 2.2737e-13
1996 | 335.3542 | 0 | 0 | 0.19507 | 1.2338 | 0 | 0 | 0 | 0
1996 | 335.3646 | 0 | 0 | 0.51206 | 1.7386 | 0 | 0 | -2.2737e-13 | 0
1996 | 335.375 | 0 | 0 | 0.089408 | 1.0656 | 0 | 0 | 0 | -2.2737e-13
1996 | 335.3854 | 0 | 0 | 0 | 0 | 0 | 0 | 0 | 0
1996 | 335.3958 | 0 | 0 | 0 | 0 | 0 | 0 | 0 | 0
1996 | 335.4063 | 0 | 0 | 0 | 0 | 0 | 0 | 0 | 2.2737e-13
1996 | 335.4167 | 0 | 0 | 0 | 0 | 0 | 0 | 0 | 2.2737e-13
1996 | 335.4271 | 0 | 0 | 0 | 0 | 0 | 0 | 0 | -2.2737e-13
1996 | 335.4375 | 0 | 0 | 0 | 0 | 0 | 0 | 0 | 0
1996 | 335.4479 | 0 | 0 | 0 | 0 | 0 | 0 | 0 | 0
1996 | 335.4583 | 0 | 0 | 0 | 0 | 0 | 0 | 0 | 0
1996 | 335.4688 | 0 | 0 | 0 | 0 | 0 | 0 | 0 | 2.2737e-13
1996 | 335.4792 | 0 | 0 | 0 | 0 | 0 | 0 | 2.2737e-13 | 0
1996 | 335.4896 | 0 | 0 | 0 | 0 | 0 | 0 | -2.2737e-13 | -2.2737e-13
1996 | 335.5 | 0 | 0 | 0 | 0 | 0 | 0 | 0 | 0
1996 | 335.5104 | 0 | 0 | 0 | 0 | 0 | 0 | 0 | 0
1996 | 335.5208 | 0 | 0 | 0 | 0 | 0 | 0 | 0 | 0
1996 | 335.5313 | 0 | 0 | 0 | 0 | 0 | 0 | 0 | 0
1996 | 335.5417 | 0 | 0 | 0 | 0 | 0 | 0 | 2.2737e-13 | 0
1996 | 335.5521 | 0 | 0 | 0 | 0 | 0 | 0 | -2.2737e-13 | -2.2737e-13
1996 | 335.5625 | 0 | 0 | 0 | 0 | 0 | 0 | 2.2737e-13 | 0
1996 | 335.5729 | 0 | 0 | 0 | 0 | 0 | 0 | 0 | 2.2737e-13
1996 | 335.5833 | 0 | 0 | 0 | 0 | 0 | 0 | 0 | -2.2737e-13
1996 | 335.5938 | 0 | 0 | 0 | 0 | 0 | 0 | 0 | 0
1996 | 335.6042 | 0 | 0 | 0 | 0 | 0 | 0 | 0 | -2.2737e-13
1996 | 335.6146 | 0 | 0 | 0 | 0.78518 | 0 | 0 | 0 | 0
1996 | 335.625 | 0 | 0 | 0 | 1.2258 | 0 | 0 | 0 | -2.2737e-13
1996 | 335.6354 | 0 | 0 | 0 | 0.665 | 0 | 0 | 0 | 0
1996 | 335.6458 | 0 | 0 | 0 | 1.979 | 0 | 0 | 2.2737e-13 | 2.2737e-13
1996 | 335.6563 | 0 | 0 | 0 | 2.3155 | 0 | 0 | 2.2737e-13 | 0
1996 | 335.6667 | 0 | 0 | 0 | 1.4021 | 0 | 0 | 0 | 0
1996 | 335.6771 | 0 | 0 | 0 | 0.24837 | 0 | 0 | -2.2737e-13 | -2.2737e-13
1996 | 335.6875 | 0 | 0 | 0 | 0 | 0 | 0 | 0 | -2.2737e-13
1996 | 335.6979 | 0 | 0 | 0 | 0 | 0 | 0 | 0 | 0
1996 | 335.7083 | 0 | 0 | 0 | 0 | 0 | 0 | -0.012192 | 0.04006
1996 | 335.7188 | 0 | 0 | 0 | 0 | 0 | 0 | 0.024384 | 0.068102
1996 | 335.7292 | 0 | 0 | 0 | 0 | 0 | 0 | 0.12598 | 0.092138
1996 | 335.7396 | 0 | 0 | 0 | 0.056084 | 0 | 0 | 0.22758 | 2.2737e-13
1996 | 335.75 | 0 | 0 | 0 | 0.064096 | 0 | 0 | 0.10973 | -0.016024
1996 | 335.7604 | 0 | 0 | 0 | 0 | 0 | 0 | 0 | 0.008012
1996 | 335.7708 | 0.032512 | 0 | 0 | 0.024036 | 0 | 0 | -0.012192 | 0
1996 | 335.7813 | 0 | 0 | 0 | 0 | 0 | 0 | 0.024384 | 0.008012
1996 | 335.7917 | 0 | 0 | 0 | 0.024036 | 0 | 0 | -0.008128 | 0
1996 | 335.8021 | 0.024384 | 0 | 0 | 0.024036 | 0 | 0 | -0.02032 | 0
1996 | 335.8125 | 0.024384 | 0 | 0 | 0.024036 | 0 | 0 | -0.032512 | -0.02003
1996 | 335.8229 | 0 | 0 | 0 | 0 | 0 | 0 | 0.004064 | -0.012018
1996 | 335.8333 | 0 | 0 | 0 | 0 | 0 | 0 | 0 | -0.004006
1996 | 335.8438 | 0 | 0 | 0 | 0 | 0 | 0 | 0.012192 | 0.008012
1996 | 335.8542 | 0 | 0 | 0 | 0 | 0 | 0 | -0.008128 | 0.004006
1996 | 335.8646 | 0 | 0 | 0 | 0 | 0 | 0 | 0 | 0.004006
1996 | 335.875 | 0 | 0 | 0 | 0 | 0 | 0 | -0.012192 | -0.004006
1996 | 335.8854 | 0 | 0 | 0 | 0 | 0 | 0 | -0.02032 | 0.012018
1996 | 335.8958 | 0 | 0 | 0 | 0 | 0 | 0 | -0.012192 | -0.012018
1996 | 335.9063 | 0 | 0 | 0 | 0 | 0 | 0 | 0 | 0
1996 | 335.9167 | 0 | 0 | 0 | 0 | 0 | 0 | 0.028448 | 0.032048
1996 | 335.9271 | 0 | 0 | 0 | 0 | 0 | 0 | 0 | -0.012018
1996 | 335.9375 | 0 | 0 | 0 | 0 | 0 | 0 | -0.008128 | 0
1996 | 335.9479 | 0 | 0 | 0 | 0 | 0 | 0 | 0.016256 | 0.02003
1996 | 335.9583 | 0 | 0 | 0 | 0 | 0 | 0 | 0.004064 | -0.004006
1996 | 335.9688 | 0 | 0 | 0 | 0 | 0 | 0 | 0.02032 | 0.016024
1996 | 335.9792 | 0 | 0 | 0 | 0 | 0 | 0 | 0.028448 | 0.02003
1996 | 335.9896 | 0.024384 | 0 | 0 | 0 | 0 | 0 | 0.008128 | -0.004006
1996 | 336 | 0 | 0 | 0 | 0 | 0 | 0 | 0.012192 | 0.008012
1996 | 336.0104 | 0 | 0 | 0 | 0 | 0 | 0 | 0.028448 | 0.016024
1996 | 336.0208 | 0 | 0 | 0 | 0 | 0 | 0 | -0.008128 | -0.004006
1996 | 336.0313 | 0 | 0 | 0 | 0 | 0 | 0 | 0.004064 | 0
1996 | 336.0417 | 0 | 0 | 0 | 0 | 0 | 0 | 0.004064 | 0.012018
1996 | 336.0521 | 0 | 0 | 0 | 0 | 0 | 0 | 0.032512 | 0.02003
1996 | 336.0625 | 0 | 0 | 0 | 0 | 0 | 0 | 0.02032 | 0.028042
1996 | 336.0729 | 0 | 0 | 0 | 0 | 0 | 0 | 0.016256 | 0.012018
1996 | 336.0833 | 0 | 0 | 0 | 0 | 0 | 0 | -0.032512 | -0.024036
1996 | 336.0938 | 0 | 0 | 0 | 0 | 0 | 0 | 0.032512 | 0.016024
1996 | 336.1042 | 0 | 0 | 0 | 0 | 0 | 0 | -0.004064 | -0.004006
1996 | 336.1146 | 0 | 0 | 0 | 0 | 0 | 0 | -0.008128 | -0.012018
1996 | 336.125 | 0 | 0 | 0 | 0 | 0 | 0 | 0 | -0.004006
1996 | 336.1354 | 0 | 0 | 0 | 0 | 0 | 0 | 0.008128 | -0.008012
1996 | 336.1458 | 0 | 0 | 0 | 0 | 0 | 0 | 0.004064 | 0
1996 | 336.1563 | 0 | 0 | 0 | 0 | 0 | 0 | 0.004064 | 0.004006
1996 | 336.1667 | 0 | 0 | 0 | 0 | 0 | 0 | -0.008128 | 0.004006
1996 | 336.1771 | 0 | 0 | 0 | 0 | 0 | 0 | 0.012192 | 0.004006
1996 | 336.1875 | 0 | 0 | 0 | 0 | 0 | 0 | 0.016256 | 0.004006
1996 | 336.1979 | 0 | 0 | 0 | 0 | 0 | 0 | 0.02032 | 0.008012
1996 | 336.2083 | 0 | 0 | 0 | 0 | 0 | 0 | -0.02032 | 0.004006
1996 | 336.2188 | 0 | 0 | 0 | 0 | 0 | 0 | -0.012192 | 0.004006
1996 | 336.2292 | 0 | 0 | 0 | 0 | 0 | 0 | 0.008128 | 0.008012
1996 | 336.2396 | 0 | 0 | 0 | 0 | 0 | 0 | 0.02032 | 0.004006
1996 | 336.25 | 0 | 0 | 0 | 0 | 0 | 0 | 0.004064 | -0.008012
1996 | 336.2604 | 0 | 0 | 0 | 0 | 0 | 0 | -0.004064 | 0.004006
1996 | 336.2708 | 0 | 0 | 0 | 0 | 0 | 0 | 0 | 0
1996 | 336.2813 | 0 | 0 | 0 | 0 | 0 | 0 | -0.004064 | 0
1996 | 336.2917 | 0 | 0 | 0 | 0 | 0 | 0 | -0.004064 | 0
1996 | 336.3021 | 0 | 0 | 0 | 0 | 0 | 0 | 0.008128 | 0
1996 | 336.3125 | 0 | 0 | 0 | 0 | 0 | 0 | 0 | 0
1996 | 336.3229 | 0 | 0 | 0 | 0 | 0 | 0 | 0.008128 | -0.004006
1996 | 336.3333 | 0 | 0 | 0 | 0 | 0 | 0 | 0.004064 | 0.004006
1996 | 336.3438 | 0 | 0 | 0 | 0 | 0 | 0 | 0.004064 | 0.004006
1996 | 336.3542 | 0 | 0 | 0 | 0 | 0 | 0 | -0.004064 | -0.004006
1996 | 336.3646 | 0 | 0 | 0 | 0 | 0 | 0 | 0.016256 | 0.012018
1996 | 336.375 | 0 | 0 | 0 | 0 | 0 | 0 | 0 | 0.008012
1996 | 336.3854 | 0 | 0 | 0 | 0 | 0 | 0 | -0.004064 | 0.008012
1996 | 336.3958 | 0 | 0 | 0 | 0 | 0 | 0 | 0 | 0.012018
1996 | 336.4063 | 0 | 0 | 0 | 0 | 0 | 0 | 0.008128 | 0.012018
1996 | 336.4167 | 0 | 0 | 0 | 0 | 0 | 0 | -0.024384 | 0.008012
1996 | 336.4271 | 0 | 0 | 0 | 0 | 0 | 0 | -0.004064 | 0
1996 | 336.4375 | 0 | 0 | 0 | 0 | 0 | 0 | -0.004064 | -0.008012
1996 | 336.4479 | 0 | 0 | 0 | 0 | 0 | 0 | 0.04064 | -0.016024
1996 | 336.4583 | 0 | 0 | 0 | 0 | 0 | 0 | 0 | -0.012018
1996 | 336.4688 | 0 | 0 | 0 | 0 | 0 | 0 | -0.012192 | 0.02003
1996 | 336.4792 | 0 | 0.056084 | 0 | 0 | 0 | 0 | -0.016256 | -0.012018
1996 | 336.4896 | 0 | 0 | 0 | 0 | 0 | 0 | 0.036576 | -0.016024
1996 | 336.5 | 0 | 0 | 0 | 0 | 0 | 0 | 0.056896 | -0.004006
1996 | 336.5104 | 0 | 0 | 0 | 0 | 0 | 0 | 0.048768 | 0.008012
1996 | 336.5208 | 0 | 0 | 0 | 0 | 0 | 0 | 0.048768 | 0.008012
1996 | 336.5313 | 0 | 0 | 0 | 0 | 0 | 0 | 0.028448 | 0.012018
1996 | 336.5417 | 0 | 0 | 0 | 0 | 0 | 0 | 0.056896 | 0.044066
1996 | 336.5521 | 0 | 0 | 0 | 0 | 0 | 0 | 0.008128 | 0.004006
1996 | 336.5625 | 0 | 0 | 0 | 0 | 0 | 0 | -0.016256 | 0
1996 | 336.5729 | 0 | 0 | 0 | 0 | 0 | 0 | 0.012192 | 0.02003
1996 | 336.5833 | 0 | 0 | 0 | 0 | 0 | 0 | 0.02032 | 0.02003
1996 | 336.5938 | 0 | 0 | 0.032512 | 0 | 0 | 0 | -0.012192 | -0.008012
1996 | 336.6042 | 0 | 0 | 0 | 0 | 0 | 0 | 0.024384 | 0.008012
1996 | 336.6146 | 0 | 0 | 0 | 0 | 0 | 0 | -0.004064 | 0
1996 | 336.625 | 0 | 0 | 0 | 0 | 0 | 0 | 0.004064 | 0.016024
1996 | 336.6354 | 0 | 0 | 0.016256 | 0 | 0 | 0 | 0.012192 | 0
1996 | 336.6458 | 0 | 0 | 0 | 0 | 0 | 0 | 0.004064 | 0.004006
1996 | 336.6563 | 0 | 0 | 0.016256 | 0 | 0 | 0 | -0.008128 | 0
1996 | 336.6667 | 0 | 0 | 0.016256 | 0 | 0 | 0 | 0.012192 | -0.004006
1996 | 336.6771 | 0 | 0 | 0.016256 | 0 | 0 | 0 | 0.004064 | -0.004006
1996 | 336.6875 | 0 | 0 | 0.008128 | 0 | 0 | 0 | -0.012192 | -0.004006
1996 | 336.6979 | 0 | 0 | 0 | 0 | 0 | 0 | 0 | -0.004006
1996 | 336.7083 | 0 | 0 | 0.016256 | 0 | 0 | 0 | 2.2737e-13 | -0.02003
1996 | 336.7188 | 0 | 0 | 0.016256 | 0 | 0 | 0 | -2.2737e-13 | -0.024036
1996 | 336.7292 | 0 | 0 | 0.016256 | 0 | 0 | 0 | -2.2737e-13 | -0.016024
1996 | 336.7396 | 0 | 0 | 0.024384 | 0 | 0 | 0 | 0 | -0.032048
1996 | 336.75 | 0 | 0 | 0.016256 | 0 | 0 | 0 | -2.2737e-13 | -0.016024
1996 | 336.7604 | 0 | 0 | 0.008128 | 0 | 0 | 0 | 0 | 0.004006
1996 | 336.7708 | 0 | 0 | 0 | 0 | 0 | 0 | -0.008128 | -0.012018
1996 | 336.7813 | 0 | 0 | 0.016256 | 0 | 0 | 0 | 0.016256 | 0.004006
1996 | 336.7917 | 0 | 0 | 0.008128 | 0 | 0 | 0 | 0 | -0.004006
1996 | 336.8021 | 0 | 0 | 0.016256 | 0 | 0 | 0 | -2.2737e-13 | -0.008012
1996 | 336.8125 | 0 | 0 | 0.008128 | 0 | 0 | 0 | 0.004064 | -0.012018
1996 | 336.8229 | 0 | 0 | 0 | 0 | 0 | 0 | -0.016256 | 0
1996 | 336.8333 | 0 | 0 | 0 | 0 | 0 | 0 | 0.02032 | 0.012018
1996 | 336.8438 | 0 | 0 | 0 | 0 | 0 | 0 | 0.008128 | 0.012018
1996 | 336.8542 | 0 | 0 | 0.04064 | 0.024036 | 0 | 0 | 0 | 0
1996 | 336.8646 | 0 | 0 | 0.8697 | 0.27241 | 0 | 0 | -2.2737e-13 | -2.2737e-13
1996 | 336.875 | 0 | 0 | 0.073152 | 0.08012 | 0 | 0 | 0.1016 | 2.2737e-13
1996 | 336.8854 | 0 | 0 | 0 | 0.032048 | 0 | 0 | 0.17475 | 0.004006
1996 | 336.8958 | 0 | 0 | 0 | 0 | 0 | 0 | 0.032512 | -0.004006
1996 | 336.9063 | 0 | 0 | 0.22758 | 0.096144 | 0 | 0 | 2.2737e-13 | 0.02003
1996 | 336.9167 | 0 | 0 | 0.073152 | 0 | 0 | 0 | 0.012192 | 0.044066
1996 | 336.9271 | 0 | 0 | 0 | 0 | 0 | 0 | 0.04064 | -0.004006
1996 | 336.9375 | 0 | 0 | 0 | 0.048072 | 0 | 0 | 0.11786 | 0.004006
1996 | 336.9479 | 0 | 0 | 0 | 0.008012 | 0 | 0 | 0.077216 | 0.024036
1996 | 336.9583 | 0 | 0 | 0 | 0 | 0 | 0 | -0.004064 | 0.10015
1996 | 336.9688 | 0 | 0 | 0 | 0 | 0 | 0 | 0.04064 | 0.14021
1996 | 336.9792 | 0 | 0 | 0.57709 | 0 | 0 | 0 | 0 | 0.072108
1996 | 336.9896 | 0 | 0 | 0.048768 | 0.12819 | 0 | 0 | 0 | 0.016024
1996 | 337 | 0 | 0 | 0 | 0.81722 | 0 | 0 | 0 | 2.2737e-13
1996 | 337.0104 | 0 | 0 | 0 | 0.10416 | 0 | 0 | -2.2737e-13 | 0
1996 | 337.0208 | 0 | 0 | 0 | 0 | 0 | 0 | 0 | 0
1996 | 337.0313 | 0 | 0 | 0 | 0 | 0 | 0 | -2.2737e-13 | 0.048072
1996 | 337.0417 | 0 | 0 | 0 | 0 | 0 | 0 | 0 | 0.016024
1996 | 337.0521 | 0 | 0 | 0 | 0 | 0 | 0 | -2.2737e-13 | -2.2737e-13
1996 | 337.0625 | 0 | 0 | 0 | 0.69704 | 0 | 0 | 0 | -2.2737e-13
1996 | 337.0729 | 0 | 0 | 0 | 0.23235 | 0 | 0 | 0 | 0
1996 | 337.0833 | 0 | 0 | 0.048768 | 0 | 0 | 0 | -0.02032 | 2.2737e-13
1996 | 337.0938 | 0 | 0 | 0 | 0 | 0 | 0 | -0.008128 | 0.004006
1996 | 337.1042 | 0 | 0 | 0 | 0 | 0 | 0 | -0.004064 | -0.02003
1996 | 337.1146 | 0 | 0 | 0.18694 | 0 | 0 | 0 | 2.2737e-13 | 0
1996 | 337.125 | 0 | 0 | 0.048768 | 0.048072 | 0 | 0 | 0.036576 | 0
1996 | 337.1354 | 0 | 0 | 0 | 0.12018 | 0 | 0 | 0.10566 | 0
1996 | 337.1458 | 0 | 0 | 0 | 0.12018 | 0 | 0 | -0.004064 | 2.2737e-13
1996 | 337.1563 | 0 | 0 | 0.26822 | 0.12018 | 0 | 0 | 0 | -0.004006
1996 | 337.1667 | 0 | 0 | 0.17069 | 0 | 0 | 0 | 0.004064 | -0.036054
1996 | 337.1771 | 0 | 0 | 0 | 0 | 0 | 0 | 0.02032 | 0.024036
1996 | 337.1875 | 0 | 0 | 0 | 0 | 0 | 0 | 0.052832 | 0.032048
1996 | 337.1979 | 0 | 0.064096 | 0 | 0 | 0 | 0 | -0.016256 | -0.004006
1996 | 337.2083 | 0 | 0 | 0 | 0 | 0 | 0 | -0.004064 | 0.004006
1996 | 337.2188 | 0 | 0 | 0 | 0 | 0 | 0 | 0.016256 | -0.004006
1996 | 337.2292 | 0 | 0 | 0 | 0 | 0 | 0 | 0.012192 | 0.004006
1996 | 337.2396 | 0 | 0 | 0 | 0 | 0 | 0 | 0.032512 | 0.016024
1996 | 337.25 | 0 | 0 | 0 | 0 | 0 | 0 | -0.004064 | -0.016024
1996 | 337.2604 | 0 | 0 | 0 | 0 | 0 | 0 | -0.004064 | 0.004006
1996 | 337.2708 | 0 | 0 | 0 | 0 | 0 | 0 | 0.004064 | 0.004006
1996 | 337.2813 | 0 | 0 | 0 | 0 | 0 | 0 | 0 | 0
1996 | 337.2917 | 0 | 0 | 0 | 0 | 0 | 0 | -0.004064 | 0
1996 | 337.3021 | 0 | 0 | 0 | 0 | 0 | 0 | 0.004064 | 0.004006
1996 | 337.3125 | 0 | 0 | 0 | 0 | 0 | 0 | 0.036576 | 0.012018
1996 | 337.3229 | 0 | 0 | 0 | 0 | 0 | 0 | -0.004064 | -0.004006
1996 | 337.3333 | 0 | 0 | 0 | 0 | 0 | 0 | -0.032512 | -0.004006
1996 | 337.3438 | 0 | 0 | 0 | 0 | 0 | 0 | 0.024384 | 0.008012
1996 | 337.3542 | 0 | 0 | 0 | 0 | 0 | 0 | -0.008128 | 0.004006
1996 | 337.3646 | 0 | 0 | 0 | 0 | 0 | 0 | -0.008128 | 0.012018
1996 | 337.375 | 0 | 0 | 0 | 0 | 0 | 0 | 0 | 0.004006
1996 | 337.3854 | 0 | 0 | 0 | 0 | 0 | 0 | -0.016256 | 0.004006
1996 | 337.3958 | 0 | 0 | 0 | 0 | 0 | 0 | -0.012192 | 0.008012
1996 | 337.4063 | 0 | 0 | 0 | 0 | 0 | 0 | -0.016256 | 0.024036
1996 | 337.4167 | 0 | 0 | 0 | 0 | 0 | 0 | 0.016256 | 0.004006
1996 | 337.4271 | 0 | 0 | 0 | 0 | 0 | 0 | 0.028448 | 0.024036
1996 | 337.4375 | 0 | 0 | 0 | 0 | 0 | 0 | 0.004064 | 0.028042
1996 | 337.4479 | 0 | 0 | 0 | 0 | 0 | 0 | 0.032512 | 0.032048
1996 | 337.4583 | 0 | 0 | 0 | 0 | 0 | 0 | 0.016256 | 0.012018
1996 | 337.4688 | 0 | 0 | 0 | 0 | 0 | 0 | 0.13411 | 0.036054
1996 | 337.4792 | 0 | 0 | 0 | 0 | 0 | 0 | 0.008128 | 0.02003
1996 | 337.4896 | 0 | 0 | 0 | 0 | 0 | 0 | 0.056896 | 0.024036
1996 | 337.5 | 0 | 0 | 0 | 0 | 0 | 0 | 0.008128 | 0.008012
1996 | 337.5104 | 0.024384 | 0 | 0 | 0 | 0 | 0 | -0.024384 | -0.004006
1996 | 337.5208 | 0 | 0 | 0 | 0 | 0 | 0 | 0.069088 | 0.028042
1996 | 337.5313 | 0 | 0 | 0 | 0 | 0 | 0 | 0.032512 | 0.02003
1996 | 337.5417 | 0 | 0 | 0 | 0 | 0 | 0 | 0.012192 | 0.02003
1996 | 337.5521 | 0 | 0 | 0 | 0 | 0 | 0 | 0.036576 | 0.028042
1996 | 337.5625 | 0 | 0 | 0 | 0 | 0 | 0 | 0.02032 | 0.04006
1996 | 337.5729 | 0 | 0 | 0 | 0 | 0 | 0 | 0.056896 | 0.036054
1996 | 337.5833 | 0 | 0 | 0 | 0 | 0 | 0 | 0.032512 | 0.02003
1996 | 337.5938 | 0 | 0 | 0 | 0 | 0 | 0 | 0.024384 | 0.036054
1996 | 337.6042 | 0 | 0 | 0 | 0 | 0 | 0 | 0.004064 | 0.028042
1996 | 337.6146 | 0 | 0 | 0 | 0 | 0 | 0 | 0.052832 | 0.028042
1996 | 337.625 | 0 | 0 | 0 | 0 | 0 | 0 | 0.008128 | 0.024036
1996 | 337.6354 | 0 | 0 | 0 | 0 | 0 | 0 | 0.052832 | 0.044066
1996 | 337.6458 | 0 | 0 | 0 | 0 | 0 | 0 | -2.2737e-13 | 0.016024
1996 | 337.6563 | 0 | 0 | 0 | 0 | 0 | 0 | 0.052832 | 0.012018
1996 | 337.6667 | 0 | 0 | 0 | 0 | 0 | 0 | 0.012192 | 0.024036
1996 | 337.6771 | 0 | 0 | 0 | 0 | 0 | 0 | 0.028448 | 0.004006
1996 | 337.6875 | 0 | 0 | 0 | 0 | 0 | 0 | -0.008128 | -0.012018
1996 | 337.6979 | 0 | 0 | 0 | 0 | 0 | 0 | 0.004064 | 0.004006
1996 | 337.7083 | 0 | 0 | 0 | 0 | 0 | 0 | -0.008128 | 0.008012
1996 | 337.7188 | 0 | 0 | 0 | 0.016024 | 0 | 0 | 0.004064 | 0
1996 | 337.7292 | 0 | 0 | 0 | 0.032048 | 0 | 0 | -0.004064 | 0
1996 | 337.7396 | 0 | 0 | 0.016256 | 0.04006 | 0 | 0 | -0.004064 | 0
1996 | 337.75 | 0 | 0 | 0.008128 | 0.04006 | 0 | 0 | 0 | 2.2737e-13
1996 | 337.7604 | 0 | 0 | 0.04064 | 0.04006 | 0 | 0 | 0 | 0
1996 | 337.7708 | 0 | 0 | 0.016256 | 0.032048 | 0 | 0 | -2.2737e-13 | 0
1996 | 337.7813 | 0 | 0 | 0.04064 | 0.024036 | 0 | 0 | -2.2737e-13 | 0
1996 | 337.7917 | 0 | 0 | 0.032512 | 0.024036 | 0 | 0 | -2.2737e-13 | 0
1996 | 337.8021 | 0 | 0 | 0.008128 | 0.008012 | 0 | 0 | -2.2737e-13 | 0
1996 | 337.8125 | 0 | 0 | 0.032512 | 0 | 0 | 0 | 0 | 0.004006
1996 | 337.8229 | 0 | 0 | 0.032512 | 0 | 0 | 0 | -2.2737e-13 | 0
1996 | 337.8333 | 0 | 0 | 0.016256 | 0 | 0 | 0 | -2.2737e-13 | 0.012018
1996 | 337.8438 | 0 | 0 | 0.024384 | 0 | 0 | 0 | -2.2737e-13 | 0.004006
1996 | 337.8542 | 0 | 0 | 0.008128 | 0 | 0 | 0 | 0 | 0.016024
1996 | 337.8646 | 0 | 0 | 0.008128 | 0 | 0 | 0 | -0.004064 | 0.012018
1996 | 337.875 | 0 | 0 | 0 | 0 | 0 | 0 | -0.02032 | 0.004006
1996 | 337.8854 | 0 | 0 | 0 | 0 | 0 | 0 | 0 | 0.008012
1996 | 337.8958 | 0 | 0 | 0 | 0 | 0 | 0 | 0.008128 | 0.008012
1996 | 337.9063 | 0 | 0 | 0 | 0 | 0 | 0 | 0.004064 | 0.004006
1996 | 337.9167 | 0 | 0 | 0 | 0 | 0 | 0 | 0.008128 | 0
1996 | 337.9271 | 0 | 0 | 0 | 0 | 0 | 0 | -0.004064 | -0.004006
1996 | 337.9375 | 0 | 0 | 0 | 0 | 0 | 0 | -0.008128 | -0.012018
1996 | 337.9479 | 0 | 0 | 0.024384 | 0 | 0 | 0 | 0.024384 | 0.004006
1996 | 337.9583 | 0 | 0 | 0 | 0 | 0 | 0 | 0.016256 | 0.008012
1996 | 337.9688 | 0 | 0 | 0.008128 | 0.008012 | 0 | 0 | 0 | -0.004006
1996 | 337.9792 | 0 | 0 | 0.008128 | 0.016024 | 0 | 0 | 0 | 0
1996 | 337.9896 | 0 | 0 | 0.016256 | 0 | 0 | 0 | 0.008128 | 0
1996 | 338 | 0 | 0 | 0 | 0 | 0 | 0 | -0.004064 | -0.008012
1996 | 338.0104 | 0 | 0 | 0.089408 | 0.048072 | 0 | 0 | -2.2737e-13 | -0.008012
1996 | 338.0208 | 0 | 0 | 0 | 0.024036 | 0 | 0 | 0.085344 | 0.064096
1996 | 338.0313 | 0 | 0 | 0 | 0 | 0 | 0 | 0.056896 | 0.032048
1996 | 338.0417 | 0 | 0 | 0 | 0 | 0 | 0 | 0.004064 | 0.02003
1996 | 338.0521 | 0 | 0 | 0 | 0 | 0 | 0 | 0 | -0.008012
1996 | 338.0625 | 0 | 0 | 0 | 0 | 0 | 0 | -0.028448 | -0.016024
1996 | 338.0729 | 0 | 0 | 0 | 0 | 0 | 0 | 0 | 0
1996 | 338.0833 | 0 | 0 | 0 | 0 | 0 | 0 | 0.008128 | 0.012018
1996 | 338.0938 | 0 | 0 | 0 | 0 | 0 | 0 | 0.028448 | 0.028042
1996 | 338.1042 | 0 | 0 | 0 | 0 | 0 | 0 | 0.008128 | -0.004006
1996 | 338.1146 | 0 | 0 | 0 | 0 | 0 | 0 | -0.016256 | -0.024036
1996 | 338.125 | 0 | 0 | 0 | 0 | 0 | 0 | 0.004064 | -0.008012
1996 | 338.1354 | 0 | 0 | 0 | 0 | 0 | 0 | -0.008128 | -0.012018
1996 | 338.1458 | 0 | 0 | 0.024384 | 0 | 0 | 0 | 0 | -0.004006
1996 | 338.1563 | 0 | 0 | 0.016256 | 0 | 0 | 0 | 0 | 0
1996 | 338.1667 | 0 | 0 | 0.024384 | 0 | 0 | 0 | 0 | -0.004006
1996 | 338.1771 | 0 | 0 | 0 | 0 | 0 | 0 | 0 | -0.012018
1996 | 338.1875 | 0 | 0 | 0.016256 | 0 | 0 | 0 | 0.008128 | -0.02003
1996 | 338.1979 | 0 | 0 | 0.008128 | 0 | 0 | 0 | 0.008128 | -0.004006
1996 | 338.2083 | 0 | 0 | 0.024384 | 0.024036 | 0 | 0 | -0.008128 | 0
1996 | 338.2188 | 0 | 0 | 0 | 0.008012 | 0 | 0 | -0.008128 | 0.008012
1996 | 338.2292 | 0 | 0 | 0.04064 | 0 | 0 | 0 | 0 | 0.02003
1996 | 338.2396 | 0 | 0 | 0 | 0 | 0 | 0 | 0.036576 | 0.016024
1996 | 338.25 | 0 | 0 | 0 | 0 | 0 | 0 | -0.012192 | -0.004006
1996 | 338.2604 | 0 | 0 | 0 | 0 | 0 | 0 | -0.012192 | 0.004006
1996 | 338.2708 | 0 | 0 | 0 | 0 | 0 | 0 | 0.004064 | 0
1996 | 338.2813 | 0 | 0 | 0 | 0 | 0 | 0 | 0.028448 | 0
1996 | 338.2917 | 0 | 0 | 0 | 0 | 0 | 0 | -0.004064 | -0.004006
1996 | 338.3021 | 0 | 0 | 0 | 0 | 0 | 0 | -0.02032 | -0.012018
1996 | 338.3125 | 0 | 0 | 0 | 0 | 0 | 0 | 0.004064 | 0.004006
1996 | 338.3229 | 0 | 0 | 0 | 0 | 0 | 0 | -0.004064 | 0
1996 | 338.3333 | 0 | 0 | 0 | 0 | 0 | 0 | -0.008128 | -0.004006
1996 | 338.3438 | 0 | 0 | 0 | 0 | 0 | 0 | 0.02032 | 0.012018
1996 | 338.3542 | 0 | 0 | 0 | 0 | 0 | 0 | 0.008128 | 0.02003
1996 | 338.3646 | 0 | 0 | 0 | 0 | 0 | 0 | -0.004064 | 0.028042
1996 | 338.375 | 0 | 0 | 0 | 0 | 0 | 0 | -0.02032 | 0.02003
1996 | 338.3854 | 0 | 0 | 0.024384 | 0 | 0 | 0 | 0.016256 | 0.044066
1996 | 338.3958 | 0 | 0 | 0 | 0 | 0 | 0 | 0.085344 | 0.056084
1996 | 338.4063 | 0 | 0 | 0 | 0 | 0 | 0 | 0.04064 | 0.032048
1996 | 338.4167 | 0 | 0 | 0 | 0 | 0 | 0 | 0.04064 | 0.044066
1996 | 338.4271 | 0 | 0 | 0 | 0 | 0 | 0 | 0.052832 | 0.04006
1996 | 338.4375 | 0 | 0 | 0 | 0 | 0 | 0 | 0.077216 | 0.036054
1996 | 338.4479 | 0 | 0 | 0 | 0 | 0 | 0 | 0.085344 | 0.032048
1996 | 338.4583 | 0 | 0 | 0 | 0 | 0 | 0 | 0.024384 | 0.02003
1996 | 338.4688 | 0 | 0 | 0.032512 | 0 | 0 | 0 | 0.028448 | 0.044066
1996 | 338.4792 | 0 | 0 | 0.024384 | 0 | 0 | 0 | 0.028448 | 0.052078
1996 | 338.4896 | 0 | 0 | 0 | 0 | 0 | 0 | -0.004064 | 0.036054
1996 | 338.5 | 0 | 0 | 0 | 0 | 0 | 0 | -0.032512 | 0.008012
1996 | 338.5104 | 0 | 0 | 0 | 0 | 0 | 0 | 0.069088 | 0.02003
1996 | 338.5208 | 0 | 0 | 0 | 0 | 0 | 0 | 0.032512 | 0.02003
1996 | 338.5313 | 0 | 0 | 0 | 0 | 0 | 0 | 0.056896 | 0.012018
1996 | 338.5417 | 0 | 0 | 0 | 0 | 0 | 0 | 0.004064 | -0.012018
1996 | 338.5521 | 0 | 0 | 0 | 0 | 0 | 0 | 0.06096 | 0.012018
1996 | 338.5625 | 0 | 0 | 0 | 0 | 0 | 0 | 0.008128 | 0.012018
1996 | 338.5729 | 0 | 0 | 0 | 0 | 0 | 0 | 0 | 0.012018
1996 | 338.5833 | 0 | 0 | 0 | 0 | 0 | 0 | 0.048768 | 0.016024
1996 | 338.5938 | 0 | 0 | 0 | 0 | 0 | 0 | 0.032512 | 0.016024
1996 | 338.6042 | 0 | 0 | 0 | 0 | 0 | 0 | 0.056896 | 0.016024
1996 | 338.6146 | 0 | 0 | 0.032512 | 0 | 0 | 0 | 0.016256 | 0.008012
1996 | 338.625 | 0 | 0 | 0 | 0 | 0 | 0 | 0.024384 | 0.008012
1996 | 338.6354 | 0 | 0 | 0 | 0 | 0 | 0 | 0.008128 | 0.02003
1996 | 338.6458 | 0 | 0 | 0 | 0 | 0 | 0 | 0.028448 | 0.008012
1996 | 338.6563 | 0 | 0 | 0 | 0 | 0 | 0 | 0.012192 | 0.012018
1996 | 338.6667 | 0 | 0 | 0 | 0 | 0 | 0 | 0.004064 | 0.008012
1996 | 338.6771 | 0 | 0 | 0 | 0 | 0 | 0 | 0.028448 | 0.02003
1996 | 338.6875 | 0 | 0 | 0 | 0 | 0 | 0 | 0.016256 | 0
1996 | 338.6979 | 0 | 0 | 0 | 0 | 0 | 0 | -0.004064 | 0.044066
1996 | 338.7083 | 0 | 0 | 0 | 0 | 0 | 0 | 0.02032 | -0.032048
1996 | 338.7188 | 0 | 0 | 0.032512 | 0 | 0 | 0 | 0.024384 | -0.008012
1996 | 338.7292 | 0 | 0 | 0.008128 | 0 | 0 | 0 | 0.024384 | 0
1996 | 338.7396 | 0 | 0 | 0.04064 | 0 | 0 | 0 | -0.016256 | -0.02003
1996 | 338.75 | 0 | 0 | 0 | 0 | 0 | 0 | -0.012192 | -0.004006
1996 | 338.7604 | 0 | 0 | 0 | 0 | 0 | 0 | 0.028448 | 0.012018
1996 | 338.7708 | 0 | 0 | 0.048768 | 0 | 0 | 0 | 0.008128 | -0.012018
1996 | 338.7813 | 0 | 0 | 0.032512 | 0 | 0 | 0 | -0.008128 | -0.008012
1996 | 338.7917 | 0 | 0 | 0.04064 | 0 | 0 | 0 | 0 | -0.012018
1996 | 338.8021 | 0 | 0 | 0.024384 | 0 | 0 | 0 | -0.008128 | -0.004006
1996 | 338.8125 | 0 | 0 | 0 | 0 | 0 | 0 | 0.028448 | 0.024036
1996 | 338.8229 | 0 | 0 | 0 | 0 | 0 | 0 | 0.004064 | -0.004006
1996 | 338.8333 | 0 | 0 | 0.073152 | 0 | 0 | 0 | 0.012192 | 0
1996 | 338.8438 | 0 | 0 | 0 | 0 | 0 | 0 | -0.012192 | 0.004006
1996 | 338.8542 | 0 | 0 | 0 | 0 | 0 | 0 | -0.004064 | 0.008012
1996 | 338.8646 | 0 | 0 | 0 | 0 | 0 | 0 | -0.024384 | 0.012018
1996 | 338.875 | 0 | 0 | 0 | 0 | 0 | 0 | -0.028448 | -0.012018
1996 | 338.8854 | 0 | 0 | 0 | 0 | 0 | 0 | 0.056896 | 0.044066
1996 | 338.8958 | 0 | 0 | 0 | 0 | 0 | 0 | 0.04064 | 0.02003
1996 | 338.9063 | 0 | 0 | 0 | 0 | 0 | 0 | 0.048768 | 0.016024
1996 | 338.9167 | 0 | 0 | 0 | 0 | 0 | 0 | -0.024384 | 0.016024
1996 | 338.9271 | 0 | 0 | 0 | 0 | 0 | 0 | 0 | -0.004006
1996 | 338.9375 | 0 | 0 | 0.089408 | 0 | 0 | 0 | -2.2737e-13 | -0.02003
1996 | 338.9479 | 0 | 0 | 0.032512 | 0 | 0 | 0 | 0.056896 | 0.036054
1996 | 338.9583 | 0 | 0 | 0 | 0 | 0 | 0 | 0.048768 | 0.032048
1996 | 338.9688 | 0 | 0 | 0 | 0 | 0 | 0 | 0.004064 | 0.008012
1996 | 338.9792 | 0 | 0 | 0 | 0 | 0 | 0 | 0.04064 | 0.02003
1996 | 338.9896 | 0 | 0 | 0 | 0 | 0 | 0 | 0.085344 | 0.024036
1996 | 339 | 0 | 0 | 0.024384 | 0 | 0 | 0 | 0.008128 | -0.008012
1996 | 339.0104 | 0 | 0 | 0.073152 | 0 | 0 | 0 | 0 | 0.004006
1996 | 339.0208 | 0 | 0 | 0 | 0 | 0 | 0 | 0.073152 | 0.016024
1996 | 339.0313 | 0 | 0 | 0.089408 | 0 | 0 | 0 | 0.012192 | -0.028042
1996 | 339.0417 | 0 | 0 | 0 | 0 | 0 | 0 | -0.008128 | 0.008012
1996 | 339.0521 | 0 | 0 | 0 | 0 | 0 | 0 | 0.012192 | 0.008012
1996 | 339.0625 | 0 | 0 | 0 | 0 | 0 | 0 | 0.032512 | 0.012018
1996 | 339.0729 | 0 | 0 | 0 | 0 | 0 | 0 | 0.016256 | 0.008012
1996 | 339.0833 | 0 | 0 | 0.024384 | 0 | 0 | 0 | 0.008128 | 0
1996 | 339.0938 | 0 | 0 | 0 | 0 | 0 | 0 | -0.032512 | -0.024036
1996 | 339.1042 | 0 | 0 | 0.048768 | 0 | 0 | 0 | 0 | -0.008012
1996 | 339.1146 | 0 | 0 | 0 | 0 | 0 | 0 | 0.032512 | 0.012018
1996 | 339.125 | 0 | 0 | 0 | 0 | 0 | 0 | 0.036576 | 0.016024
1996 | 339.1354 | 0 | 0 | 0 | 0 | 0 | 0 | 0.056896 | 0.016024
1996 | 339.1458 | 0 | 0 | 0 | 0 | 0 | 0 | 0.032512 | 0.016024
1996 | 339.1563 | 0 | 0 | 0 | 0 | 0 | 0 | 0.077216 | 0.028042
1996 | 339.1667 | 0 | 0 | 0 | 0 | 0 | 0 | 0.069088 | 0.02003
1996 | 339.1771 | 0 | 0 | 0 | 0 | 0 | 0 | -0.02032 | 0
1996 | 339.1875 | 0 | 0 | 0 | 0 | 0 | 0 | -0.036576 | -0.008012
1996 | 339.1979 | 0 | 0 | 0 | 0 | 0 | 0 | -0.02032 | -0.004006
1996 | 339.2083 | 0 | 0 | 0 | 0 | 0 | 0 | 0.044704 | 0.012018
1996 | 339.2188 | 0 | 0 | 0 | 0 | 0 | 0 | 0.048768 | 0.008012
1996 | 339.2292 | 0 | 0 | 0.13005 | 0 | 0 | 0 | -0.008128 | -0.036054
1996 | 339.2396 | 0 | 0 | 0 | 0 | 0 | 0 | -0.016256 | 0.008012
1996 | 339.25 | 0 | 0 | 0.048768 | 0 | 0 | 0 | 0.008128 | -0.012018
1996 | 339.2604 | 0 | 0 | 0 | 0 | 0 | 0 | 0.089408 | 0.024036
1996 | 339.2708 | 0 | 0 | 0 | 0 | 0 | 0 | -0.004064 | -0.012018
1996 | 339.2813 | 0 | 0 | 0 | 0 | 0 | 0 | 2.2737e-13 | -0.004006
1996 | 339.2917 | 0 | 0 | 0 | 0 | 0 | 0 | 0.024384 | -0.008012
1996 | 339.3021 | 0 | 0 | 0.048768 | 0 | 0 | 0 | 0.012192 | -0.012018
1996 | 339.3125 | 0 | 0 | 0 | 0 | 0 | 0 | 0.012192 | 0.004006
1996 | 339.3229 | 0 | 0 | 0 | 0 | 0 | 0 | 0.016256 | 0
1996 | 339.3333 | 0 | 0 | 0 | 0 | 0 | 0 | 0.012192 | 0.012018
1996 | 339.3438 | 0 | 0 | 0.024384 | 0 | 0 | 0 | 0.008128 | 0.012018
1996 | 339.3542 | 0 | 0 | 0 | 0 | 0 | 0 | -0.016256 | 0
1996 | 339.3646 | 0 | 0 | 0 | 0 | 0 | 0 | 0.016256 | 0.016024
1996 | 339.375 | 0 | 0 | 0 | 0 | 0 | 0 | 0.036576 | 0.032048
1996 | 339.3854 | 0 | 0 | 0 | 0 | 0 | 0 | 0.028448 | 0.032048
1996 | 339.3958 | 0 | 0 | 0 | 0 | 0 | 0 | -0.02032 | 0.012018
1996 | 339.4063 | 0 | 0 | 0.024384 | 0 | 0 | 0 | 0.004064 | 0.012018
1996 | 339.4167 | 0 | 0 | 0 | 0 | 0 | 0 | -0.008128 | -0.012018
1996 | 339.4271 | 0 | 0 | 0 | 0 | 0 | 0 | 0.052832 | 0.028042
1996 | 339.4375 | 0 | 0 | 0 | 0 | 0 | 0 | 0.016256 | 0.024036
1996 | 339.4479 | 0 | 0 | 0 | 0 | 0 | 0 | 0 | 0.012018
1996 | 339.4583 | 0 | 0 | 0 | 0 | 0 | 0 | 0.069088 | 0.008012
1996 | 339.4688 | 0 | 0 | 0 | 0 | 0 | 0 | 0.04064 | 0.004006
1996 | 339.4792 | 0 | 0 | 0 | 0 | 0 | 0 | 0.04064 | 0.012018
1996 | 339.4896 | 0 | 0 | 0 | 0 | 0 | 0 | 0.044704 | 0.024036
1996 | 339.5 | 0 | 0.024036 | 0.024384 | 0 | 0 | 0 | 0.012192 | 0.012018
1996 | 339.5104 | 0 | 0 | 0 | 0 | 0 | 0 | 0.024384 | 0.028042
1996 | 339.5208 | 0 | 0 | 0 | 0 | 0 | 0 | 0.02032 | 0.016024
1996 | 339.5313 | 0 | 0.032048 | 0.032512 | 0 | 0 | 0 | 0.052832 | 0.052078
1996 | 339.5417 | 0 | 0 | 0 | 0 | 0 | 0 | 0.016256 | 0.016024
1996 | 339.5521 | 0 | 0 | 0 | 0 | 0 | 0 | 0.052832 | 0.06009
1996 | 339.5625 | 0 | 0 | 0 | 0 | 0 | 0 | 0.04064 | 0.032048
1996 | 339.5729 | 0 | 0 | 0 | 0 | 0 | 0 | 0.024384 | 0.024036
1996 | 339.5833 | 0 | 0 | 0 | 0 | 0 | 0 | 0.065024 | 0.056084
1996 | 339.5938 | 0 | 0 | 0 | 0 | 0 | 0 | -0.008128 | 0.028042
1996 | 339.6042 | 0 | 0 | 0 | 0 | 0 | 0 | 0.085344 | 0.052078
1996 | 339.6146 | 0 | 0 | 0 | 0 | 0 | 0 | 0.032512 | 0.032048
1996 | 339.625 | 0 | 0 | 0 | 0 | 0 | 0 | 0.032512 | 0.036054
1996 | 339.6354 | 0 | 0 | 0 | 0 | 0 | 0 | 0.036576 | 0.02003
1996 | 339.6458 | 0 | 0 | 0 | 0 | 0 | 0 | 0.008128 | 0.032048
1996 | 339.6563 | 0 | 0 | 0 | 0 | 0 | 0 | 0.028448 | 0.016024
1996 | 339.6667 | 0 | 0 | 0 | 0 | 0 | 0 | 0.012192 | 0.028042
1996 | 339.6771 | 0 | 0 | 0 | 0 | 0 | 0 | 0.048768 | 0.044066
1996 | 339.6875 | 0 | 0 | 0 | 0 | 0 | 0 | 0.024384 | 0.024036
1996 | 339.6979 | 0 | 0 | 0 | 0 | 0 | 0 | 0.016256 | 0.008012
1996 | 339.7083 | 0 | 0 | 0 | 0 | 0 | 0 | 0.008128 | 0.004006
1996 | 339.7188 | 0 | 0 | 0 | 0 | 0 | 0 | 0.065024 | 0.004006
1996 | 339.7292 | 0 | 0.032048 | 0 | 0 | 0 | 0 | -0.044704 | 0.012018
1996 | 339.7396 | 0 | 0 | 0 | 0 | 0 | 0 | -0.036576 | 0
1996 | 339.75 | 0 | 0 | 0 | 0 | 0 | 0 | 0.073152 | 0.04006
1996 | 339.7604 | 0 | 0 | 0 | 0 | 0 | 0 | -0.016256 | -0.012018
1996 | 339.7708 | 0 | 0 | 0 | 0 | 0 | 0 | 0.036576 | 0.028042
1996 | 339.7813 | 0 | 0 | 0 | 0 | 0 | 0 | 0.012192 | 0.032048
1996 | 339.7917 | 0 | 0 | 0 | 0 | 0 | 0 | 0.008128 | 0.004006
1996 | 339.8021 | 0 | 0 | 0 | 0 | 0 | 0 | 0.02032 | 0.028042
1996 | 339.8125 | 0 | 0 | 0 | 0 | 0 | 0 | 0.02032 | 0.02003
1996 | 339.8229 | 0 | 0 | 0 | 0 | 0 | 0 | 0.036576 | 0.02003
1996 | 339.8333 | 0 | 0 | 0 | 0 | 0 | 0 | -0.008128 | 0.012018
1996 | 339.8438 | 0 | 0 | 0 | 0 | 0 | 0 | 0.024384 | 0.032048
1996 | 339.8542 | 0 | 0 | 0 | 0 | 0 | 0 | 0 | 0.004006
1996 | 339.8646 | 0 | 0 | 0 | 0 | 0 | 0 | 0.012192 | 0.008012
1996 | 339.875 | 0 | 0 | 0 | 0 | 0 | 0 | -0.004064 | 0.004006
1996 | 339.8854 | 0 | 0 | 0 | 0 | 0 | 0 | 0 | -0.004006
1996 | 339.8958 | 0 | 0 | 0 | 0 | 0 | 0 | -0.012192 | -0.004006
1996 | 339.9063 | 0 | 0 | 0 | 0 | 0 | 0 | -0.012192 | 0
1996 | 339.9167 | 0 | 0 | 0 | 0 | 0 | 0 | 0.008128 | 0.008012
1996 | 339.9271 | 0 | 0 | 0 | 0 | 0 | 0 | -0.004064 | 0
1996 | 339.9375 | 0 | 0 | 0 | 0 | 0 | 0 | 0.008128 | 0
1996 | 339.9479 | 0 | 0 | 0 | 0 | 0 | 0 | -0.008128 | 0
1996 | 339.9583 | 0 | 0 | 0 | 0 | 0 | 0 | -0.008128 | -0.016024
1996 | 339.9688 | 0 | 0 | 0 | 0 | 0 | 0 | -0.016256 | -0.004006
1996 | 339.9792 | 0 | 0 | 0 | 0 | 0 | 0 | -0.02032 | 0
1996 | 339.9896 | 0 | 0 | 0 | 0 | 0 | 0 | 0 | 0
1996 | 340 | 0 | 0 | 0 | 0 | 0 | 0 | 0.016256 | 0.012018
1996 | 340.0104 | 0 | 0 | 0 | 0 | 0 | 0 | 0.012192 | 0.004006
1996 | 340.0208 | 0 | 0 | 0 | 0 | 0 | 0 | -0.008128 | -0.008012
1996 | 340.0313 | 0 | 0 | 0 | 0 | 0 | 0 | -0.016256 | 0
1996 | 340.0417 | 0 | 0 | 0 | 0 | 0 | 0 | -0.024384 | 0
1996 | 340.0521 | 0 | 0 | 0 | 0 | 0 | 0 | -0.016256 | -0.004006
1996 | 340.0625 | 0 | 0 | 0 | 0 | 0 | 0 | 0.008128 | 0.004006
1996 | 340.0729 | 0 | 0 | 0 | 0 | 0 | 0 | -0.004064 | 0.004006
1996 | 340.0833 | 0 | 0 | 0 | 0 | 0 | 0 | -0.008128 | -0.008012
1996 | 340.0938 | 0 | 0 | 0 | 0 | 0 | 0 | 0.004064 | -0.004006
1996 | 340.1042 | 0.024384 | 0 | 0 | 0 | 0 | 0 | -0.028448 | -0.016024
1996 | 340.1146 | 0 | 0 | 0 | 0 | 0 | 0 | 0.028448 | 0.028042
1996 | 340.125 | 0 | 0 | 0 | 0 | 0 | 0 | -0.016256 | -0.016024
1996 | 340.1354 | 0 | 0 | 0 | 0 | 0 | 0 | 0 | 0.012018
1996 | 340.1458 | 0.032512 | 0 | 0 | 0 | 0 | 0 | 0.028448 | -0.008012
1996 | 340.1563 | 0 | 0 | 0 | 0 | 0 | 0 | 0.06096 | 0.024036
1996 | 340.1667 | 0 | 0 | 0 | 0 | 0 | 0 | 0.012192 | 0.016024
1996 | 340.1771 | 0.04064 | 0.024036 | 0 | 0 | 0 | 0 | -0.04064 | -0.004006
1996 | 340.1875 | 0 | 0 | 0 | 0 | 0 | 0 | 0.028448 | 0.012018
1996 | 340.1979 | 0 | 0 | 0 | 0 | 0 | 0 | 0.02032 | 0.02003
1996 | 340.2083 | 0 | 0 | 0 | 0 | 0 | 0 | 0 | 0
1996 | 340.2188 | 0 | 0 | 0 | 0 | 0 | 0 | 0.028448 | 0.012018
1996 | 340.2292 | 0 | 0 | 0 | 0 | 0 | 0 | 0.036576 | 0.04006
1996 | 340.2396 | 0 | 0 | 0 | 0 | 0 | 0 | -0.032512 | -0.008012
1996 | 340.25 | 0 | 0 | 0 | 0 | 0 | 0 | 0.032512 | -0.008012
1996 | 340.2604 | 0 | 0 | 0 | 0 | 0 | 0 | -0.028448 | -0.008012
1996 | 340.2708 | 0 | 0 | 0 | 0 | 0 | 0 | 0.004064 | 0.012018
1996 | 340.2813 | 0 | 0 | 0 | 0 | 0 | 0 | 0.008128 | 0.008012
1996 | 340.2917 | 0 | 0 | 0 | 0 | 0 | 0 | -0.004064 | 0.032048
1996 | 340.3021 | 0 | 0 | 0 | 0 | 0 | 0 | -0.016256 | 0.004006
1996 | 340.3125 | 0 | 0 | 0 | 0 | 0 | 0 | -0.024384 | -0.004006
1996 | 340.3229 | 0 | 0 | 0 | 0 | 0 | 0 | 0.024384 | -0.012018
1996 | 340.3333 | 0.04064 | 0 | 0 | 0 | 0 | 0 | 0.036576 | 0.016024
1996 | 340.3438 | 0 | 0 | 0 | 0 | 0 | 0 | 0.073152 | 0.04006
1996 | 340.3542 | 0 | 0 | 0 | 0 | 0 | 0 | 0.024384 | 0.028042
1996 | 340.3646 | 0 | 0 | 0 | 0 | 0 | 0 | 0.044704 | 0.028042
1996 | 340.375 | 0 | 0 | 0 | 0 | 0 | 0 | -0.008128 | -0.008012
1996 | 340.3854 | 0.073152 | 0 | 0 | 0 | 0 | 0 | -0.02032 | -0.012018
1996 | 340.3958 | 0 | 0 | 0 | 0 | 0 | 0 | 0.14224 | 0.06009
1996 | 340.4063 | 0 | 0 | 0 | 0 | 0 | 0 | 0.077216 | 0.056084
1996 | 340.4167 | 0 | 0 | 0 | 0 | 0 | 0 | 0.02032 | 0.016024
1996 | 340.4271 | 0 | 0 | 0 | 0 | 0 | 0 | -0.008128 | 0.016024
1996 | 340.4375 | 0 | 0 | 0 | 0 | 0 | 0 | -0.004064 | 0.012018
1996 | 340.4479 | 0 | 0 | 0 | 0 | 0 | 0 | 0.06096 | 0.044066
1996 | 340.4583 | 0 | 0 | 0 | 0 | 0 | 0 | 0.02032 | 0.004006
1996 | 340.4688 | 0 | 0 | 0 | 0 | 0 | 0 | 0.065024 | 0.06009
1996 | 340.4792 | 0 | 0 | 0 | 0 | 0 | 0 | 0.032512 | 0.032048
1996 | 340.4896 | 0 | 0 | 0 | 0 | 0 | 0 | -0.004064 | 0.004006
1996 | 340.5 | 0 | 0.032048 | 0 | 0 | 0 | 0 | -0.016256 | 0.016024
1996 | 340.5104 | 0 | 0 | 0 | 0 | 0 | 0 | 0.085344 | 0.084126
1996 | 340.5208 | 0 | 0 | 0 | 0 | 0 | 0 | 0.024384 | 0.036054
1996 | 340.5313 | 0 | 0.024036 | 0 | 0 | 0 | 0 | -0.024384 | 0.012018
1996 | 340.5417 | 0 | 0 | 0 | 0 | 0 | 0 | -0.032512 | -0.012018
1996 | 340.5521 | 0 | 0 | 0 | 0 | 0 | 0 | 0.069088 | 0.064096
1996 | 340.5625 | 0 | 0 | 0 | 0 | 0 | 0 | 0.04064 | -0.008012
1996 | 340.5729 | 0 | 0 | 0 | 0 | 0 | 0 | 0.069088 | 0.11617
1996 | 340.5833 | 0 | 0 | 0 | 0 | 0 | 0 | 0.012192 | 0.016024
1996 | 340.5938 | 0 | 0 | 0 | 0 | 0 | 0 | 0.008128 | 0.016024
1996 | 340.6042 | 0.04064 | 0 | 0 | 0 | 0 | 0 | 0.028448 | 0.008012
1996 | 340.6146 | 0 | 0 | 0 | 0 | 0 | 0 | 0.024384 | 0.024036
1996 | 340.625 | 0 | 0 | 0 | 0 | 0 | 0 | 0.12192 | 0.10015
1996 | 340.6354 | 0 | 0 | 0 | 0 | 0 | 0 | 0.032512 | 0.036054
1996 | 340.6458 | 0 | 0 | 0 | 0 | 0 | 0 | 0.10566 | 0.092138
1996 | 340.6563 | 0 | 0 | 0 | 0 | 0 | 0 | 0.012192 | 0
1996 | 340.6667 | 0 | 0 | 0 | 0 | 0 | 0 | 0.14224 | 0.096144
1996 | 340.6771 | 0 | 0 | 0 | 0 | 0 | 0 | 0.06096 | 0.052078
1996 | 340.6875 | 0.032512 | 0.04006 | 0 | 0 | 0 | 0 | -0.077216 | -0.024036
1996 | 340.6979 | 0 | 0 | 0 | 0 | 0 | 0 | 0.032512 | 0.012018
1996 | 340.7083 | 0 | 0 | 0 | 0 | 0 | 0 | 0.044704 | 0.06009
1996 | 340.7188 | 0 | 0 | 0 | 0 | 0 | 0 | 0.008128 | 0.02003
1996 | 340.7292 | 0 | 0 | 0 | 0 | 0 | 0 | 0.032512 | 0.028042
1996 | 340.7396 | 0 | 0 | 0 | 0 | 0 | 0 | -0.024384 | 0.008012
1996 | 340.75 | 0 | 0 | 0 | 0 | 0 | 0 | 0.056896 | 0.016024
1996 | 340.7604 | 0 | 0 | 0 | 0 | 0 | 0 | 0.032512 | 0.032048
1996 | 340.7708 | 0 | 0 | 0 | 0 | 0 | 0 | -0.024384 | 0.02003
1996 | 340.7813 | 0 | 0.024036 | 0 | 0 | 0 | 0 | 0.008128 | 0.028042
1996 | 340.7917 | 0 | 0 | 0 | 0 | 0 | 0 | 0.097536 | 0.06009
1996 | 340.8021 | 0 | 0 | 0 | 0 | 0 | 0 | 0.04064 | 0.032048
1996 | 340.8125 | 0 | 0 | 0 | 0 | 0 | 0 | 0.04064 | 0.012018
1996 | 340.8229 | 0 | 0 | 0 | 0 | 0 | 0 | 0.024384 | 0.036054
1996 | 340.8333 | 0 | 0 | 0 | 0 | 0 | 0 | -0.004064 | 0.004006
1996 | 340.8438 | 0 | 0 | 0 | 0 | 0 | 0 | 0.008128 | 0.012018
1996 | 340.8542 | 0.024384 | 0 | 0 | 0 | 0 | 0 | 0.024384 | 0.008012
1996 | 340.8646 | 0 | 0 | 0 | 0 | 0 | 0 | 0.032512 | 0.024036
1996 | 340.875 | 0 | 0 | 0 | 0 | 0 | 0 | 0.008128 | 0.012018
1996 | 340.8854 | 0 | 0 | 0 | 0 | 0 | 0 | -0.028448 | -0.008012
1996 | 340.8958 | 0 | 0 | 0 | 0 | 0 | 0 | -0.032512 | -0.008012
1996 | 340.9063 | 0 | 0 | 0 | 0 | 0 | 0 | 0.036576 | 0.012018
1996 | 340.9167 | 0 | 0 | 0 | 0 | 0 | 0 | 0.012192 | 0.02003
1996 | 340.9271 | 0 | 0 | 0 | 0 | 0 | 0 | -0.028448 | 0
1996 | 340.9375 | 0 | 0 | 0 | 0 | 0 | 0 | 0.032512 | 0.02003
1996 | 340.9479 | 0 | 0 | 0 | 0 | 0 | 0 | 0.024384 | 0.028042
1996 | 340.9583 | 0 | 0 | 0 | 0 | 0 | 0 | 0.024384 | 0.024036
1996 | 340.9688 | 0 | 0 | 0 | 0 | 0 | 0 | 0.048768 | 0.024036
1996 | 340.9792 | 0 | 0 | 0 | 0 | 0 | 0 | 0.028448 | 0.028042
1996 | 340.9896 | 0 | 0 | 0 | 0 | 0 | 0 | 0.02032 | 0.016024
1996 | 341 | 0 | 0 | 0 | 0 | 0 | 0 | 0.012192 | 0.02003
1996 | 341.0104 | 0 | 0 | 0 | 0 | 0 | 0 | 0.036576 | 0.02003
1996 | 341.0208 | 0 | 0 | 0 | 0 | 0 | 0 | 0.012192 | 0.016024
1996 | 341.0313 | 0 | 0 | 0 | 0 | 0 | 0 | 0.048768 | 0.04006
1996 | 341.0417 | 0 | 0 | 0 | 0 | 0 | 0 | 0.04064 | 0.024036
1996 | 341.0521 | 0 | 0 | 0 | 0 | 0 | 0 | -2.2737e-13 | -0.008012
1996 | 341.0625 | 0.024384 | 0 | 0 | 0 | 0 | 0 | 0.008128 | 0
1996 | 341.0729 | 0 | 0 | 0 | 0 | 0 | 0 | 0.016256 | 0.012018
1996 | 341.0833 | 0 | 0 | 0 | 0 | 0 | 0 | 0.044704 | 0.048072
1996 | 341.0938 | 0 | 0 | 0 | 0 | 0 | 0 | 0.028448 | 0.012018
1996 | 341.1042 | 0 | 0 | 0 | 0 | 0 | 0 | 0.004064 | 0.004006
1996 | 341.1146 | 0 | 0 | 0 | 0 | 0 | 0 | -0.004064 | 0.012018
1996 | 341.125 | 0.032512 | 0.032048 | 0 | 0 | 0 | 0 | -2.2737e-13 | 0
1996 | 341.1354 | 0 | 0 | 0 | 0 | 0 | 0 | 0.024384 | 0.024036
1996 | 341.1458 | 0 | 0 | 0 | 0 | 0 | 0 | 0.008128 | 0.012018
1996 | 341.1563 | 0 | 0 | 0 | 0 | 0 | 0 | 0.004064 | 0
1996 | 341.1667 | 0 | 0 | 0 | 0 | 0 | 0 | 0 | 0.008012
1996 | 341.1771 | 0 | 0 | 0 | 0 | 0 | 0 | 0 | 0.004006
1996 | 341.1875 | 0 | 0 | 0 | 0 | 0 | 0 | 0.016256 | 0.004006
1996 | 341.1979 | 0 | 0 | 0 | 0 | 0 | 0 | 0.008128 | 0.016024
1996 | 341.2083 | 0 | 0 | 0 | 0 | 0 | 0 | -0.016256 | -0.016024
1996 | 341.2188 | 0 | 0 | 0 | 0 | 0 | 0 | -0.004064 | 0.008012
1996 | 341.2292 | 0 | 0 | 0 | 0 | 0 | 0 | 0.044704 | 0.036054
1996 | 341.2396 | 0 | 0 | 0 | 0 | 0 | 0 | 0.04064 | 0.028042
1996 | 341.25 | 0.032512 | 0 | 0 | 0 | 0 | 0 | 0.004064 | 0
1996 | 341.2604 | 0 | 0 | 0 | 0 | 0 | 0 | 0.056896 | 0.028042
1996 | 341.2708 | 0 | 0 | 0 | 0 | 0 | 0 | 0.008128 | 0.004006
1996 | 341.2813 | 0 | 0 | 0 | 0 | 0 | 0 | 0.024384 | 0.02003
1996 | 341.2917 | 0 | 0 | 0 | 0 | 0 | 0 | -0.024384 | -0.008012
1996 | 341.3021 | 0 | 0 | 0 | 0 | 0 | 0 | 0 | 0.004006
1996 | 341.3125 | 0 | 0 | 0 | 0 | 0 | 0 | 0.032512 | 0.024036
1996 | 341.3229 | 0 | 0 | 0 | 0 | 0 | 0 | 0.008128 | 0.004006
1996 | 341.3333 | 0 | 0 | 0 | 0 | 0 | 0 | 0.012192 | 0.012018
1996 | 341.3438 | 0 | 0 | 0 | 0 | 0 | 0 | 0.012192 | 0.004006
1996 | 341.3542 | 0 | 0 | 0 | 0 | 0 | 0 | 0 | 0.004006
1996 | 341.3646 | 0 | 0 | 0 | 0 | 0 | 0 | 0.02032 | -0.004006
1996 | 341.375 | 0 | 0 | 0 | 0 | 0 | 0 | 0.012192 | 0.004006
1996 | 341.3854 | 0 | 0 | 0 | 0 | 0 | 0 | 0.008128 | 0.02003
1996 | 341.3958 | 0 | 0 | 0 | 0 | 0 | 0 | 0.016256 | 0.008012
1996 | 341.4063 | 0 | 0 | 0 | 0 | 0 | 0 | 0.036576 | 0.024036
1996 | 341.4167 | 0 | 0 | 0 | 0 | 0 | 0 | 0.04064 | 0.012018
1996 | 341.4271 | 0 | 0 | 0 | 0 | 0 | 0 | 0.012192 | 0.028042
1996 | 341.4375 | 0 | 0 | 0 | 0 | 0 | 0 | 0.032512 | 0.028042
1996 | 341.4479 | 0 | 0 | 0 | 0 | 0 | 0 | 0.028448 | 0.032048
1996 | 341.4583 | 0 | 0 | 0 | 0 | 0 | 0 | 0.032512 | 0.032048
1996 | 341.4688 | 0 | 0 | 0 | 0 | 0 | 0 | 0.016256 | 0.044066
1996 | 341.4792 | 0 | 0 | 0 | 0 | 0 | 0 | 0.012192 | 0.016024
1996 | 341.4896 | 0 | 0 | 0 | 0 | 0 | 0 | 0.024384 | 0.032048
1996 | 341.5 | 0 | 0 | 0 | 0 | 0 | 0 | 0.06096 | 0.036054
1996 | 341.5104 | 0 | 0 | 0 | 0 | 0 | 0 | 0.012192 | 0.028042
1996 | 341.5208 | 0 | 0 | 0 | 0 | 0 | 0 | 0.052832 | 0.044066
1996 | 341.5313 | 0 | 0 | 0 | 0 | 0 | 0 | 0.02032 | 0.02003
1996 | 341.5417 | 0 | 0 | 0 | 0 | 0 | 0 | 0.036576 | 0.036054
1996 | 341.5521 | 0 | 0 | 0 | 0 | 0 | 0 | 0.04064 | 0.028042
1996 | 341.5625 | 0 | 0 | 0 | 0 | 0 | 0 | 0.036576 | 0.036054
1996 | 341.5729 | 0 | 0 | 0 | 0 | 0 | 0 | 0.028448 | 0.04006
1996 | 341.5833 | 0 | 0 | 0 | 0 | 0 | 0 | 0.036576 | 0.028042
1996 | 341.5938 | 0 | 0 | 0 | 0 | 0 | 0 | 0.028448 | 0.024036
1996 | 341.6042 | 0 | 0 | 0 | 0 | 0 | 0 | 0.024384 | 0.016024
1996 | 341.6146 | 0 | 0 | 0 | 0 | 0 | 0 | 0.02032 | 0.028042
1996 | 341.625 | 0 | 0 | 0 | 0 | 0 | 0 | 0.028448 | 0.024036
1996 | 341.6354 | 0 | 0 | 0 | 0 | 0 | 0 | 0.028448 | 0.024036
1996 | 341.6458 | 0 | 0 | 0 | 0 | 0 | 0 | 0.008128 | 0.02003
1996 | 341.6563 | 0 | 0 | 0 | 0 | 0 | 0 | 0.024384 | 0.024036
1996 | 341.6667 | 0 | 0 | 0 | 0 | 0 | 0 | 0.016256 | 0.028042
1996 | 341.6771 | 0 | 0 | 0 | 0 | 0 | 0 | 0 | 0.008012
1996 | 341.6875 | 0 | 0 | 0 | 0 | 0 | 0 | 0.008128 | 0.012018
1996 | 341.6979 | 0 | 0 | 0 | 0 | 0 | 0 | -0.004064 | 0.008012
1996 | 341.7083 | 0 | 0 | 0 | 0 | 0 | 0 | 0.016256 | 0
1996 | 341.7188 | 0 | 0 | 0 | 0 | 0 | 0 | -0.004064 | 0.008012
1996 | 341.7292 | 0 | 0 | 0 | 0 | 0 | 0 | -0.004064 | 0
1996 | 341.7396 | 0 | 0 | 0 | 0 | 0 | 0 | 0.004064 | -0.004006
1996 | 341.75 | 0 | 0 | 0 | 0 | 0 | 0 | -0.004064 | 0
1996 | 341.7604 | 0 | 0 | 0 | 0 | 0 | 0 | 0 | -0.008012
1996 | 341.7708 | 0 | 0 | 0 | 0 | 0 | 0 | 0.016256 | 0.004006
1996 | 341.7813 | 0 | 0 | 0 | 0 | 0 | 0 | -0.012192 | 0.004006
1996 | 341.7917 | 0 | 0 | 0 | 0 | 0 | 0 | -0.004064 | -0.004006
1996 | 341.8021 | 0 | 0 | 0 | 0 | 0 | 0 | 0.008128 | 0.008012
1996 | 341.8125 | 0 | 0 | 0 | 0 | 0 | 0 | -0.008128 | -0.008012
1996 | 341.8229 | 0 | 0 | 0 | 0 | 0 | 0 | 0.004064 | 0
1996 | 341.8333 | 0 | 0 | 0 | 0 | 0 | 0 | -0.012192 | -0.008012
1996 | 341.8438 | 0 | 0 | 0 | 0 | 0 | 0 | 0.028448 | 0.008012
1996 | 341.8542 | 0 | 0 | 0 | 0 | 0 | 0 | 0 | 0.004006
1996 | 341.8646 | 0 | 0 | 0 | 0 | 0 | 0 | 0.012192 | 0.008012
1996 | 341.875 | 0 | 0 | 0 | 0 | 0 | 0 | 0.012192 | 0
1996 | 341.8854 | 0 | 0 | 0 | 0 | 0 | 0 | -0.012192 | 0.008012
1996 | 341.8958 | 0 | 0 | 0 | 0 | 0 | 0 | -0.008128 | 0.004006
1996 | 341.9063 | 0 | 0 | 0 | 0 | 0 | 0 | 0 | 0.004006
1996 | 341.9167 | 0 | 0 | 0 | 0 | 0 | 0 | 0.004064 | 0.004006
1996 | 341.9271 | 0 | 0 | 0 | 0 | 0 | 0 | -0.008128 | -0.004006
1996 | 341.9375 | 0 | 0 | 0 | 0 | 0 | 0 | 0 | 0.008012
1996 | 341.9479 | 0 | 0 | 0 | 0 | 0 | 0 | -0.004064 | 0.004006
1996 | 341.9583 | 0 | 0 | 0 | 0 | 0 | 0 | 0.008128 | 0.008012
1996 | 341.9688 | 0 | 0 | 0 | 0 | 0 | 0 | -0.016256 | -0.008012
1996 | 341.9792 | 0 | 0 | 0 | 0 | 0 | 0 | -0.004064 | -0.004006
1996 | 341.9896 | 0 | 0 | 0 | 0 | 0 | 0 | 0.012192 | 0.008012
1996 | 342 | 0 | 0 | 0 | 0 | 0 | 0 | 0.008128 | 0.008012
1996 | 342.0104 | 0 | 0 | 0 | 0 | 0 | 0 | 0 | 0
1996 | 342.0208 | 0 | 0 | 0 | 0 | 0 | 0 | -0.012192 | 0
1996 | 342.0313 | 0 | 0 | 0 | 0 | 0 | 0 | 0.008128 | 0.008012
1996 | 342.0417 | 0 | 0 | 0 | 0 | 0 | 0 | 0.008128 | 0.008012
1996 | 342.0521 | 0 | 0 | 0 | 0 | 0 | 0 | 0.004064 | 0.004006
1996 | 342.0625 | 0 | 0 | 0 | 0 | 0 | 0 | 0.004064 | 0
1996 | 342.0729 | 0 | 0 | 0 | 0 | 0 | 0 | -0.012192 | 0
1996 | 342.0833 | 0 | 0 | 0 | 0 | 0 | 0 | -0.004064 | 0.004006
1996 | 342.0938 | 0 | 0 | 0 | 0 | 0 | 0 | 0.016256 | 0.004006
1996 | 342.1042 | 0 | 0 | 0 | 0 | 0 | 0 | -0.008128 | 0
1996 | 342.1146 | 0 | 0 | 0 | 0 | 0 | 0 | 0.004064 | 0
1996 | 342.125 | 0 | 0 | 0 | 0 | 0 | 0 | -0.004064 | 0
1996 | 342.1354 | 0 | 0 | 0 | 0 | 0 | 0 | -0.004064 | -0.008012
1996 | 342.1458 | 0 | 0 | 0 | 0 | 0 | 0 | -0.008128 | 0
1996 | 342.1563 | 0 | 0 | 0 | 0 | 0 | 0 | -0.004064 | -0.004006
1996 | 342.1667 | 0 | 0 | 0 | 0 | 0 | 0 | -0.008128 | -0.004006
1996 | 342.1771 | 0 | 0 | 0 | 0 | 0 | 0 | -0.008128 | -0.004006
1996 | 342.1875 | 0 | 0 | 0 | 0 | 0 | 0 | 0.012192 | 0.012018
1996 | 342.1979 | 0 | 0 | 0 | 0 | 0 | 0 | -0.004064 | -0.008012
1996 | 342.2083 | 0 | 0 | 0 | 0 | 0 | 0 | 0.008128 | 0.012018
1996 | 342.2188 | 0 | 0 | 0 | 0 | 0 | 0 | 0 | 0.004006
1996 | 342.2292 | 0 | 0 | 0 | 0 | 0 | 0 | -0.004064 | 0.004006
1996 | 342.2396 | 0 | 0 | 0 | 0 | 0 | 0 | 0 | -0.012018
1996 | 342.25 | 0 | 0 | 0 | 0 | 0 | 0 | 0.004064 | 0.008012
1996 | 342.2604 | 0 | 0 | 0 | 0 | 0 | 0 | -0.004064 | -0.008012
1996 | 342.2708 | 0 | 0 | 0 | 0 | 0 | 0 | 0.008128 | 0.004006
1996 | 342.2813 | 0 | 0 | 0 | 0 | 0 | 0 | -0.012192 | 0.008012
1996 | 342.2917 | 0 | 0 | 0 | 0 | 0 | 0 | 0.012192 | -0.004006
1996 | 342.3021 | 0 | 0 | 0 | 0 | 0 | 0 | 0 | 0.004006
1996 | 342.3125 | 0 | 0 | 0 | 0 | 0 | 0 | -0.008128 | 0
1996 | 342.3229 | 0 | 0 | 0 | 0 | 0 | 0 | 0 | -0.008012
1996 | 342.3333 | 0 | 0 | 0 | 0 | 0 | 0 | 0.008128 | 0.008012
1996 | 342.3438 | 0 | 0 | 0 | 0 | 0 | 0 | -0.008128 | -0.004006
1996 | 342.3542 | 0 | 0 | 0 | 0 | 0 | 0 | 0.016256 | 0.016024
1996 | 342.3646 | 0 | 0 | 0 | 0 | 0 | 0 | 0.008128 | -0.004006
1996 | 342.375 | 0 | 0 | 0 | 0 | 0 | 0 | -0.004064 | 0.012018
1996 | 342.3854 | 0 | 0 | 0 | 0 | 0 | 0 | 0.008128 | 0.008012
1996 | 342.3958 | 0 | 0 | 0 | 0 | 0 | 0 | 0.028448 | 0.016024
1996 | 342.4063 | 0 | 0 | 0 | 0 | 0 | 0 | 0.02032 | 0.028042
1996 | 342.4167 | 0 | 0 | 0 | 0 | 0 | 0 | 0.012192 | 0.012018
1996 | 342.4271 | 0 | 0 | 0 | 0 | 0 | 0 | 0.032512 | 0.032048
1996 | 342.4375 | 0 | 0 | 0 | 0 | 0 | 0 | 0.024384 | 0.032048
1996 | 342.4479 | 0 | 0 | 0 | 0 | 0 | 0 | 0.036576 | 0.028042
1996 | 342.4583 | 0 | 0 | 0 | 0 | 0 | 0 | 0.016256 | 0.028042
1996 | 342.4688 | 0 | 0 | 0 | 0 | 0 | 0 | 0.004064 | 0.008012
1996 | 342.4792 | 0 | 0 | 0 | 0 | 0 | 0 | 0.02032 | 0.036054
1996 | 342.4896 | 0 | 0 | 0 | 0 | 0 | 0 | 0.044704 | 0.04006
1996 | 342.5 | 0 | 0 | 0 | 0 | 0 | 0 | 0.032512 | 0.036054
1996 | 342.5104 | 0 | 0 | 0 | 0 | 0 | 0 | 0.069088 | 0.044066
1996 | 342.5208 | 0 | 0 | 0 | 0 | 0 | 0 | 0.052832 | 0.048072
1996 | 342.5313 | 0 | 0 | 0 | 0 | 0 | 0 | 0.036576 | 0.036054
1996 | 342.5417 | 0 | 0 | 0 | 0 | 0 | 0 | 0.04064 | 0.032048
1996 | 342.5521 | 0 | 0 | 0 | 0 | 0 | 0 | 0.032512 | 0.036054
1996 | 342.5625 | 0 | 0 | 0 | 0 | 0 | 0 | 0.032512 | 0.028042
1996 | 342.5729 | 0 | 0 | 0 | 0 | 0 | 0 | 0.065024 | 0.056084
1996 | 342.5833 | 0 | 0 | 0 | 0 | 0 | 0 | 0.069088 | 0.032048
1996 | 342.5938 | 0 | 0 | 0 | 0 | 0 | 0 | 0.008128 | 0.036054
1996 | 342.6042 | 0 | 0 | 0 | 0 | 0 | 0 | 0.048768 | 0.048072
1996 | 342.6146 | 0 | 0 | 0 | 0 | 0 | 0 | 0.069088 | 0.02003
1996 | 342.625 | 0 | 0 | 0 | 0 | 0 | 0 | 0.028448 | 0.056084
1996 | 342.6354 | 0 | 0 | 0 | 0 | 0 | 0 | 0.028448 | 0.024036
1996 | 342.6458 | 0 | 0 | 0 | 0 | 0 | 0 | 0.044704 | 0.036054
1996 | 342.6563 | 0 | 0 | 0 | 0 | 0 | 0 | 0.032512 | 0.036054
1996 | 342.6667 | 0 | 0 | 0 | 0 | 0 | 0 | 0.036576 | 0.016024
1996 | 342.6771 | 0 | 0 | 0 | 0 | 0 | 0 | 0.028448 | 0.032048
1996 | 342.6875 | 0 | 0 | 0 | 0 | 0 | 0 | 0.032512 | 0.028042
1996 | 342.6979 | 0 | 0 | 0 | 0 | 0 | 0 | 0.012192 | 0.02003
1996 | 342.7083 | 0 | 0 | 0 | 0 | 0 | 0 | 0 | 0.012018
1996 | 342.7188 | 0 | 0 | 0 | 0 | 0 | 0 | 0.012192 | 0.004006
1996 | 342.7292 | 0 | 0 | 0 | 0 | 0 | 0 | -0.008128 | 0.004006
1996 | 342.7396 | 0 | 0 | 0 | 0 | 0 | 0 | 0.004064 | -0.004006
1996 | 342.75 | 0 | 0 | 0 | 0 | 0 | 0 | -0.004064 | 0.004006
1996 | 342.7604 | 0 | 0 | 0 | 0 | 0 | 0 | 0.004064 | -0.004006
1996 | 342.7708 | 0 | 0 | 0 | 0 | 0 | 0 | 0 | 0.004006
1996 | 342.7813 | 0 | 0 | 0 | 0 | 0 | 0 | -0.008128 | -0.008012
1996 | 342.7917 | 0 | 0 | 0 | 0 | 0 | 0 | 0.004064 | -0.004006
1996 | 342.8021 | 0 | 0 | 0 | 0 | 0 | 0 | -0.004064 | 0.004006
1996 | 342.8125 | 0 | 0 | 0 | 0 | 0 | 0 | 0.008128 | 0.004006
1996 | 342.8229 | 0 | 0 | 0 | 0 | 0 | 0 | 0 | -0.008012
1996 | 342.8333 | 0 | 0 | 0 | 0 | 0 | 0 | -0.008128 | 0.008012
1996 | 342.8438 | 0 | 0 | 0 | 0 | 0 | 0 | 0 | -0.004006
1996 | 342.8542 | 0 | 0 | 0 | 0 | 0 | 0 | 0.008128 | 0.004006
1996 | 342.8646 | 0 | 0 | 0 | 0 | 0 | 0 | 0 | 0
1996 | 342.875 | 0 | 0 | 0 | 0 | 0 | 0 | -0.004064 | 0.004006
1996 | 342.8854 | 0 | 0 | 0 | 0 | 0 | 0 | -0.004064 | -0.008012
1996 | 342.8958 | 0 | 0 | 0 | 0 | 0 | 0 | 0.004064 | 0.004006
1996 | 342.9063 | 0 | 0 | 0 | 0 | 0 | 0 | -0.004064 | 0.008012
1996 | 342.9167 | 0 | 0 | 0 | 0 | 0 | 0 | 0.004064 | -0.004006
1996 | 342.9271 | 0 | 0 | 0 | 0 | 0 | 0 | -0.004064 | 0.004006
1996 | 342.9375 | 0 | 0 | 0 | 0 | 0 | 0 | -0.004064 | 0
1996 | 342.9479 | 0 | 0 | 0 | 0 | 0 | 0 | 0.004064 | 0.004006
1996 | 342.9583 | 0 | 0 | 0 | 0 | 0 | 0 | -0.008128 | 0
1996 | 342.9688 | 0 | 0 | 0 | 0 | 0 | 0 | 0.004064 | 0
1996 | 342.9792 | 0 | 0 | 0 | 0 | 0 | 0 | -0.004064 | -0.008012
1996 | 342.9896 | 0 | 0 | 0 | 0 | 0 | 0 | 0 | 0.004006
1996 | 343 | 0 | 0 | 0 | 0 | 0 | 0 | -0.004064 | 0
1996 | 343.0104 | 0 | 0 | 0 | 0 | 0 | 0 | 0.004064 | 0.008012
1996 | 343.0208 | 0 | 0 | 0 | 0 | 0 | 0 | 0.008128 | 0.004006
1996 | 343.0313 | 0 | 0 | 0 | 0 | 0 | 0 | -0.012192 | -0.008012
1996 | 343.0417 | 0 | 0 | 0 | 0 | 0 | 0 | -0.02032 | -0.008012
1996 | 343.0521 | 0 | 0 | 0 | 0 | 0 | 0 | 0 | 0.004006
1996 | 343.0625 | 0 | 0 | 0 | 0 | 0 | 0 | 0.004064 | 0.004006
1996 | 343.0729 | 0 | 0 | 0 | 0 | 0 | 0 | -0.008128 | -0.004006
1996 | 343.0833 | 0 | 0 | 0 | 0 | 0 | 0 | -0.008128 | 0
1996 | 343.0938 | 0 | 0 | 0 | 0 | 0 | 0 | -0.008128 | -0.008012
1996 | 343.1042 | 0 | 0 | 0 | 0 | 0 | 0 | 0.012192 | 0.004006
1996 | 343.1146 | 0 | 0 | 0 | 0 | 0 | 0 | -0.008128 | 0.02003
1996 | 343.125 | 0 | 0 | 0 | 0 | 0 | 0 | -0.004064 | 0.004006
1996 | 343.1354 | 0 | 0 | 0 | 0 | 0 | 0 | 0.008128 | 0.004006
1996 | 343.1458 | 0 | 0 | 0 | 0 | 0 | 0 | 0.02032 | 0.008012
1996 | 343.1563 | 0 | 0 | 0 | 0 | 0 | 0 | 0.016256 | 0.02003
1996 | 343.1667 | 0 | 0 | 0 | 0 | 0 | 0 | 0.02032 | 0.024036
1996 | 343.1771 | 0 | 0 | 0 | 0 | 0 | 0 | 0.016256 | 0.008012
1996 | 343.1875 | 0 | 0 | 0 | 0 | 0 | 0 | -0.008128 | -0.008012
1996 | 343.1979 | 0.024384 | 0 | 0 | 0 | 0 | 0 | -0.024384 | -0.032048
1996 | 343.2083 | 0 | 0 | 0 | 0 | 0 | 0 | 0.004064 | 0
1996 | 343.2188 | 0 | 0 | 0 | 0 | 0 | 0 | -0.016256 | 0
1996 | 343.2292 | 0 | 0 | 0 | 0 | 0 | 0 | -0.004064 | 0.012018
1996 | 343.2396 | 0 | 0 | 0 | 0 | 0 | 0 | -0.004064 | 0
1996 | 343.25 | 0 | 0 | 0 | 0 | 0 | 0 | 0.004064 | 0.012018
1996 | 343.2604 | 0 | 0 | 0 | 0 | 0 | 0 | 0.04064 | 0.024036
1996 | 343.2708 | 0 | 0 | 0 | 0 | 0 | 0 | -0.008128 | -0.012018
1996 | 343.2813 | 0 | 0 | 0 | 0 | 0 | 0 | 0.016256 | 0.016024
1996 | 343.2917 | 0 | 0 | 0 | 0 | 0 | 0 | 0.028448 | 0.024036
1996 | 343.3021 | 0 | 0 | 0 | 0 | 0 | 0 | -0.012192 | 0
1996 | 343.3125 | 0 | 0 | 0 | 0 | 0 | 0 | 0.02032 | 0.008012
1996 | 343.3229 | 0 | 0 | 0 | 0 | 0 | 0 | 0.012192 | 0.012018
1996 | 343.3333 | 0 | 0 | 0 | 0 | 0 | 0 | 0.004064 | 0
1996 | 343.3438 | 0 | 0 | 0 | 0 | 0 | 0 | 0 | 0.016024
1996 | 343.3542 | 0 | 0 | 0 | 0 | 0 | 0 | -0.008128 | -0.004006
1996 | 343.3646 | 0 | 0 | 0 | 0 | 0 | 0 | 0.028448 | 0.012018
1996 | 343.375 | 0 | 0.032048 | 0 | 0 | 0 | 0 | -0.028448 | 0.012018
1996 | 343.3854 | 0 | 0 | 0 | 0 | 0 | 0 | 0.004064 | 0.02003
1996 | 343.3958 | 0 | 0 | 0 | 0 | 0 | 0 | 0.016256 | 0.032048
1996 | 343.4063 | 0 | 0 | 0 | 0 | 0 | 0 | 0.032512 | 0.02003
1996 | 343.4167 | 0 | 0 | 0 | 0 | 0 | 0 | -0.016256 | 0.012018
1996 | 343.4271 | 0 | 0 | 0 | 0 | 0 | 0 | 0.02032 | 0.012018
1996 | 343.4375 | 0.024384 | 0 | 0 | 0 | 0 | 0 | 0.044704 | 0.012018
1996 | 343.4479 | 0 | 0 | 0 | 0 | 0 | 0 | 0.024384 | 0.024036
1996 | 343.4583 | 0 | 0 | 0 | 0 | 0 | 0 | 0.008128 | -0.012018
1996 | 343.4688 | 0 | 0 | 0 | 0 | 0 | 0 | 0.032512 | 0.032048
1996 | 343.4792 | 0 | 0 | 0 | 0 | 0 | 0 | 0.073152 | 0.04006
1996 | 343.4896 | 0 | 0 | 0 | 0 | 0 | 0 | 0.016256 | 0.04006
1996 | 343.5 | 0 | 0 | 0 | 0 | 0 | 0 | 0.028448 | 0.024036
1996 | 343.5104 | 0 | 0 | 0 | 0 | 0 | 0 | 0.048768 | 0.052078
1996 | 343.5208 | 0 | 0 | 0 | 0 | 0 | 0 | 0.032512 | 0.028042
1996 | 343.5313 | 0 | 0 | 0 | 0 | 0 | 0 | 0.028448 | 0.028042
1996 | 343.5417 | 0 | 0 | 0 | 0 | 0 | 0 | 0.032512 | 0.02003
1996 | 343.5521 | 0 | 0 | 0 | 0 | 0 | 0 | 0.036576 | 0.052078
1996 | 343.5625 | 0 | 0 | 0 | 0 | 0 | 0 | 0.08128 | 0.06009
1996 | 343.5729 | 0 | 0 | 0 | 0 | 0 | 0 | 0.06096 | 0.048072
1996 | 343.5833 | 0 | 0 | 0 | 0 | 0 | 0 | 0.048768 | 0.032048
1996 | 343.5938 | 0 | 0 | 0 | 0 | 0 | 0 | 0.036576 | 0.044066
1996 | 343.6042 | 0 | 0 | 0 | 0 | 0 | 0 | 0.04064 | 0.044066
1996 | 343.6146 | 0 | 0 | 0 | 0 | 0 | 0 | 0.028448 | 0.028042
1996 | 343.625 | 0 | 0 | 0 | 0 | 0 | 0 | 0.052832 | 0.036054
1996 | 343.6354 | 0 | 0 | 0 | 0 | 0 | 0 | 0.048768 | 0.036054
1996 | 343.6458 | 0 | 0 | 0 | 0 | 0 | 0 | 0.036576 | 0.04006
1996 | 343.6563 | 0 | 0 | 0 | 0 | 0 | 0 | 0.056896 | 0.036054
1996 | 343.6667 | 0 | 0 | 0 | 0 | 0 | 0 | 0.024384 | 0.028042
1996 | 343.6771 | 0 | 0 | 0 | 0 | 0 | 0 | 0.036576 | 0.028042
1996 | 343.6875 | 0 | 0 | 0 | 0 | 0 | 0 | 0.032512 | 0.02003
1996 | 343.6979 | 0 | 0 | 0 | 0 | 0 | 0 | 0.016256 | 0.012018
1996 | 343.7083 | 0 | 0 | 0 | 0 | 0 | 0 | 0.008128 | 0.008012
1996 | 343.7188 | 0 | 0 | 0 | 0 | 0 | 0 | 0 | 0.004006
1996 | 343.7292 | 0 | 0 | 0 | 0 | 0 | 0 | 0.004064 | -0.004006
1996 | 343.7396 | 0 | 0 | 0 | 0 | 0 | 0 | 0 | 0.004006
1996 | 343.75 | 0 | 0 | 0 | 0 | 0 | 0 | 0.004064 | 0
1996 | 343.7604 | 0 | 0 | 0 | 0 | 0 | 0 | -0.004064 | -0.004006
1996 | 343.7708 | 0 | 0 | 0 | 0 | 0 | 0 | -0.004064 | 0
1996 | 343.7813 | 0 | 0 | 0 | 0 | 0 | 0 | 0.004064 | -0.004006
1996 | 343.7917 | 0 | 0 | 0 | 0 | 0 | 0 | 0.004064 | 0.008012
1996 | 343.8021 | 0 | 0 | 0 | 0 | 0 | 0 | 0 | -0.008012
1996 | 343.8125 | 0 | 0 | 0 | 0 | 0 | 0 | 0.004064 | -0.004006
1996 | 343.8229 | 0 | 0 | 0 | 0 | 0 | 0 | -0.004064 | 0.004006
1996 | 343.8333 | 0 | 0 | 0 | 0 | 0 | 0 | 0 | 0.004006
1996 | 343.8438 | 0 | 0 | 0 | 0 | 0 | 0 | -0.008128 | -0.008012
1996 | 343.8542 | 0 | 0 | 0 | 0 | 0 | 0 | 0.008128 | 0.004006
1996 | 343.8646 | 0 | 0 | 0 | 0 | 0 | 0 | -0.004064 | -0.008012
1996 | 343.875 | 0 | 0 | 0 | 0 | 0 | 0 | -0.004064 | 0
1996 | 343.8854 | 0 | 0 | 0 | 0 | 0 | 0 | 0 | 0
1996 | 343.8958 | 0 | 0 | 0 | 0 | 0 | 0 | 0 | 0.004006
1996 | 343.9063 | 0 | 0 | 0 | 0 | 0 | 0 | -0.004064 | 0.008012
1996 | 343.9167 | 0 | 0 | 0 | 0 | 0 | 0 | 0.008128 | 0.004006
1996 | 343.9271 | 0 | 0 | 0 | 0 | 0 | 0 | 0.008128 | 0
1996 | 343.9375 | 0 | 0 | 0 | 0 | 0 | 0 | -0.004064 | 0
1996 | 343.9479 | 0 | 0 | 0 | 0 | 0 | 0 | 0.008128 | 0.004006
1996 | 343.9583 | 0 | 0 | 0 | 0 | 0 | 0 | -0.008128 | -0.004006
1996 | 343.9688 | 0 | 0 | 0 | 0 | 0 | 0 | 0.004064 | 0.004006
1996 | 343.9792 | 0 | 0 | 0 | 0 | 0 | 0 | -0.02032 | -0.004006
1996 | 343.9896 | 0 | 0 | 0 | 0 | 0 | 0 | -0.02032 | -0.004006
1996 | 344 | 0 | 0 | 0 | 0 | 0 | 0 | 0 | 0
1996 | 344.0104 | 0.024384 | 0 | 0 | 0 | 0 | 0 | -0.004064 | -0.008012
1996 | 344.0208 | 0 | 0 | 0 | 0 | 0 | 0 | 0.028448 | 0.02003
1996 | 344.0313 | 0 | 0 | 0 | 0 | 0 | 0 | -0.004064 | -0.008012
1996 | 344.0417 | 0 | 0 | 0 | 0 | 0 | 0 | 0.044704 | 0.032048
1996 | 344.0521 | 0 | 0 | 0 | 0 | 0 | 0 | 0.032512 | 0.012018
1996 | 344.0625 | 0 | 0 | 0 | 0 | 0 | 0 | 0.004064 | -0.004006
1996 | 344.0729 | 0 | 0 | 0 | 0 | 0 | 0 | -0.008128 | 0.004006
1996 | 344.0833 | 0 | 0 | 0 | 0 | 0 | 0 | 0.008128 | 0.008012
1996 | 344.0938 | 0 | 0 | 0 | 0 | 0 | 0 | 0 | -0.004006
1996 | 344.1042 | 0 | 0 | 0 | 0 | 0 | 0 | -0.012192 | 0
1996 | 344.1146 | 0 | 0 | 0 | 0 | 0 | 0 | 0.012192 | 0.008012
1996 | 344.125 | 0 | 0 | 0 | 0 | 0 | 0 | -0.024384 | -0.02003
1996 | 344.1354 | 0.024384 | 0 | 0 | 0 | 0 | 0 | 0.004064 | -0.008012
1996 | 344.1458 | 0 | 0 | 0 | 0 | 0 | 0 | -0.024384 | -0.012018
1996 | 344.1563 | 0 | 0 | 0 | 0 | 0 | 0 | -0.008128 | 0
1996 | 344.1667 | 0 | 0 | 0 | 0 | 0 | 0 | 0.02032 | 0.02003
1996 | 344.1771 | 0 | 0 | 0 | 0 | 0 | 0 | 0.028448 | 0.016024
1996 | 344.1875 | 0 | 0 | 0 | 0 | 0 | 0 | 0.028448 | 0.016024
1996 | 344.1979 | 0 | 0 | 0 | 0 | 0 | 0 | 0.008128 | 0.008012
1996 | 344.2083 | 0 | 0 | 0 | 0 | 0 | 0 | 0.02032 | 0.024036
1996 | 344.2188 | 0 | 0 | 0 | 0 | 0 | 0 | 0.012192 | 0.004006
1996 | 344.2292 | 0 | 0 | 0 | 0 | 0 | 0 | -0.016256 | -0.008012
1996 | 344.2396 | 0 | 0 | 0 | 0 | 0 | 0 | 0.008128 | 0.008012
1996 | 344.25 | 0 | 0 | 0 | 0 | 0 | 0 | 0.012192 | 0.016024
1996 | 344.2604 | 0 | 0 | 0 | 0 | 0 | 0 | -0.008128 | -0.008012
1996 | 344.2708 | 0 | 0 | 0 | 0 | 0 | 0 | -0.008128 | 0
1996 | 344.2813 | 0 | 0 | 0 | 0 | 0 | 0 | -0.004064 | 0
1996 | 344.2917 | 0 | 0 | 0 | 0 | 0 | 0 | 0.028448 | 0.016024
1996 | 344.3021 | 0 | 0 | 0 | 0 | 0 | 0 | -0.016256 | -0.012018
1996 | 344.3125 | 0 | 0 | 0 | 0 | 0 | 0 | 0 | 0.008012
1996 | 344.3229 | 0 | 0 | 0 | 0 | 0 | 0 | 0 | 0
1996 | 344.3333 | 0 | 0 | 0 | 0 | 0 | 0 | 0.004064 | 0.008012
1996 | 344.3438 | 0 | 0 | 0 | 0 | 0 | 0 | 0.012192 | 0.008012
1996 | 344.3542 | 0 | 0 | 0 | 0 | 0 | 0 | -0.004064 | 0
1996 | 344.3646 | 0 | 0 | 0 | 0 | 0 | 0 | 0.004064 | 0.016024
1996 | 344.375 | 0 | 0 | 0 | 0 | 0 | 0 | 0.032512 | 0.012018
1996 | 344.3854 | 0 | 0 | 0 | 0 | 0 | 0 | 0.016256 | 0.024036
1996 | 344.3958 | 0 | 0 | 0 | 0 | 0 | 0 | 0.016256 | 0.016024
1996 | 344.4063 | 0 | 0 | 0 | 0 | 0 | 0 | 0.028448 | 0.016024
1996 | 344.4167 | 0 | 0 | 0 | 0 | 0 | 0 | -0.02032 | -0.004006
1996 | 344.4271 | 0 | 0 | 0 | 0 | 0 | 0 | 0.016256 | 0.024036
1996 | 344.4375 | 0 | 0 | 0 | 0 | 0 | 0 | 0 | 0.024036
1996 | 344.4479 | 0 | 0 | 0 | 0 | 0 | 0 | 0.044704 | 0.02003
1996 | 344.4583 | 0 | 0 | 0 | 0 | 0 | 0 | 0.056896 | 0.04006
1996 | 344.4688 | 0 | 0 | 0 | 0 | 0 | 0 | 0.028448 | 0.04006
1996 | 344.4792 | 0 | 0 | 0 | 0 | 0 | 0 | 0.048768 | 0.04006
1996 | 344.4896 | 0 | 0 | 0 | 0 | 0 | 0 | 0.016256 | 0.044066
1996 | 344.5 | 0 | 0 | 0 | 0 | 0 | 0 | 0.052832 | 0.068102
1996 | 344.5104 | 0 | 0 | 0 | 0 | 0 | 0 | 0.044704 | 0.016024
1996 | 344.5208 | 0 | 0 | 0 | 0 | 0 | 0 | 0.073152 | 0.072108
1996 | 344.5313 | 0 | 0 | 0 | 0 | 0 | 0 | 0.024384 | 0.06009
1996 | 344.5417 | 0 | 0 | 0 | 0 | 0 | 0 | 0.073152 | 0.04006
1996 | 344.5521 | 0 | 0 | 0 | 0 | 0 | 0 | 0.028448 | 0.036054
1996 | 344.5625 | 0 | 0 | 0 | 0 | 0 | 0 | 0.093472 | 0.084126
1996 | 344.5729 | 0 | 0 | 0 | 0 | 0 | 0 | 0.06096 | 0.052078
1996 | 344.5833 | 0 | 0 | 0 | 0 | 0 | 0 | 0.052832 | 0.064096
1996 | 344.5938 | 0 | 0 | 0 | 0 | 0 | 0 | 0.04064 | 0.056084
1996 | 344.6042 | 0 | 0 | 0 | 0 | 0 | 0 | 0.06096 | 0.044066
1996 | 344.6146 | 0 | 0 | 0 | 0 | 0 | 0 | 0.02032 | 0.04006
1996 | 344.625 | 0 | 0 | 0 | 0 | 0 | 0 | 0.077216 | 0.088132
1996 | 344.6354 | 0 | 0 | 0 | 0 | 0 | 0 | 0.10566 | 0.068102
1996 | 344.6458 | 0 | 0 | 0 | 0 | 0 | 0 | 0.02032 | 0.064096
1996 | 344.6563 | 0 | 0 | 0 | 0 | 0 | 0 | 0.06096 | 0.04006
1996 | 344.6667 | 0 | 0 | 0 | 0 | 0 | 0 | 0.097536 | 0.068102
1996 | 344.6771 | 0 | 0 | 0 | 0 | 0 | 0 | 0.052832 | 0.048072
1996 | 344.6875 | 0 | 0 | 0 | 0 | 0 | 0 | 0.024384 | 0.02003
1996 | 344.6979 | 0 | 0 | 0 | 0 | 0 | 0 | 0.089408 | 0.064096
1996 | 344.7083 | 0 | 0 | 0 | 0 | 0 | 0 | 0.048768 | 0.028042
1996 | 344.7188 | 0 | 0 | 0 | 0 | 0 | 0 | 0.077216 | 0.06009
1996 | 344.7292 | 0 | 0 | 0 | 0 | 0 | 0 | 0.036576 | 0.028042
1996 | 344.7396 | 0 | 0 | 0 | 0 | 0 | 0 | 0.016256 | 0.008012
1996 | 344.75 | 0 | 0 | 0 | 0 | 0 | 0 | 0.016256 | 0.02003
1996 | 344.7604 | 0 | 0 | 0 | 0 | 0 | 0 | 0.004064 | 0
1996 | 344.7708 | 0 | 0 | 0 | 0 | 0 | 0 | 0.008128 | 0.008012
1996 | 344.7813 | 0 | 0 | 0 | 0 | 0 | 0 | -0.016256 | 0
1996 | 344.7917 | 0 | 0 | 0 | 0 | 0 | 0 | -0.008128 | 0.004006
1996 | 344.8021 | 0 | 0 | 0 | 0 | 0 | 0 | -0.016256 | -0.008012
1996 | 344.8125 | 0 | 0 | 0 | 0 | 0 | 0 | 0.032512 | 0.012018
1996 | 344.8229 | 0 | 0 | 0 | 0 | 0 | 0 | 0.008128 | 0.004006
1996 | 344.8333 | 0 | 0 | 0 | 0 | 0 | 0 | -0.012192 | -0.012018
1996 | 344.8438 | 0 | 0 | 0 | 0 | 0 | 0 | 0.012192 | 0.008012
1996 | 344.8542 | 0 | 0 | 0 | 0 | 0 | 0 | 0 | 0.016024
1996 | 344.8646 | 0 | 0 | 0 | 0 | 0 | 0 | 0.036576 | 0.02003
1996 | 344.875 | 0 | 0 | 0 | 0 | 0 | 0 | 0.024384 | 0.02003
1996 | 344.8854 | 0 | 0 | 0 | 0 | 0 | 0 | 0.02032 | 0.008012
1996 | 344.8958 | 0 | 0 | 0 | 0 | 0 | 0 | 0.024384 | 0.02003
1996 | 344.9063 | 0 | 0 | 0 | 0 | 0 | 0 | 0.004064 | 0.004006
1996 | 344.9167 | 0 | 0 | 0 | 0 | 0 | 0 | 0.02032 | 0.02003
1996 | 344.9271 | 0 | 0 | 0 | 0 | 0 | 0 | -0.004064 | 0
1996 | 344.9375 | 0 | 0 | 0 | 0 | 0 | 0 | 0.016256 | 0
1996 | 344.9479 | 0 | 0 | 0 | 0 | 0 | 0 | -0.012192 | -0.004006
1996 | 344.9583 | 0 | 0 | 0 | 0 | 0 | 0 | -0.02032 | -0.016024
1996 | 344.9688 | 0 | 0 | 0 | 0 | 0 | 0 | 0.016256 | 0.024036
1996 | 344.9792 | 0 | 0 | 0 | 0 | 0 | 0 | 0.008128 | 0.012018
1996 | 344.9896 | 0 | 0 | 0 | 0 | 0 | 0 | -0.012192 | -0.008012
1996 | 345 | 0 | 0 | 0 | 0 | 0 | 0 | 0.02032 | 0.02003
1996 | 345.0104 | 0 | 0 | 0 | 0 | 0 | 0 | -0.012192 | -0.012018
1996 | 345.0208 | 0 | 0 | 0 | 0 | 0 | 0 | -0.008128 | 0.008012
1996 | 345.0313 | 0 | 0 | 0 | 0 | 0 | 0 | 0.052832 | 0.032048
1996 | 345.0417 | 0 | 0 | 0 | 0 | 0 | 0 | 0.012192 | 0.016024
1996 | 345.0521 | 0 | 0 | 0 | 0 | 0 | 0 | 0.004064 | 0.008012
1996 | 345.0625 | 0 | 0 | 0 | 0 | 0 | 0 | -0.012192 | 0
1996 | 345.0729 | 0 | 0.024036 | 0 | 0 | 0 | 0 | -0.06096 | 0
1996 | 345.0833 | 0 | 0 | 0 | 0 | 0 | 0 | 0.06096 | 0.028042
1996 | 345.0938 | 0 | 0 | 0 | 0 | 0 | 0 | 0.008128 | 0.004006
1996 | 345.1042 | 0 | 0 | 0 | 0 | 0 | 0 | 0.024384 | 0.024036
1996 | 345.1146 | 0 | 0 | 0 | 0 | 0 | 0 | 0.004064 | 0
1996 | 345.125 | 0 | 0 | 0 | 0 | 0 | 0 | 0.02032 | 0.016024
1996 | 345.1354 | 0 | 0 | 0 | 0 | 0 | 0 | -0.012192 | 0
1996 | 345.1458 | 0 | 0 | 0 | 0 | 0 | 0 | 0.012192 | 0.004006
1996 | 345.1563 | 0 | 0 | 0 | 0 | 0 | 0 | 0.012192 | 0.012018
1996 | 345.1667 | 0 | 0.024036 | 0 | 0 | 0 | 0 | -0.036576 | 0
1996 | 345.1771 | 0 | 0 | 0 | 0 | 0 | 0 | 0.052832 | 0.044066
1996 | 345.1875 | 0 | 0 | 0 | 0 | 0 | 0 | 0.028448 | 0.012018
1996 | 345.1979 | 0.032512 | 0 | 0 | 0 | 0 | 0 | -0.032512 | -0.036054
1996 | 345.2083 | 0 | 0 | 0 | 0 | 0 | 0 | 0.052832 | 0.032048
1996 | 345.2188 | 0 | 0 | 0 | 0 | 0 | 0 | 0.044704 | 0.028042
1996 | 345.2292 | 0 | 0 | 0 | 0 | 0 | 0 | 0.008128 | 0.012018
1996 | 345.2396 | 0 | 0 | 0 | 0 | 0 | 0 | 0 | 0.004006
1996 | 345.25 | 0 | 0 | 0 | 0 | 0 | 0 | -0.012192 | 0.004006
1996 | 345.2604 | 0 | 0 | 0 | 0 | 0 | 0 | 0.056896 | 0.032048
1996 | 345.2708 | 0 | 0 | 0 | 0 | 0 | 0 | 0.028448 | 0.028042
1996 | 345.2813 | 0 | 0 | 0.073152 | 0.032048 | 0 | 0 | -0.004064 | -0.016024
1996 | 345.2917 | 0 | 0 | 0 | 0 | 0 | 0 | 0.02032 | 0.02003
1996 | 345.3021 | 0 | 0 | 0 | 0 | 0 | 0 | 0.048768 | 0.02003
1996 | 345.3125 | 0 | 0 | 0.16256 | 0.12819 | 0 | 0 | 0 | 0.032048
1996 | 345.3229 | 0 | 0 | 0 | 0 | 0 | 0 | 0.089408 | 0.064096
1996 | 345.3333 | 0 | 0 | 0 | 0 | 0 | 0 | 0.052832 | 0.052078
1996 | 345.3438 | 0 | 0 | 0 | 0 | 0 | 0 | 0.036576 | 0.02003
1996 | 345.3542 | 0 | 0 | 0 | 0 | 0 | 0 | 0.004064 | 0.016024
1996 | 345.3646 | 0 | 0 | 0 | 0 | 0 | 0 | -0.02032 | -0.02003
1996 | 345.375 | 0 | 0 | 0.024384 | 0 | 0 | 0 | 0.016256 | 0.032048
1996 | 345.3854 | 0 | 0 | 0 | 0 | 0 | 0 | 0.012192 | 0
1996 | 345.3958 | 0 | 0 | 0 | 0 | 0 | 0 | 0.048768 | 0.024036
1996 | 345.4063 | 0 | 0 | 0 | 0 | 0 | 0 | -0.12192 | -0.052078
1996 | 345.4167 | 0 | 0 | 0 | 0 | 0 | 0 | 0.044704 | 0.016024
1996 | 345.4271 | 0 | 0 | 0 | 0 | 0 | 0 | 0.012192 | 0.06009
1996 | 345.4375 | 0 | 0 | 0 | 0 | 0 | 0 | 0.024384 | 0.036054
1996 | 345.4479 | 0 | 0 | 0 | 0 | 0 | 0 | 0.02032 | 0.016024
1996 | 345.4583 | 0 | 0 | 0 | 0 | 0 | 0 | 0.016256 | 0.048072
1996 | 345.4688 | 0 | 0 | 0 | 0 | 0 | 0 | 0.036576 | 0.048072
1996 | 345.4792 | 0 | 0 | 0 | 0 | 0 | 0 | 0.06096 | 0.044066
1996 | 345.4896 | 0 | 0 | 0 | 0 | 0 | 0 | 0.08128 | 0.044066
1996 | 345.5 | 0 | 0 | 0 | 0 | 0 | 0 | 0.02032 | 0.036054
1996 | 345.5104 | 0 | 0 | 0 | 0 | 0 | 0 | -0.052832 | -0.008012
1996 | 345.5208 | 0 | 0 | 0 | 0 | 0 | 0 | 0.1016 | 0.096144
1996 | 345.5313 | 0 | 0 | 0 | 0 | 0 | 0 | 0.13411 | 0.076114
1996 | 345.5417 | 0 | 0 | 0 | 0 | 0 | 0 | 0.10973 | 0.044066
1996 | 345.5521 | 0 | 0 | 0 | 0 | 0 | 0 | 0.12192 | 0.15623
1996 | 345.5625 | 0 | 0 | 0 | 0 | 0 | 0 | 0.052832 | 0.044066
1996 | 345.5729 | 0 | 0 | 0 | 0 | 0 | 0 | -0.032512 | -0.056084
1996 | 345.5833 | 0 | 0 | 0 | 0 | 0 | 0 | -0.04064 | 0.1362
1996 | 345.5938 | 0 | 0 | 0 | 0 | 0 | 0 | 0.089408 | 0.024036
1996 | 345.6042 | 0 | 0 | 0 | 0 | 0 | 0 | 0.044704 | 0.064096
1996 | 345.6146 | 0 | 0 | 0 | 0 | 0 | 0 | 0.2601 | 0.14021
1996 | 345.625 | 0 | 0 | 0 | 0 | 0 | 0 | 0.024384 | 0.052078
1996 | 345.6354 | 0 | 0 | 0 | 0 | 0 | 0 | 0.1016 | 0.096144
1996 | 345.6458 | 0 | 0 | 0 | 0 | 0 | 0 | -0.012192 | 0.024036
1996 | 345.6563 | 0 | 0 | 0 | 0 | 0 | 0 | 0.1016 | 0.064096
1996 | 345.6667 | 0 | 0 | 0 | 0 | 0 | 0 | 0.048768 | 0.064096
1996 | 345.6771 | 0 | 0 | 0 | 0 | 0 | 0 | 0.06096 | 0.016024
1996 | 345.6875 | 0 | 0 | 0 | 0 | 0 | 0 | 0.11379 | 0.096144
1996 | 345.6979 | 0 | 0 | 0 | 0 | 0 | 0 | -0.032512 | 0.02003
1996 | 345.7083 | 0 | 0 | 0 | 0 | 0 | 0 | 0.10566 | 0.064096
1996 | 345.7188 | 0 | 0 | 0 | 0 | 0 | 0 | 0.085344 | 0.06009
1996 | 345.7292 | 0 | 0 | 0 | 0 | 0 | 0 | -0.008128 | -0.012018
1996 | 345.7396 | 0 | 0 | 0 | 0 | 0 | 0 | 0.032512 | 0.064096
1996 | 345.75 | 0 | 0 | 0 | 0 | 0 | 0 | 0.06096 | 0.036054
1996 | 345.7604 | 0 | 0 | 0 | 0 | 0 | 0 | 0.02032 | 0
1996 | 345.7708 | 0 | 0 | 0 | 0 | 0 | 0 | 0 | 0.02003
1996 | 345.7813 | 0 | 0 | 0 | 0 | 0 | 0 | 0.032512 | 0.02003
1996 | 345.7917 | 0 | 0 | 0 | 0 | 0 | 0 | 0.008128 | 0.008012
1996 | 345.8021 | 0 | 0 | 0 | 0 | 0 | 0 | 0.044704 | 0.036054
1996 | 345.8125 | 0 | 0 | 0 | 0 | 0 | 0 | 0.02032 | 0.016024
1996 | 345.8229 | 0 | 0 | 0 | 0 | 0 | 0 | 0.008128 | 0
1996 | 345.8333 | 0 | 0 | 0 | 0 | 0 | 0 | 0.024384 | 0.036054
1996 | 345.8438 | 0 | 0 | 0 | 0 | 0 | 0 | 0.02032 | 0.004006
1996 | 345.8542 | 0 | 0 | 0 | 0 | 0 | 0 | 0.008128 | 0.012018
1996 | 345.8646 | 0 | 0 | 0 | 0 | 0 | 0 | -0.004064 | 0
1996 | 345.875 | 0 | 0 | 0 | 0 | 0 | 0 | 0.032512 | 0.036054
1996 | 345.8854 | 0 | 0 | 0 | 0 | 0 | 0 | -0.012192 | -0.008012
1996 | 345.8958 | 0 | 0 | 0 | 0 | 0 | 0 | 0.024384 | 0.012018
1996 | 345.9063 | 0 | 0 | 0 | 0 | 0 | 0 | 0.028448 | 0.024036
1996 | 345.9167 | 0 | 0 | 0 | 0 | 0 | 0 | 0.02032 | 0.016024
1996 | 345.9271 | 0 | 0 | 0 | 0 | 0 | 0 | 0.004064 | 0.008012
1996 | 345.9375 | 0 | 0 | 0 | 0 | 0 | 0 | 0.004064 | 0.008012
1996 | 345.9479 | 0.024384 | 0 | 0 | 0 | 0 | 0 | 0.004064 | -0.016024
1996 | 345.9583 | 0 | 0 | 0 | 0 | 0 | 0 | 0.004064 | 0.008012
1996 | 345.9688 | 0 | 0 | 0 | 0 | 0 | 0 | 0.02032 | 0.024036
1996 | 345.9792 | 0 | 0 | 0 | 0 | 0 | 0 | 0.012192 | 0.004006
1996 | 345.9896 | 0 | 0 | 0 | 0 | 0 | 0 | -0.004064 | 0.004006
1996 | 346 | 0 | 0 | 0 | 0 | 0 | 0 | 0.008128 | 0.012018
1996 | 346.0104 | 0.024384 | 0.024036 | 0 | 0 | 0 | 0 | 0.012192 | 0.008012
1996 | 346.0208 | 0 | 0 | 0 | 0 | 0 | 0 | 0.024384 | 0.008012
1996 | 346.0313 | 0 | 0 | 0 | 0 | 0 | 0 | 0.04064 | 0.04006
1996 | 346.0417 | 0 | 0 | 0 | 0 | 0 | 0 | -0.02032 | -0.016024
1996 | 346.0521 | 0 | 0.024036 | 0.097536 | 0 | 0 | 0 | -0.008128 | -0.032048
1996 | 346.0625 | 0 | 0 | 0 | 0 | 0 | 0 | 0.056896 | 0.032048
1996 | 346.0729 | 0 | 0 | 0 | 0 | 0 | 0 | 0.008128 | 0.004006
1996 | 346.0833 | 0 | 0 | 0 | 0 | 0 | 0 | 0.06096 | 0.044066
1996 | 346.0938 | 0 | 0 | 0 | 0 | 0 | 0 | 0.02032 | 0.02003
1996 | 346.1042 | 0 | 0 | 0 | 0 | 0 | 0 | 0.024384 | 0.012018
1996 | 346.1146 | 0 | 0 | 0 | 0 | 0 | 0 | 0.008128 | 0.012018
1996 | 346.125 | 0 | 0 | 0 | 0 | 0 | 0 | 0 | 0.004006
1996 | 346.1354 | 0 | 0.04006 | 0.056896 | 0 | 0 | 0 | 0.024384 | 0.016024
1996 | 346.1458 | 0 | 0 | 0 | 0 | 0 | 0 | 0.024384 | 0.044066
1996 | 346.1563 | 0 | 0 | 0 | 0 | 0 | 0 | 0.016256 | 0.004006
1996 | 346.1667 | 0 | 0 | 0 | 0 | 0 | 0 | 0.04064 | 0.032048
1996 | 346.1771 | 0 | 0 | 0 | 0 | 0 | 0 | 0.008128 | 0.012018
1996 | 346.1875 | 0 | 0 | 0 | 0 | 0 | 0 | 0 | -0.008012
1996 | 346.1979 | 0 | 0 | 0 | 0 | 0 | 0 | -0.008128 | 0
1996 | 346.2083 | 0 | 0 | 0 | 0 | 0 | 0 | 0.008128 | 0.004006
1996 | 346.2188 | 0.024384 | 0 | 0 | 0 | 0 | 0 | -0.016256 | -0.016024
1996 | 346.2292 | 0 | 0 | 0 | 0 | 0 | 0 | -2.2737e-13 | -0.024036
1996 | 346.2396 | 0 | 0 | 0 | 0 | 0 | 0 | 0.024384 | 0.04006
1996 | 346.25 | 0 | 0 | 0 | 0 | 0 | 0 | 0.004064 | 0.004006
1996 | 346.2604 | 0 | 0 | 0 | 0 | 0 | 0 | -0.024384 | 0.004006
1996 | 346.2708 | 0 | 0 | 0 | 0 | 0 | 0 | 0.044704 | 0.032048
1996 | 346.2813 | 0 | 0 | 0 | 0 | 0 | 0 | 0.004064 | -0.004006
1996 | 346.2917 | 0 | 0 | 0 | 0 | 0 | 0 | 0.028448 | 0.024036
1996 | 346.3021 | 0 | 0 | 0 | 0 | 0 | 0 | 0.044704 | 0.036054
1996 | 346.3125 | 0 | 0 | 0 | 0 | 0 | 0 | -0.028448 | -0.012018
1996 | 346.3229 | 0 | 0 | 0 | 0 | 0 | 0 | -0.012192 | -0.02003
1996 | 346.3333 | 0 | 0 | 0 | 0 | 0 | 0 | -0.004064 | 0.02003
1996 | 346.3438 | 0 | 0 | 0 | 0 | 0 | 0 | 0.012192 | -0.004006
1996 | 346.3542 | 0 | 0 | 0 | 0 | 0 | 0 | -0.036576 | 0.012018
1996 | 346.3646 | 0 | 0 | 0 | 0 | 0 | 0 | 0.008128 | -0.004006
1996 | 346.375 | 0 | 0 | 0 | 0 | 0 | 0 | 0.012192 | 0.016024
1996 | 346.3854 | 0 | 0 | 0 | 0 | 0 | 0 | 0.044704 | 0.032048
1996 | 346.3958 | 0 | 0 | 0 | 0 | 0 | 0 | 0.048768 | 0.024036
1996 | 346.4063 | 0 | 0 | 0 | 0 | 0 | 0 | 0.04064 | 0.064096
1996 | 346.4167 | 0 | 0.024036 | 0 | 0 | 0 | 0 | 0.024384 | 0.02003
1996 | 346.4271 | 0 | 0 | 0 | 0 | 0 | 0 | 0.028448 | 0.048072
1996 | 346.4375 | 0 | 0 | 0 | 0 | 0 | 0 | 0.032512 | 0.048072
1996 | 346.4479 | 0 | 0 | 0 | 0 | 0 | 0 | 0.08128 | 0.056084
1996 | 346.4583 | 0 | 0 | 0 | 0 | 0 | 0 | 0.008128 | 0.02003
1996 | 346.4688 | 0 | 0 | 0 | 0 | 0 | 0 | 0.008128 | 0.008012
1996 | 346.4792 | 0 | 0 | 0 | 0 | 0 | 0 | 0.08128 | 0.063094
1996 | 346.4896 | 0 | 0 | 0 | 0 | 0 | 0 | 0.088189 | 0.051076
1996 | 346.5 | 0 | 0 | 0 | 0 | 0 | 0 | 0.048768 | 0.024036
1996 | 346.5104 | 0 | 0 | 0 | 0 | 0 | 0 | 0.065024 | 0.12419
1996 | 346.5208 | 0 | 0 | 0 | 0 | 0 | 0 | 0.12192 | 0.008012
1996 | 346.5313 | 0 | 0 | 0 | 0 | 0 | 0 | 0.024384 | 0.076114
1996 | 346.5417 | 0 | 0 | 0 | 0 | 0 | 0 | 0.047955 | 0.14422
1996 | 346.5521 | 0 | 0 | 0 | 0 | 0 | 0 | 0.016256 | 0.024036
1996 | 346.5625 | 0 | 0 | 0 | 0 | 0 | 0 | 0.1016 | 0.056084
1996 | 346.5729 | 0 | 0 | 0 | 0 | 0 | 0 | 0.093472 | 0.084126
1996 | 346.5833 | 0 | 0 | 0 | 0 | 0 | 0 | 0.069088 | 0.088132
1996 | 346.5938 | 0 | 0 | 0 | 0 | 0 | 0 | 0.048768 | 0.028042
1996 | 346.6042 | 0 | 0 | 0 | 0 | 0 | 0 | 0.073152 | 0.08012
1996 | 346.6146 | 0 | 0 | 0 | 0 | 0 | 0 | 0.1016 | 0.056084
1996 | 346.625 | 0 | 0 | 0 | 0 | 0 | 0 | 0.016256 | 0.052078
1996 | 346.6354 | 0 | 0 | 0 | 0 | 0 | 0 | 0.052832 | 0.04006
1996 | 346.6458 | 0 | 0 | 0 | 0 | 0 | 0 | 0.016256 | 0.048072
1996 | 346.6563 | 0 | 0 | 0 | 0 | 0 | 0 | 0.077216 | 0.056084
1996 | 346.6667 | 0 | 0 | 0 | 0 | 0 | 0 | 0.089408 | 0.072108
1996 | 346.6771 | 0 | 0 | 0 | 0 | 0 | 0 | 0.073152 | 0.052078
1996 | 346.6875 | 0 | 0 | 0 | 0 | 0 | 0 | 0.028448 | 0.036054
1996 | 346.6979 | 0 | 0 | 0 | 0 | 0 | 0 | 0 | 0.012018
1996 | 346.7083 | 0 | 0 | 0 | 0 | 0 | 0 | 0.069088 | 0.056084
1996 | 346.7188 | 0 | 0 | 0 | 0 | 0 | 0 | 0.02032 | 0.02003
1996 | 346.7292 | 0 | 0 | 0 | 0 | 0 | 0 | 0.044704 | 0.04006
1996 | 346.7396 | 0 | 0 | 0 | 0 | 0 | 0 | 0.028448 | 0.016024
1996 | 346.75 | 0 | 0 | 0 | 0 | 0 | 0 | 0.012192 | 0.012018
1996 | 346.7604 | 0 | 0 | 0 | 0 | 0 | 0 | 0.008128 | 0
1996 | 346.7708 | 0 | 0 | 0 | 0 | 0 | 0 | 0 | 0
1996 | 346.7813 | 0 | 0 | 0 | 0 | 0 | 0 | 0.004064 | 0.016024
1996 | 346.7917 | 0 | 0 | 0 | 0 | 0 | 0 | 0.02032 | 0.004006
1996 | 346.8021 | 0 | 0 | 0 | 0 | 0 | 0 | 0.008128 | 0.008012
1996 | 346.8125 | 0 | 0 | 0 | 0 | 0 | 0 | -0.004064 | -0.004006
1996 | 346.8229 | 0.032512 | 0 | 0 | 0 | 0 | 0 | -0.012192 | -0.004006
1996 | 346.8333 | 0 | 0 | 0 | 0 | 0 | 0 | -0.012192 | -0.028042
1996 | 346.8438 | 0 | 0 | 0 | 0 | 0 | 0 | 0.004064 | 0.008012
1996 | 346.8542 | 0 | 0 | 0 | 0 | 0 | 0 | 0.004064 | 0.008012
1996 | 346.8646 | 0 | 0 | 0 | 0 | 0 | 0 | 0.008128 | 0.012018
1996 | 346.875 | 0 | 0 | 0 | 0 | 0 | 0 | 0.008128 | 0.032048
1996 | 346.8854 | 0 | 0 | 0 | 0 | 0 | 0 | 0.036576 | 0.012018
1996 | 346.8958 | 0 | 0 | 0 | 0 | 0 | 0 | 0.032512 | 0.036054
1996 | 346.9063 | 0 | 0 | 0 | 0 | 0 | 0 | 0.008128 | 0
1996 | 346.9167 | 0 | 0 | 0 | 0 | 0 | 0 | 0.008128 | 0.008012
1996 | 346.9271 | 0 | 0 | 0 | 0 | 0 | 0 | 0.016256 | 0.012018
1996 | 346.9375 | 0 | 0 | 0 | 0 | 0 | 0 | 0.024384 | 0.02003
1996 | 346.9479 | 0 | 0 | 0 | 0 | 0 | 0 | 0.016256 | 0.024036
1996 | 346.9583 | 0 | 0 | 0 | 0 | 0 | 0 | 0.004064 | 0.008012
1996 | 346.9688 | 0 | 0 | 0 | 0 | 0 | 0 | -0.004064 | 0
1996 | 346.9792 | 0 | 0 | 0 | 0 | 0 | 0 | 0.032512 | 0.02003
1996 | 346.9896 | 0 | 0 | 0 | 0 | 0 | 0 | 0.024384 | 0.012018
1996 | 347 | 0 | 0 | 0 | 0 | 0 | 0 | 0.012192 | 0.008012
1996 | 347.0104 | 0 | 0 | 0 | 0 | 0 | 0 | -0.004064 | 0.008012
1996 | 347.0208 | 0 | 0 | 0 | 0 | 0 | 0 | 0.012192 | 0
1996 | 347.0313 | 0 | 0 | 0 | 0 | 0 | 0 | 0 | 0.004006
1996 | 347.0417 | 0 | 0 | 0 | 0 | 0 | 0 | 0.008128 | 0.008012
1996 | 347.0521 | 0 | 0 | 0 | 0 | 0 | 0 | -0.008128 | 0.008012
1996 | 347.0625 | 0 | 0 | 0 | 0 | 0 | 0 | 0.016256 | 0.004006
1996 | 347.0729 | 0 | 0 | 0 | 0 | 0 | 0 | 0.004064 | 0.008012
1996 | 347.0833 | 0 | 0 | 0 | 0 | 0 | 0 | 0.012192 | 0.008012
1996 | 347.0938 | 0 | 0 | 0 | 0 | 0 | 0 | 0.02032 | 0.02003
1996 | 347.1042 | 0 | 0 | 0 | 0 | 0 | 0 | 0 | 0.016024
1996 | 347.1146 | 0 | 0 | 0 | 0 | 0 | 0 | 0.024384 | 0.012018
1996 | 347.125 | 0 | 0 | 0 | 0 | 0 | 0 | -0.032512 | -0.024036
1996 | 347.1354 | 0 | 0 | 0 | 0 | 0 | 0 | 0.012192 | 0.02003
1996 | 347.1458 | 0 | 0 | 0 | 0 | 0 | 0 | 0.02032 | 0.004006
1996 | 347.1563 | 0 | 0 | 0 | 0 | 0 | 0 | 0.024384 | 0.028042
1996 | 347.1667 | 0 | 0 | 0 | 0 | 0 | 0 | 0.004064 | 0
1996 | 347.1771 | 0 | 0 | 0 | 0 | 0 | 0 | 0.008128 | -0.004006
1996 | 347.1875 | 0 | 0 | 0 | 0 | 0 | 0 | 0.008128 | 0.012018
1996 | 347.1979 | 0 | 0 | 0 | 0 | 0 | 0 | -0.008128 | -0.004006
1996 | 347.2083 | 0 | 0 | 0 | 0 | 0 | 0 | 0.008128 | 0.004006
1996 | 347.2188 | 0 | 0 | 0 | 0 | 0 | 0 | 0.004064 | 0.008012
1996 | 347.2292 | 0 | 0 | 0 | 0 | 0 | 0 | 0.02032 | 0.012018
1996 | 347.2396 | 0 | 0 | 0 | 0 | 0 | 0 | 0.004064 | 0.008012
1996 | 347.25 | 0 | 0 | 0 | 0 | 0 | 0 | 0 | -0.004006
1996 | 347.2604 | 0 | 0 | 0 | 0 | 0 | 0 | -0.004064 | -0.004006
1996 | 347.2708 | 0 | 0 | 0 | 0 | 0 | 0 | 0.004064 | 0.008012
1996 | 347.2813 | 0 | 0 | 0 | 0 | 0 | 0 | 0 | 0
1996 | 347.2917 | 0 | 0 | 0 | 0 | 0 | 0 | 0.008128 | 0.004006
1996 | 347.3021 | 0 | 0 | 0 | 0 | 0 | 0 | 0 | 0.004006
1996 | 347.3125 | 0 | 0 | 0 | 0 | 0 | 0 | -0.004064 | -0.004006
1996 | 347.3229 | 0 | 0 | 0 | 0 | 0 | 0 | 0.008128 | 0.008012
1996 | 347.3333 | 0 | 0 | 0 | 0 | 0 | 0 | 0 | -0.004006
1996 | 347.3438 | 0 | 0 | 0 | 0 | 0 | 0 | 0.008128 | 0.012018
1996 | 347.3542 | 0 | 0 | 0 | 0 | 0 | 0 | 0.004064 | 0.004006
1996 | 347.3646 | 0 | 0 | 0 | 0 | 0 | 0 | 0.004064 | 0.004006
1996 | 347.375 | 0 | 0 | 0 | 0 | 0 | 0 | 0.008128 | 0.008012
1996 | 347.3854 | 0 | 0 | 0 | 0 | 0 | 0 | 0.008128 | 0.02003
1996 | 347.3958 | 0 | 0 | 0 | 0 | 0 | 0 | 0.024384 | 0.008012
1996 | 347.4063 | 0 | 0 | 0 | 0 | 0 | 0 | 0.024384 | 0.032048
1996 | 347.4167 | 0 | 0 | 0 | 0 | 0 | 0 | 0.024384 | 0.024036
1996 | 347.4271 | 0 | 0 | 0 | 0 | 0 | 0 | 0.024384 | 0.016024
1996 | 347.4375 | 0 | 0 | 0 | 0 | 0 | 0 | 0.024384 | 0.028042
1996 | 347.4479 | 0 | 0 | 0 | 0 | 0 | 0 | 0.024384 | 0.032048
1996 | 347.4583 | 0 | 0 | 0 | 0 | 0 | 0 | 0.032512 | 0.028042
1996 | 347.4688 | 0 | 0 | 0 | 0 | 0 | 0 | 0.04064 | 0.036054
1996 | 347.4792 | 0 | 0 | 0 | 0 | 0 | 0 | 0.04064 | 0.032048
1996 | 347.4896 | 0 | 0 | 0 | 0 | 0 | 0 | 0.04064 | 0.036054
1996 | 347.5 | 0 | 0 | 0 | 0 | 0 | 0 | 0.032512 | 0.032048
1996 | 347.5104 | 0 | 0 | 0 | 0 | 0 | 0 | 0.036576 | 0.04006
1996 | 347.5208 | 0 | 0 | 0 | 0 | 0 | 0 | 0.036576 | 0.036054
1996 | 347.5313 | 0 | 0 | 0 | 0 | 0 | 0 | 0.052832 | 0.052078
1996 | 347.5417 | 0 | 0 | 0 | 0 | 0 | 0 | 0.032512 | 0.044066
1996 | 347.5521 | 0 | 0 | 0 | 0 | 0 | 0 | 0.044704 | 0.048072
1996 | 347.5625 | 0 | 0 | 0 | 0 | 0 | 0 | 0.04064 | 0.034452
1996 | 347.5729 | 0 | 0 | 0 | 0 | 0 | 0 | 0.032512 | 0.038458
1996 | 347.5833 | 0 | 0 | 0 | 0 | 0 | 0 | 0.04064 | 0.058488
1996 | 347.5938 | 0 | 0 | 0 | 0 | 0 | 0 | 0.03556 | 0.032048
1996 | 347.6042 | 0 | 0 | 0 | 0 | 0 | 0 | 0.027432 | 0.04006
1996 | 347.6146 | 0 | 0 | 0 | 0 | 0 | 0 | 0.028448 | 0.04006
1996 | 347.625 | 0 | 0 | 0 | 0 | 0 | 0 | 0.048768 | 0.048072
1996 | 347.6354 | 0 | 0 | 0 | 0 | 0 | 0 | 0.036576 | 0.02003
1996 | 347.6458 | 0 | 0 | 0 | 0 | 0 | 0 | 0.036576 | 0.052078
1996 | 347.6563 | 0 | 0 | 0 | 0 | 0 | 0 | 0.044704 | 0.024036
1996 | 347.6667 | 0 | 0 | 0 | 0 | 0 | 0 | 0.02032 | 0.032048
1996 | 347.6771 | 0 | 0 | 0 | 0 | 0 | 0 | 0.048768 | 0.028042
1996 | 347.6875 | 0 | 0 | 0 | 0 | 0 | 0 | 0.02032 | 0.024036
1996 | 347.6979 | 0 | 0 | 0 | 0 | 0 | 0 | 0.024384 | 0.024036
1996 | 347.7083 | 0 | 0 | 0 | 0 | 0 | 0 | 0.02032 | 0.012018
1996 | 347.7188 | 0 | 0 | 0 | 0 | 0 | 0 | 0 | 0.004006
1996 | 347.7292 | 0 | 0 | 0 | 0 | 0 | 0 | 0 | 0
1996 | 347.7396 | 0 | 0 | 0 | 0 | 0 | 0 | 0 | -0.004006
1996 | 347.75 | 0 | 0 | 0 | 0 | 0 | 0 | 0 | 0.004006
1996 | 347.7604 | 0 | 0 | 0 | 0 | 0 | 0 | 0 | 0.004006
1996 | 347.7708 | 0 | 0 | 0 | 0 | 0 | 0 | 0.004064 | -0.004006
1996 | 347.7813 | 0 | 0 | 0 | 0 | 0 | 0 | -0.004064 | 0
1996 | 347.7917 | 0 | 0 | 0 | 0 | 0 | 0 | 0 | 0.004006
1996 | 347.8021 | 0 | 0 | 0 | 0 | 0 | 0 | 0 | 0.004006
1996 | 347.8125 | 0 | 0 | 0 | 0 | 0 | 0 | 0 | -0.004006
1996 | 347.8229 | 0 | 0 | 0 | 0 | 0 | 0 | 0.004064 | 0.012018
1996 | 347.8333 | 0 | 0 | 0 | 0 | 0 | 0 | -0.004064 | -0.004006
1996 | 347.8438 | 0 | 0 | 0 | 0 | 0 | 0 | 0.012192 | 0.008012
1996 | 347.8542 | 0 | 0 | 0 | 0 | 0 | 0 | -0.004064 | -0.004006
1996 | 347.8646 | 0 | 0 | 0 | 0 | 0 | 0 | -0.008128 | -0.008012
1996 | 347.875 | 0 | 0 | 0 | 0 | 0 | 0 | 0.008128 | 0.016024
1996 | 347.8854 | 0 | 0 | 0 | 0 | 0 | 0 | 0 | -0.004006
1996 | 347.8958 | 0 | 0 | 0 | 0 | 0 | 0 | -0.016256 | -0.004006
1996 | 347.9063 | 0 | 0 | 0 | 0 | 0 | 0 | -0.004064 | -0.008012
1996 | 347.9167 | 0 | 0 | 0 | 0 | 0 | 0 | 0.012192 | 0.004006
1996 | 347.9271 | 0 | 0 | 0 | 0 | 0 | 0 | 0 | 0.012018
1996 | 347.9375 | 0 | 0 | 0 | 0 | 0 | 0 | -0.016256 | -0.016024
1996 | 347.9479 | 0 | 0 | 0 | 0 | 0 | 0 | 0 | 0.004006
1996 | 347.9583 | 0 | 0 | 0 | 0 | 0 | 0 | -0.004064 | 0.004006
1996 | 347.9688 | 0 | 0 | 0 | 0 | 0 | 0 | 0.012192 | 0.016024
1996 | 347.9792 | 0 | 0 | 0 | 0 | 0 | 0 | -0.004064 | -0.008012
1996 | 347.9896 | 0 | 0 | 0 | 0 | 0 | 0 | 0.012192 | 0.012018
1996 | 348 | 0 | 0 | 0 | 0 | 0 | 0 | 0 | 0
1996 | 348.0104 | 0 | 0 | 0 | 0 | 0 | 0 | -0.016256 | -0.004006
1996 | 348.0208 | 0 | 0 | 0 | 0 | 0 | 0 | -0.008128 | -0.008012
1996 | 348.0313 | 0 | 0 | 0 | 0 | 0 | 0 | 0.016256 | 0.004006
1996 | 348.0417 | 0 | 0 | 0 | 0 | 0 | 0 | 0 | 0.012018
1996 | 348.0521 | 0 | 0 | 0 | 0 | 0 | 0 | 0.016256 | 0.004006
1996 | 348.0625 | 0 | 0 | 0 | 0 | 0 | 0 | 0 | -0.004006
1996 | 348.0729 | 0 | 0 | 0 | 0 | 0 | 0 | 0 | 0
1996 | 348.0833 | 0 | 0 | 0 | 0 | 0 | 0 | 0 | 0
1996 | 348.0938 | 0 | 0 | 0 | 0 | 0 | 0 | -0.004064 | 0.004006
1996 | 348.1042 | 0 | 0 | 0 | 0 | 0 | 0 | -0.004064 | -0.004006
1996 | 348.1146 | 0 | 0 | 0 | 0 | 0 | 0 | 0.008128 | 0.004006
1996 | 348.125 | 0 | 0 | 0 | 0 | 0 | 0 | -0.008128 | -0.008012
1996 | 348.1354 | 0 | 0 | 0 | 0 | 0 | 0 | -0.02032 | -0.012018
1996 | 348.1458 | 0 | 0 | 0 | 0 | 0 | 0 | -0.02032 | 0.004006
1996 | 348.1563 | 0 | 0 | 0 | 0 | 0 | 0 | 0.008128 | 0
1996 | 348.1667 | 0 | 0 | 0 | 0 | 0 | 0 | 0.008128 | 0.004006
1996 | 348.1771 | 0 | 0 | 0 | 0 | 0 | 0 | -0.008128 | 0
1996 | 348.1875 | 0 | 0 | 0 | 0 | 0 | 0 | -0.016256 | -0.004006
1996 | 348.1979 | 0 | 0 | 0 | 0 | 0 | 0 | 0.016256 | 0.008012
1996 | 348.2083 | 0 | 0 | 0 | 0 | 0 | 0 | 0.016256 | 0.008012
1996 | 348.2188 | 0 | 0 | 0 | 0 | 0 | 0 | -0.004064 | 0.004006
1996 | 348.2292 | 0 | 0 | 0 | 0 | 0 | 0 | 0 | -0.004006
1996 | 348.2396 | 0 | 0 | 0 | 0 | 0 | 0 | -0.004064 | -0.004006
1996 | 348.25 | 0 | 0 | 0 | 0 | 0 | 0 | 0.008128 | 0.008012
1996 | 348.2604 | 0 | 0 | 0 | 0 | 0 | 0 | 0 | 0
1996 | 348.2708 | 0 | 0 | 0 | 0 | 0 | 0 | -0.004064 | -0.004006
1996 | 348.2813 | 0 | 0 | 0 | 0 | 0 | 0 | -0.016256 | 0
1996 | 348.2917 | 0 | 0 | 0 | 0 | 0 | 0 | -0.008128 | -0.008012
1996 | 348.3021 | 0 | 0 | 0 | 0 | 0 | 0 | -0.008128 | 0
1996 | 348.3125 | 0 | 0 | 0 | 0 | 0 | 0 | 0.016256 | 0
1996 | 348.3229 | 0 | 0 | 0 | 0 | 0 | 0 | 0.008128 | 0.008012
1996 | 348.3333 | 0 | 0 | 0 | 0 | 0 | 0 | -0.004064 | 0.008012
1996 | 348.3438 | 0 | 0 | 0 | 0 | 0 | 0 | -0.004064 | -0.008012
1996 | 348.3542 | 0 | 0 | 0 | 0 | 0 | 0 | 0 | 0.008012
1996 | 348.3646 | 0 | 0 | 0 | 0 | 0 | 0 | 0.004064 | 0.004006
1996 | 348.375 | 0 | 0 | 0 | 0 | 0 | 0 | -0.004064 | -0.008012
1996 | 348.3854 | 0 | 0 | 0 | 0 | 0 | 0 | 0.012192 | 0.02003
1996 | 348.3958 | 0 | 0 | 0 | 0 | 0 | 0 | 0.02032 | 0.02003
1996 | 348.4063 | 0 | 0 | 0 | 0 | 0 | 0 | 0.02032 | 0.024036
1996 | 348.4167 | 0 | 0 | 0 | 0 | 0 | 0 | 0.028448 | 0.02003
1996 | 348.4271 | 0 | 0 | 0 | 0 | 0 | 0 | 0.016256 | 0.024036
1996 | 348.4375 | 0 | 0 | 0 | 0 | 0 | 0 | 0.032512 | 0.036054
1996 | 348.4479 | 0 | 0 | 0 | 0 | 0 | 0 | 0.04064 | 0.036054
1996 | 348.4583 | 0 | 0 | 0 | 0 | 0 | 0 | 0.052832 | 0.048072
1996 | 348.4688 | 0 | 0 | 0 | 0 | 0 | 0 | 0.032512 | 0.028042
1996 | 348.4792 | 0 | 0 | 0 | 0 | 0 | 0 | 0.044704 | 0.04006
1996 | 348.4896 | 0 | 0 | 0 | 0 | 0 | 0 | 0.048768 | 0.048072
1996 | 348.5 | 0 | 0 | 0 | 0 | 0 | 0 | 0.048768 | 0.04006
1996 | 348.5104 | 0 | 0 | 0 | 0 | 0 | 0 | 0.056896 | 0.04006
1996 | 348.5208 | 0 | 0 | 0 | 0 | 0 | 0 | 0.048768 | 0.048072
1996 | 348.5313 | 0 | 0 | 0 | 0 | 0 | 0 | 0.056896 | 0.06009
1996 | 348.5417 | 0 | 0 | 0 | 0 | 0 | 0 | 0.048768 | 0.052078
1996 | 348.5521 | 0 | 0 | 0 | 0 | 0 | 0 | 0.052832 | 0.048072
1996 | 348.5625 | 0 | 0 | 0 | 0 | 0 | 0 | 0.044704 | 0.04006
1996 | 348.5729 | 0 | 0 | 0 | 0 | 0 | 0 | 0.056896 | 0.06009
1996 | 348.5833 | 0 | 0 | 0 | 0 | 0 | 0 | 0.06096 | 0.044066
1996 | 348.5938 | 0 | 0 | 0 | 0 | 0 | 0 | 0.04064 | 0.036054
1996 | 348.6042 | 0 | 0 | 0 | 0 | 0 | 0 | 0.048768 | 0.056084
1996 | 348.6146 | 0 | 0 | 0 | 0 | 0 | 0 | 0.04064 | 0.04006
1996 | 348.625 | 0 | 0 | 0 | 0 | 0 | 0 | 0.04064 | 0.032048
1996 | 348.6354 | 0 | 0 | 0 | 0 | 0 | 0 | 0.04064 | 0.044066
1996 | 348.6458 | 0 | 0 | 0 | 0 | 0 | 0 | 0.032512 | 0.04006
1996 | 348.6563 | 0 | 0 | 0 | 0 | 0 | 0 | 0.032512 | 0.02003
1996 | 348.6667 | 0 | 0 | 0 | 0 | 0 | 0 | 0.032512 | 0.028042
1996 | 348.6771 | 0 | 0 | 0 | 0 | 0 | 0 | 0.016256 | 0.024036
1996 | 348.6875 | 0 | 0 | 0 | 0 | 0 | 0 | 0.028448 | 0.016024
1996 | 348.6979 | 0 | 0 | 0 | 0 | 0 | 0 | 0.012192 | 0.004006
1996 | 348.7083 | 0 | 0 | 0 | 0 | 0 | 0 | 0.02032 | 0.02003
1996 | 348.7188 | 0 | 0 | 0 | 0 | 0 | 0 | 0.016256 | 0.008012
1996 | 348.7292 | 0 | 0 | 0 | 0 | 0 | 0 | 0.008128 | 0.024036
1996 | 348.7396 | 0 | 0 | 0 | 0 | 0 | 0 | 0 | -0.016024
1996 | 348.75 | 0 | 0 | 0 | 0 | 0 | 0 | -0.004064 | -0.012018
1996 | 348.7604 | 0 | 0 | 0 | 0 | 0 | 0 | 0 | 0.02003
1996 | 348.7708 | 0 | 0 | 0 | 0 | 0 | 0 | 0.004064 | -0.008012
1996 | 348.7813 | 0 | 0 | 0 | 0 | 0 | 0 | 0.004064 | 0
1996 | 348.7917 | 0 | 0 | 0 | 0 | 0 | 0 | 0 | 0
1996 | 348.8021 | 0 | 0 | 0 | 0 | 0 | 0 | 0 | 0
1996 | 348.8125 | 0 | 0 | 0 | 0 | 0 | 0 | 0 | 0
1996 | 348.8229 | 0 | 0 | 0 | 0 | 0 | 0 | 0 | 0
1996 | 348.8333 | 0 | 0 | 0 | 0 | 0 | 0 | 0 | -0.004006
1996 | 348.8438 | 0 | 0 | 0 | 0 | 0 | 0 | 0.004064 | 0.012018
1996 | 348.8542 | 0 | 0 | 0 | 0 | 0 | 0 | -0.004064 | -0.012018
1996 | 348.8646 | 0 | 0 | 0 | 0 | 0 | 0 | 0 | 0.004006
1996 | 348.875 | 0 | 0 | 0 | 0 | 0 | 0 | 0 | -0.016024
1996 | 348.8854 | 0 | 0 | 0 | 0 | 0 | 0 | 0 | 0.012018
1996 | 348.8958 | 0 | 0 | 0 | 0 | 0 | 0 | 0.004064 | 0
1996 | 348.9063 | 0 | 0 | 0 | 0 | 0 | 0 | -0.004064 | 0.008012
1996 | 348.9167 | 0 | 0 | 0 | 0 | 0 | 0 | 0 | 0
1996 | 348.9271 | 0 | 0 | 0 | 0 | 0 | 0 | 0.004064 | 0
1996 | 348.9375 | 0 | 0 | 0 | 0 | 0 | 0 | -0.004064 | 0
1996 | 348.9479 | 0 | 0 | 0 | 0 | 0 | 0 | 0 | 0.004006
1996 | 348.9583 | 0 | 0 | 0 | 0 | 0 | 0 | 0 | 0
1996 | 348.9688 | 0 | 0 | 0 | 0 | 0 | 0 | 0 | -0.012018
1996 | 348.9792 | 0 | 0 | 0 | 0 | 0 | 0 | 0 | 0.012018
1996 | 348.9896 | 0 | 0 | 0 | 0 | 0 | 0 | 0 | 0.004006
1996 | 349 | 0 | 0 | 0 | 0 | 0 | 0 | 0 | 0
1996 | 349.0104 | 0 | 0 | 0 | 0 | 0 | 0 | 0 | 0
1996 | 349.0208 | 0 | 0 | 0 | 0 | 0 | 0 | -0.008128 | 0
1996 | 349.0313 | 0 | 0 | 0 | 0 | 0 | 0 | 0.004064 | 0.004006
1996 | 349.0417 | 0 | 0 | 0 | 0 | 0 | 0 | -0.004064 | 0.004006
1996 | 349.0521 | 0 | 0 | 0 | 0 | 0 | 0 | 0 | 0
1996 | 349.0625 | 0 | 0 | 0 | 0 | 0 | 0 | 0 | 0
1996 | 349.0729 | 0 | 0 | 0 | 0 | 0 | 0 | -0.016256 | -0.012018
1996 | 349.0833 | 0 | 0 | 0 | 0 | 0 | 0 | -0.004064 | 0
1996 | 349.0938 | 0 | 0 | 0 | 0 | 0 | 0 | 0 | 0
1996 | 349.1042 | 0 | 0 | 0 | 0 | 0 | 0 | -0.008128 | 0
1996 | 349.1146 | 0 | 0 | 0 | 0 | 0 | 0 | -0.004064 | 0
1996 | 349.125 | 0 | 0 | 0 | 0 | 0 | 0 | 0.012192 | 0.008012
1996 | 349.1354 | 0 | 0 | 0 | 0 | 0 | 0 | 0.008128 | 0
1996 | 349.1458 | 0 | 0 | 0 | 0 | 0 | 0 | -0.004064 | 0.012018
1996 | 349.1563 | 0 | 0 | 0 | 0 | 0 | 0 | 0.008128 | 0.012018
1996 | 349.1667 | 0 | 0 | 0 | 0 | 0 | 0 | -0.008128 | -0.008012
1996 | 349.1771 | 0 | 0 | 0 | 0 | 0 | 0 | 0 | -0.004006
1996 | 349.1875 | 0 | 0 | 0 | 0 | 0 | 0 | -0.004064 | 0
1996 | 349.1979 | 0 | 0 | 0 | 0 | 0 | 0 | -0.024384 | -0.012018
1996 | 349.2083 | 0 | 0 | 0 | 0 | 0 | 0 | 0.032512 | 0.016024
1996 | 349.2188 | 0 | 0 | 0 | 0 | 0 | 0 | 0.02032 | 0.008012
1996 | 349.2292 | 0 | 0 | 0 | 0 | 0 | 0 | 0.008128 | 0.004006
1996 | 349.2396 | 0 | 0 | 0 | 0 | 0 | 0 | 0.004064 | 0
1996 | 349.25 | 0 | 0 | 0 | 0 | 0 | 0 | -0.004064 | 0.004006
1996 | 349.2604 | 0 | 0 | 0 | 0 | 0 | 0 | 0 | 0
1996 | 349.2708 | 0 | 0 | 0 | 0 | 0 | 0 | 0 | 0.004006
1996 | 349.2813 | 0 | 0 | 0 | 0 | 0 | 0 | 0.004064 | 0.004006
1996 | 349.2917 | 0 | 0 | 0 | 0 | 0 | 0 | -0.004064 | -0.012018
1996 | 349.3021 | 0 | 0 | 0 | 0 | 0 | 0 | -0.004064 | 0.008012
1996 | 349.3125 | 0 | 0 | 0 | 0 | 0 | 0 | -0.004064 | -0.004006
1996 | 349.3229 | 0 | 0 | 0 | 0 | 0 | 0 | 0 | -0.004006
1996 | 349.3333 | 0 | 0 | 0 | 0 | 0 | 0 | 0 | 0
1996 | 349.3438 | 0 | 0 | 0 | 0 | 0 | 0 | 0.008128 | 0
1996 | 349.3542 | 0 | 0 | 0 | 0 | 0 | 0 | -0.012192 | 0.004006
1996 | 349.3646 | 0 | 0 | 0 | 0 | 0 | 0 | 0 | 0
1996 | 349.375 | 0 | 0 | 0 | 0 | 0 | 0 | 0.016256 | 0.004006
1996 | 349.3854 | 0 | 0 | 0 | 0 | 0 | 0 | -0.008128 | 0.004006
1996 | 349.3958 | 0 | 0 | 0 | 0 | 0 | 0 | 0.052832 | 0.044066
1996 | 349.4063 | 0 | 0 | 0 | 0 | 0 | 0 | -0.02032 | 0
1996 | 349.4167 | 0 | 0 | 0 | 0 | 0 | 0 | -0.065024 | -0.028042
1996 | 349.4271 | 0 | 0 | 0 | 0 | 0 | 0 | 0.048768 | 0.04006
1996 | 349.4375 | 0 | 0 | 0 | 0 | 0 | 0 | 0.032512 | 0.028042
1996 | 349.4479 | 0 | 0 | 0 | 0 | 0 | 0 | -0.036576 | 0.012018
1996 | 349.4583 | 0 | 0 | 0 | 0 | 0 | 0 | 0.012192 | 0
1996 | 349.4688 | 0 | 0 | 0 | 0 | 0 | 0 | 0.056896 | 0.04006
1996 | 349.4792 | 0 | 0 | 0 | 0 | 0 | 0 | 0.12192 | -0.012018
1996 | 349.4896 | 0 | 0 | 0 | 0 | 0 | 0 | 0.10973 | 0.10416
1996 | 349.5 | 0 | 0 | 0 | 0 | 0 | 0 | 0.028448 | 0.016024
1996 | 349.5104 | 0 | 0 | 0 | 0 | 0 | 0 | 0.04064 | 0.016024
1996 | 349.5208 | 0 | 0 | 0 | 0 | 0 | 0 | 0.11379 | 0.004006
1996 | 349.5313 | 0 | 0 | 0 | 0 | 0 | 0 | 0.14224 | 0.092138
1996 | 349.5417 | 0 | 0 | 0 | 0 | 0 | 0 | -0.012192 | 0.10015
1996 | 349.5521 | 0 | 0 | 0 | 0 | 0 | 0 | 0.089408 | 0.02644
1996 | 349.5625 | 0 | 0 | 0 | 0 | 0 | 0 | 0 | 0.058087
1996 | 349.5729 | 0 | 0 | 0 | 0 | 0 | 0 | -0.004064 | 0.04687
1996 | 349.5833 | 0 | 0 | 0 | 0 | 0 | 0 | 0.16662 | 0.065698
1996 | 349.5938 | 0 | 0 | 0 | 0 | 0 | 0 | -0.008128 | 0.064497
1996 | 349.6042 | 0 | 0 | 0 | 0 | 0 | 0 | 0.056896 | 0.014422
1996 | 349.6146 | 0 | 0 | 0 | 0 | 0 | 0 | 0.08128 | 0.10175
1996 | 349.625 | 0 | 0 | 0 | 0 | 0 | 0 | 0.036576 | 0.036855
1996 | 349.6354 | 0 | 0 | 0 | 0 | 0 | 0 | 0.02032 | 0.010015
1996 | 349.6458 | 0 | 0 | 0 | 0 | 0 | 0 | 0.028448 | 0.012018
1996 | 349.6563 | 0 | 0 | 0 | 0 | 0 | 0 | 0.044704 | 0.083725
1996 | 349.6667 | 0 | 0 | 0 | 0 | 0 | 0 | 0.024384 | 0.030045
1996 | 349.6771 | 0 | 0 | 0 | 0 | 0 | 0 | 0.10566 | 0.069304
1996 | 349.6875 | 0 | 0 | 0 | 0 | 0 | 0 | 0.04064 | 0.043265
1996 | 349.6979 | 0 | 0 | 0 | 0 | 0 | 0 | 0.008128 | 0.05328
1996 | 349.7083 | 0 | 0 | 0 | 0 | 0 | 0 | 0.016256 | 0.043265
1996 | 349.7188 | 0 | 0 | 0 | 0 | 0 | 0 | 0.024384 | 0.019629
1996 | 349.7292 | 0 | 0 | 0 | 0 | 0 | 0 | 0.02032 | 0.016825
1996 | 349.7396 | 0 | 0 | 0 | 0 | 0 | 0 | -0.004064 | 0.01362
1996 | 349.75 | 0 | 0 | 0 | 0 | 0 | 0 | 0.012192 | 0.0056084
1996 | 349.7604 | 0 | 0 | 0 | 0 | 0 | 0 | 0.02032 | 0.030045
1996 | 349.7708 | 0 | 0 | 0 | 0 | 0 | 0 | 0.036576 | 0.018828
1996 | 349.7813 | 0 | 0 | 0 | 0 | 0 | 0 | 0.012192 | -0.0012018
1996 | 349.7917 | 0 | 0 | 0 | 0 | 0 | 0 | 0.016256 | 0.020831
1996 | 349.8021 | 0 | 0 | 0 | 0 | 0 | 0 | 0.012192 | 0.01322
1996 | 349.8125 | 0 | 0 | 0 | 0 | 0 | 0 | 0.012192 | 0.0096144
1996 | 349.8229 | 0 | 0 | 0 | 0 | 0 | 0 | -0.012192 | -0.0016024
1996 | 349.8333 | 0 | 0 | 0 | 0 | 0 | 0 | 0.02032 | 0.0008012
1996 | 349.8438 | 0 | 0 | 0 | 0 | 0 | 0 | 0.012192 | 0.002003
1996 | 349.8542 | 0 | 0 | 0 | 0 | 0 | 0 | 0.004064 | 0.011617
1996 | 349.8646 | 0 | 0 | 0 | 0 | 0 | 0 | 0.008128 | 0.006009
1996 | 349.875 | 0 | 0 | 0 | 0 | 0 | 0 | 0 | 0.016024
1996 | 349.8854 | 0 | 0 | 0 | 0 | 0 | 0 | 0.012192 | 0.019229
1996 | 349.8958 | 0 | 0 | 0 | 0 | 0 | 0 | 0.012192 | 0.010816
1996 | 349.9063 | 0 | 0 | 0 | 0 | 0 | 0 | 0.02032 | -0.029644
1996 | 349.9167 | 0 | 0 | 0 | 0 | 0 | 0 | 0.036576 | 0.024837
1996 | 349.9271 | 0 | 0 | 0 | 0 | 0 | 0 | -0.052832 | -0.010416
1996 | 349.9375 | 0 | 0 | 0 | 0 | 0 | 0 | 0.004064 | 0.078117
1996 | 349.9479 | 0 | 0 | 0 | 0 | 0 | 0 | 0 | 0.016024
1996 | 349.9583 | 0 | 0 | 0 | 0 | 0 | 0 | 0.016256 | 0.010816
1996 | 349.9688 | 0 | 0 | 0 | 0 | 0 | 0 | 0.008128 | 0.0028042
1996 | 349.9792 | 0 | 0 | 0 | 0 | 0 | 0 | -0.004064 | 0.0076114
1996 | 349.9896 | 0 | 0 | 0 | 0 | 0 | 0 | -0.008128 | 0.0052078
1996 | 350 | 0 | 0 | 0 | 0 | 0 | 0 | 0.02032 | 0.028443
1996 | 350.0104 | 0 | 0 | 0 | 0 | 0 | 0 | 0.004064 | 0.0084126
1996 | 350.0208 | 0 | 0 | 0 | 0 | 0 | 0 | 0.004064 | -0.017626
1996 | 350.0313 | 0 | 0 | 0 | 0 | 0 | 0 | -0.012192 | 0.015223
1996 | 350.0417 | 0 | 0 | 0 | 0 | 0 | 0 | -0.016256 | -0.012419
1996 | 350.0521 | 0 | 0 | 0 | 0 | 0 | 0 | 0.012192 | 0.0044066
1996 | 350.0625 | 0 | 0 | 0 | 0 | 0 | 0 | 0.012192 | 0.034852
1996 | 350.0729 | 0 | 0 | 0 | 0 | 0 | 0 | 0.012192 | -0.016825
1996 | 350.0833 | 0 | 0 | 0 | 0 | 0 | 0 | 0.028448 | 0.025638
1996 | 350.0938 | 0 | 0 | 0 | 0 | 0 | 0 | -0.012192 | 0.0028042
1996 | 350.1042 | 0 | 0 | 0 | 0 | 0 | 0 | -0.008128 | 0.019229
1996 | 350.1146 | 0 | 0 | 0 | 0 | 0 | 0 | -0.032512 | -0.051677
1996 | 350.125 | 0 | 0 | 0 | 0 | 0 | 0 | 0.008128 | 0.036054
1996 | 350.1354 | 0 | 0 | 0 | 0 | 0 | 0 | 0.04064 | 0.014422
1996 | 350.1458 | 0 | 0 | 0 | 0 | 0 | 0 | 0 | 0.056885
1996 | 350.1563 | 0 | 0 | 0 | 0 | 0 | 0 | -0.016256 | -0.018828
1996 | 350.1667 | 0 | 0 | 0 | 0 | 0 | 0 | -0.004064 | -0.0076114
1996 | 350.1771 | 0 | 0 | 0 | 0 | 0 | 0 | 0.048768 | 0.024437
1996 | 350.1875 | 0 | 0 | 0 | 0 | 0 | 0 | 0.012192 | 0.012018
1996 | 350.1979 | 0 | 0 | 0 | 0 | 0 | 0 | 0.02032 | 0.035653
1996 | 350.2083 | 0 | 0 | 0 | 0 | 0 | 0 | 0.02032 | 0.019229
1996 | 350.2188 | 0 | 0 | 0 | 0 | 0 | 0 | -0.024384 | -0.030045
1996 | 350.2292 | 0 | 0 | 0 | 0 | 0 | 0 | 2.2737e-13 | 0.05368
1996 | 350.2396 | 0 | 0 | 0 | 0 | 0 | 0 | -0.008128 | -0.060491
1996 | 350.25 | 0 | 0 | 0 | 0 | 0 | 0 | -0.048768 | 0.0016024
1996 | 350.2604 | 0 | 0 | 0 | 0 | 0 | 0 | 0.073152 | 0.056885
1996 | 350.2708 | 0 | 0 | 0 | 0 | 0 | 0 | 0.036576 | 0.0072108
1996 | 350.2813 | 0 | 0 | 0 | 0 | 0 | 0 | -0.052832 | -0.036054
1996 | 350.2917 | 0 | 0 | 0 | 0 | 0 | 0 | -0.004064 | -0.0048072
1996 | 350.3021 | 0 | 0 | 0 | 0 | 0 | 0 | 0.052832 | 0.068903
1996 | 350.3125 | 0 | 0 | 0 | 0 | 0 | 0 | -0.065024 | -0.061292
1996 | 350.3229 | 0 | 0 | 0 | 0 | 0 | 0 | 0.032512 | 0.037256
1996 | 350.3333 | 0 | 0 | 0 | 0 | 0 | 0 | 0.06096 | 0.10055
1996 | 350.3438 | 0 | 0 | 0 | 0 | 0 | 0 | -0.028448 | -0.028042
1996 | 350.3542 | 0 | 0 | 0 | 0 | 0 | 0 | 0.032512 | 0.015623
1996 | 350.3646 | 0 | 0 | 0 | 0 | 0 | 0 | 0.036576 | 0.02003
1996 | 350.375 | 0 | 0 | 0 | 0 | 0 | 0 | 0.02032 | 0.0064096
1996 | 350.3854 | 0 | 0 | 0 | 0 | 0 | 0 | -0.036576 | 0.0036054
1996 | 350.3958 | 0 | 0 | 0 | 0 | 0 | 0 | 0.04064 | 0.045268
1996 | 350.4063 | 0 | 0 | 0 | 0 | 0 | 0 | 0.06096 | 0.0004006
1996 | 350.4167 | 0 | 0 | 0 | 0 | 0 | 0 | -0.008128 | -0.0048072
1996 | 350.4271 | 0 | 0 | 0 | 0 | 0 | 0 | 0.008128 | -0.0072108
1996 | 350.4375 | 0 | 0 | 0 | 0 | 0 | 0 | 0.024384 | 0.044467
1996 | 350.4479 | 0 | 0 | 0 | 0 | 0 | 0 | 0.012192 | 0.029244
1996 | 350.4583 | 0 | 0 | 0 | 0 | 0 | 0 | 0.06096 | 0.045268
1996 | 350.4688 | 0 | 0 | 0 | 0 | 0 | 0 | 0.032512 | 0.052078
1996 | 350.4792 | 0 | 0 | 0 | 0 | 0 | 0 | 0.085344 | -0.029644
1996 | 350.4896 | 0 | 0 | 0 | 0 | 0 | 0 | -0.02032 | 0.018428
1996 | 350.5 | 0 | 0 | 0 | 0 | 0 | 0 | 0.028448 | 0.061292
1996 | 350.5104 | 0 | 0 | 0 | 0 | 0 | 0 | -0.008128 | 0.030045
1996 | 350.5208 | 0 | 0 | 0 | 0 | 0 | 0 | 0.016256 | 0.023235
1996 | 350.5313 | 0 | 0 | 0 | 0 | 0 | 0 | 0.048768 | 0.025638
1996 | 350.5417 | 0 | 0 | 0 | 0 | 0 | 0 | 0.077216 | 0.075713
1996 | 350.5521 | 0 | 0 | 0 | 0 | 0 | 0 | 0.036576 | 0.015223
1996 | 350.5625 | 0 | 0 | 0 | 0 | 0 | 0 | 0.028448 | 0.038458
1996 | 350.5729 | 0 | 0 | 0 | 0 | 0 | 0 | 0.024384 | 0.038057
1996 | 350.5833 | 0 | 0 | 0 | 0 | 0 | 0 | 0.012192 | 0.0056084
1996 | 350.5938 | 0 | 0 | 0 | 0 | 0 | 0 | 0.056896 | 0.011217
1996 | 350.6042 | 0 | 0 | 0 | 0 | 0 | 0 | -0.012192 | 0.030045
1996 | 350.6146 | 0 | 0 | 0 | 0 | 0 | 0 | 0.032512 | 0.048873
1996 | 350.625 | 0 | 0 | 0 | 0 | 0 | 0 | 0.052832 | 0.019229
1996 | 350.6354 | 0 | 0 | 0 | 0 | 0 | 0 | -0.004064 | 0.016024
1996 | 350.6458 | 0 | 0 | 0 | 0 | 0 | 0 | 0.036576 | 0.041262
1996 | 350.6563 | 0 | 0 | 0 | 0 | 0 | 0 | 0.028448 | 0.017226
1996 | 350.6667 | 0 | 0 | 0 | 0 | 0 | 0 | 0.016256 | 0.022834
1996 | 350.6771 | 0 | 0 | 0 | 0 | 0 | 0 | 0.04064 | 0.022434
1996 | 350.6875 | 0 | 0 | 0 | 0 | 0 | 0 | 0.032512 | 0.024437
1996 | 350.6979 | 0 | 0 | 0 | 0 | 0 | 0 | 0.02032 | 0.0096144
1996 | 350.7083 | 0 | 0 | 0 | 0 | 0 | 0 | 0.012192 | 0.025238
1996 | 350.7188 | 0 | 0 | 0 | 0 | 0 | 0 | 0.016256 | 0.0088132
1996 | 350.7292 | 0 | 0 | 0 | 0 | 0 | 0 | 0.008128 | 0.017226
1996 | 350.7396 | 0 | 0 | 0 | 0 | 0 | 0 | 0 | -0.0068102
1996 | 350.75 | 0 | 0 | 0 | 0 | 0 | 0 | 0.004064 | 0.0024036
1996 | 350.7604 | 0 | 0 | 0 | 0 | 0 | 0 | 0 | -0.0028042
1996 | 350.7708 | 0 | 0 | 0 | 0 | 0 | 0 | -0.004064 | -0.0068102
1996 | 350.7813 | 0 | 0 | 0 | 0 | 0 | 0 | 0 | 0.006009
1996 | 350.7917 | 0 | 0 | 0 | 0 | 0 | 0 | -0.004064 | -0.0012018
1996 | 350.8021 | 0 | 0 | 0 | 0 | 0 | 0 | 0 | -0.0056084
1996 | 350.8125 | 0 | 0 | 0 | 0 | 0 | 0 | 0 | 0.0076114
1996 | 350.8229 | 0 | 0 | 0 | 0 | 0 | 0 | 0 | -0.006009
1996 | 350.8333 | 0 | 0 | 0 | 0 | 0 | 0 | 0 | 0.0044066
1996 | 350.8438 | 0 | 0 | 0 | 0 | 0 | 0 | 0 | 0.0016024
1996 | 350.8542 | 0 | 0 | 0 | 0 | 0 | 0 | 0 | -0.006009
1996 | 350.8646 | 0 | 0 | 0 | 0 | 0 | 0 | -0.004064 | 0.004006
1996 | 350.875 | 0 | 0 | 0 | 0 | 0 | 0 | 0 | 0.0048072
1996 | 350.8854 | 0 | 0 | 0 | 0 | 0 | 0 | 0.004064 | -0.0028042
1996 | 350.8958 | 0 | 0 | 0 | 0 | 0 | 0 | -0.008128 | -0.0032048
1996 | 350.9063 | 0 | 0 | 0 | 0 | 0 | 0 | -0.008128 | 0.0028042
1996 | 350.9167 | 0 | 0 | 0 | 0 | 0 | 0 | 0 | 0.0088132
1996 | 350.9271 | 0 | 0 | 0 | 0 | 0 | 0 | 0.012192 | 0.0016024
1996 | 350.9375 | 0 | 0 | 0 | 0 | 0 | 0 | -0.004064 | 0.002003
1996 | 350.9479 | 0 | 0 | 0 | 0 | 0 | 0 | 0 | 0.0008012
1996 | 350.9583 | 0 | 0 | 0 | 0 | 0 | 0 | 0 | 0.015623
1996 | 350.9688 | 0 | 0 | 0 | 0 | 0 | 0 | 0 | -0.0036054
1996 | 350.9792 | 0 | 0 | 0 | 0 | 0 | 0 | 0.008128 | 0.0076114
1996 | 350.9896 | 0 | 0 | 0 | 0 | 0 | 0 | 0.004064 | 0.010015
1996 | 351 | 0 | 0 | 0 | 0 | 0 | 0 | -0.008128 | -0.0048072
1996 | 351.0104 | 0 | 0 | 0 | 0 | 0 | 0 | -0.016256 | 0.0016024
1996 | 351.0208 | 0 | 0 | 0 | 0 | 0 | 0 | 0 | -0.0048072
1996 | 351.0313 | 0 | 0 | 0 | 0 | 0 | 0 | 0.004064 | 0.0072108
1996 | 351.0417 | 0 | 0 | 0 | 0 | 0 | 0 | -0.012192 | 0.0052078
1996 | 351.0521 | 0 | 0 | 0 | 0 | 0 | 0 | 0.016256 | -0.0008012
1996 | 351.0625 | 0 | 0 | 0 | 0 | 0 | 0 | 0 | 0.0028042
1996 | 351.0729 | 0 | 0 | 0 | 0 | 0 | 0 | 0.012192 | 0.012419
1996 | 351.0833 | 0 | 0 | 0 | 0 | 0 | 0 | 0 | 0.016825
1996 | 351.0938 | 0 | 0 | 0 | 0 | 0 | 0 | 0.008128 | -0.010816
1996 | 351.1042 | 0 | 0 | 0 | 0 | 0 | 0 | 0.008128 | 0.016825
1996 | 351.1146 | 0 | 0 | 0 | 0 | 0 | 0 | 0.004064 | -0.0016024
1996 | 351.125 | 0 | 0 | 0 | 0 | 0 | 0 | 0.016256 | 0.029244
1996 | 351.1354 | 0 | 0 | 0 | 0 | 0 | 0 | 0.016256 | 0.012018
1996 | 351.1458 | 0 | 0 | 0 | 0 | 0 | 0 | 0.012192 | 0.0084126
1996 | 351.1563 | 0 | 0 | 0 | 0 | 0 | 0 | 0.004064 | 0.0044066
1996 | 351.1667 | 0 | 0 | 0 | 0 | 0 | 0 | 0.016256 | 0.004006
1996 | 351.1771 | 0 | 0 | 0 | 0 | 0 | 0 | 0 | 0.022033
1996 | 351.1875 | 0 | 0 | 0 | 0 | 0 | 0 | 0.004064 | -0.0016024
1996 | 351.1979 | 0 | 0 | 0 | 0 | 0 | 0 | 0.004064 | -0.0056084
1996 | 351.2083 | 0 | 0 | 0 | 0 | 0 | 0 | -0.008128 | -0.004006
1996 | 351.2188 | 0 | 0 | 0 | 0 | 0 | 0 | 0.012192 | 0.0052078
1996 | 351.2292 | 0 | 0 | 0 | 0 | 0 | 0 | 0.004064 | 0.010816
1996 | 351.2396 | 0 | 0 | 0 | 0 | 0 | 0 | 0.004064 | 0.01362
1996 | 351.25 | 0 | 0 | 0 | 0 | 0 | 0 | -0.004064 | -0.0036054
1996 | 351.2604 | 0 | 0 | 0 | 0 | 0 | 0 | 0.012192 | 0.021232
1996 | 351.2708 | 0 | 0 | 0 | 0 | 0 | 0 | 0.008128 | 0.004006
1996 | 351.2813 | 0 | 0 | 0 | 0 | 0 | 0 | 0.016256 | 0.0024036
1996 | 351.2917 | 0 | 0 | 0 | 0 | 0 | 0 | 0.004064 | 0.0064096
1996 | 351.3021 | 0 | 0 | 0 | 0 | 0 | 0 | -0.008128 | -0.0044066
1996 | 351.3125 | 0 | 0 | 0 | 0 | 0 | 0 | -0.008128 | -0.0044066
1996 | 351.3229 | 0 | 0 | 0 | 0 | 0 | 0 | 0.016256 | 0.0036054
1996 | 351.3333 | 0 | 0 | 0 | 0 | 0 | 0 | -0.008128 | -0.0044066
1996 | 351.3438 | 0 | 0 | 0 | 0 | 0 | 0 | -0.004064 | 0.012419
1996 | 351.3542 | 0.024384 | 0 | 0 | 0 | 0 | 0 | -0.012192 | -0.0004006
1996 | 351.3646 | 0 | 0 | 0 | 0 | 0 | 0 | 0.004064 | 0.006009
1996 | 351.375 | 0 | 0 | 0 | 0 | 0 | 0 | 0.012192 | 0.016425
1996 | 351.3854 | 0 | 0 | 0 | 0 | 0 | 0 | 0.052832 | 0.054482
1996 | 351.3958 | 0 | 0 | 0 | 0 | 0 | 0 | 0.012192 | 0.022434
1996 | 351.4063 | 0 | 0 | 0 | 0 | 0 | 0 | 0.016256 | -0.0048072
1996 | 351.4167 | 0 | 0 | 0 | 0 | 0 | 0 | -0.016256 | -0.017626
1996 | 351.4271 | 0 | 0 | 0 | 0 | 0 | 0 | 0.036576 | 0.0008012
1996 | 351.4375 | 0 | 0 | 0 | 0 | 0 | 0 | 0.008128 | -0.0064096
1996 | 351.4479 | 0 | 0 | 0 | 0 | 0 | 0 | 0.008128 | -0.0036054
1996 | 351.4583 | 0 | 0 | 0 | 0 | 0 | 0 | 0.004064 | -0.0064096
1996 | 351.4688 | 0 | 0 | 0 | 0 | 0 | 0 | 0.02032 | 0.0068102
1996 | 351.4792 | 0 | 0 | 0 | 0 | 0 | 0 | 0.016256 | 0.0016024
1996 | 351.4896 | 0 | 0 | 0 | 0 | 0 | 0 | 0.008128 | 0.0092138
1996 | 351.5 | 0 | 0 | 0 | 0 | 0 | 0 | 0.024384 | -0.0008012
1996 | 351.5104 | 0 | 0 | 0 | 0 | 0 | 0 | -0.012192 | -0.006009
1996 | 351.5208 | 0 | 0 | 0 | 0 | 0 | 0 | 0 | 0.0044066
1996 | 351.5313 | 0 | 0 | 0 | 0 | 0 | 0 | 0.02032 | 0.014822
1996 | 351.5417 | 0 | 0 | 0 | 0 | 0 | 0 | 0.06096 | 0.028042
1996 | 351.5521 | 0 | 0 | 0 | 0 | 0 | 0 | 0.016256 | 0.0052078
1996 | 351.5625 | 0 | 0 | 0 | 0 | 0 | 0 | 0.036576 | 0.032849
1996 | 351.5729 | 0 | 0 | 0 | 0 | 0 | 0 | 0.024384 | 0.011617
1996 | 351.5833 | 0 | 0 | 0 | 0 | 0 | 0 | -0.004064 | 0.016024
1996 | 351.5938 | 0 | 0 | 0 | 0 | 0 | 0 | 0.008128 | 0.0044066
1996 | 351.6042 | 0 | 0 | 0 | 0 | 0 | 0 | 0.04064 | 0.027641
1996 | 351.6146 | 0 | 0 | 0 | 0 | 0 | 0 | 0.044704 | 0.014021
1996 | 351.625 | 0 | 0 | 0 | 0 | 0 | 0 | 0.028448 | 0.011617
1996 | 351.6354 | 0 | 0 | 0 | 0 | 0 | 0 | -0.012192 | 0.010416
1996 | 351.6458 | 0 | 0 | 0 | 0 | 0 | 0 | 0.065024 | 0.019229
1996 | 351.6563 | 0 | 0 | 0 | 0 | 0 | 0 | 0.008128 | 0.0076114
1996 | 351.6667 | 0 | 0 | 0 | 0 | 0 | 0 | 0.024384 | -0.01362
1996 | 351.6771 | 0 | 0 | 0 | 0 | 0 | 0 | 0.06096 | 0.035653
1996 | 351.6875 | 0 | 0 | 0 | 0 | 0 | 0 | 0.016256 | 0.044066
1996 | 351.6979 | 0 | 0 | 0 | 0 | 0 | 0 | 0.004064 | 0.02644
1996 | 351.7083 | 0 | 0 | 0 | 0 | 0 | 0 | 0.032512 | 0.010816
1996 | 351.7188 | 0 | 0 | 0 | 0 | 0 | 0 | -0.012192 | 0.011617
1996 | 351.7292 | 0 | 0 | 0 | 0 | 0 | 0 | -0.008128 | 0.012819
1996 | 351.7396 | 0 | 0 | 0 | 0 | 0 | 0 | -0.008128 | 0.018828
1996 | 351.75 | 0 | 0 | 0 | 0 | 0 | 0 | 0 | 0.0072108
1996 | 351.7604 | 0 | 0 | 0 | 0 | 0 | 0 | 0.004064 | 0.0012018
1996 | 351.7708 | 0 | 0 | 0 | 0 | 0 | 0 | 0.012192 | 0.008012
1996 | 351.7813 | 0 | 0 | 0 | 0 | 0 | 0 | 0.004064 | -0.0096144
1996 | 351.7917 | 0 | 0 | 0 | 0 | 0 | 0 | 0.02032 | -0.006009
1996 | 351.8021 | 0 | 0 | 0 | 0 | 0 | 0 | 0 | 0.0084126
1996 | 351.8125 | 0 | 0 | 0 | 0 | 0 | 0 | 0.008128 | 0.011217
1996 | 351.8229 | 0 | 0 | 0 | 0 | 0 | 0 | 0.016256 | -0.0068102
1996 | 351.8333 | 0 | 0 | 0 | 0 | 0 | 0 | 0.004064 | 0.0052078
1996 | 351.8438 | 0.024384 | 0 | 0 | 0 | 0 | 0 | 0.004064 | 0.0052078
1996 | 351.8542 | 0 | 0 | 0 | 0 | 0 | 0 | 0.012192 | -0.0004006
1996 | 351.8646 | 0 | 0 | 0 | 0.045668 | 0 | 0 | 0.012192 | -2.2737e-13
1996 | 351.875 | 0 | 0 | 0 | 0.022434 | 0 | 0 | 0.012192 | 0.037656
1996 | 351.8854 | 0 | 0 | 0 | 0 | 0 | 0 | -0.036576 | -0.016825
1996 | 351.8958 | 0 | 0 | 0 | 0 | 0 | 0 | 0.004064 | 0.0004006
1996 | 351.9063 | 0 | 0 | 0 | 0 | 0 | 0 | -0.008128 | 0.030446
1996 | 351.9167 | 0 | 0 | 0 | 0 | 0 | 0 | 0.012192 | 0.016425
1996 | 351.9271 | 0 | 0 | 0 | 0.027241 | 0 | 0 | 0.004064 | -0.016024
1996 | 351.9375 | 0 | 0 | 0 | 0 | 0 | 0 | -0.008128 | -0.0044066
1996 | 351.9479 | 0 | 0 | 0.056896 | 0.15383 | 0 | 0 | -0.008128 | 0.015623
1996 | 351.9583 | 0 | 0 | 0.1463 | 0.10335 | 0 | 0 | 0.012192 | 0.054482
1996 | 351.9688 | 0 | 0 | 0.032512 | 0 | 0 | 0 | 0.02032 | -0.016024
1996 | 351.9792 | 0 | 0 | 0.4064 | 0.37737 | 0 | 0 | 0 | 0
1996 | 351.9896 | 0 | 0 | 0.28448 | 0.2019 | 0 | 0 | 0 | 0
1996 | 352 | 0 | 0 | 0.073152 | 0.2644 | 0 | 0 | -2.2737e-13 | -0.012419
1996 | 352.0104 | 0 | 0 | 0.18694 | 0.06009 | 0 | 0 | 0 | -0.002003
1996 | 352.0208 | 0 | 0 | 0.26822 | 0.22994 | 0 | 0 | -0.012192 | 0.041662
1996 | 352.0313 | 0 | 0 | 0 | 0.14261 | 0 | 0 | -0.004064 | 0.0028042
1996 | 352.0417 | 0 | 0 | 0.04064 | 0 | 0 | 0 | 0.028448 | 0.056485
1996 | 352.0521 | 0 | 0 | 0 | 0.084126 | 0 | 0 | -0.012192 | -0.01322
1996 | 352.0625 | 0 | 0 | 0.04064 | 0 | 0 | 0 | 0.008128 | 0.017626
1996 | 352.0729 | 0 | 0 | 0.073152 | 0.069704 | 0 | 0 | 0.008128 | -0.0036054
1996 | 352.0833 | 0 | 0 | 0.2032 | 0.11698 | 0 | 0 | 0 | 0
1996 | 352.0938 | 0 | 0 | 0.13005 | 0.16745 | 0 | 0 | 0.012192 | 0.040861
1996 | 352.1042 | 0 | 0 | 0.04064 | 0 | 0 | 0 | 0.012192 | 0.040461
1996 | 352.1146 | 0 | 0 | 0.04064 | 0 | 0 | 0 | 0 | -0.042464
1996 | 352.125 | 0 | 0 | 0.21946 | 0.10496 | 0 | 0 | 0.012192 | -0.0012018
1996 | 352.1354 | 0 | 0 | 0.056896 | 0 | 0 | 0 | -0.016256 | -0.010816
1996 | 352.1458 | 0 | 0 | 0 | 0 | 0 | 0 | 0.032512 | 0.021232
1996 | 352.1563 | 0 | 0 | 0 | 0 | 0 | 0 | 0.073152 | 0.0028042
1996 | 352.1667 | 0 | 0 | 0 | 0 | 0 | 0 | -0.008128 | 0.044467
1996 | 352.1771 | 0 | 0 | 0.08128 | 0.13861 | 0 | 0 | -0.012192 | -0.0008012
1996 | 352.1875 | 0 | 0 | 0.048768 | 0.037656 | 0 | 0 | -0.004064 | 0.02644
1996 | 352.1979 | 0 | 0 | 0.032512 | 0.12258 | 0 | 0 | -0.004064 | -0.0036054
1996 | 352.2083 | 0 | 0 | 0 | 0 | 0 | 0 | 0.10973 | 0.18227
1996 | 352.2188 | 0 | 0 | 0 | 0.081722 | 0 | 0 | -0.052832 | 0.029244
1996 | 352.2292 | 0 | 0 | 0 | 0 | 0 | 0 | 0.02032 | -0.015223
1996 | 352.2396 | 0 | 0.031247 | 0.04064 | 0 | 0 | 0 | 0.012192 | 0.030045
1996 | 352.25 | 0 | 0 | 0.032512 | 0 | 0 | 0 | 0.004064 | 0.0024036
1996 | 352.2604 | 0 | 0 | 0 | 0 | 0 | 0 | -0.004064 | 0.032849
1996 | 352.2708 | 0 | 0 | 0 | 0 | 0 | 0 | 0 | 0.039659
1996 | 352.2813 | 0 | 0 | 0 | 0 | 0 | 0 | 0.012192 | 0.040861
1996 | 352.2917 | 0 | 0 | 0 | 0 | 0 | 0 | 0.04064 | 0.016024
1996 | 352.3021 | 0.024384 | 0 | 0 | 0 | 0 | 0 | 0.012192 | 0.014822
1996 | 352.3125 | 0 | 0 | 0 | 0.043265 | 0 | 0 | 0.024384 | 0.041262
1996 | 352.3229 | 0 | 0 | 0 | 0 | 0 | 0 | 0.032512 | 0.050075
1996 | 352.3333 | 0 | 0 | 0 | 0 | 0 | 0 | 0.004064 | -0.0064096
1996 | 352.3438 | 0 | 0 | 0 | 0 | 0 | 0 | 0.028448 | 0.048873
1996 | 352.3542 | 0 | 0 | 0 | 0 | 0 | 0 | 0.004064 | 0.008012
1996 | 352.3646 | 0 | 0 | 0 | 0 | 0 | 0 | 0.032512 | 0.012419
1996 | 352.375 | 0 | 0 | 0 | 0 | 0 | 0 | -0.004064 | -0.035253
1996 | 352.3854 | 0.056896 | 0 | 0 | 0 | 0 | 0 | 0.016256 | -0.030446
1996 | 352.3958 | 0 | 0 | 0 | 0 | 0 | 0 | 0.016256 | 0.032048
1996 | 352.4063 | 0 | 0 | 0 | 0 | 0 | 0 | -0.052832 | -0.043265
1996 | 352.4167 | 0 | 0 | 0 | 0 | 0 | 0 | 0.036576 | 0.086129
1996 | 352.4271 | 0 | 0 | 0 | 0 | 0 | 0 | 0.048768 | 0.054482
1996 | 352.4375 | 0 | 0.037656 | 0 | 0 | 0 | 0 | 0.044704 | 0.027641
1996 | 352.4479 | 0 | 0 | 0 | 0 | 0 | 0 | 0.04064 | 0.034852
1996 | 352.4583 | 0.032512 | 0 | 0 | 0 | 0 | 0 | 0.016256 | 0.04647
1996 | 352.4688 | 0 | 0 | 0 | 0 | 0 | 0 | 0.06096 | 0.011217
1996 | 352.4792 | 0 | 0 | 0 | 0 | 0 | 0 | 0.052832 | 0.061692
1996 | 352.4896 | 0 | 0 | 0 | 0 | 0 | 0 | -0.065024 | 0.002003
1996 | 352.5 | 0 | 0 | 0 | 0 | 0 | 0 | 0.036576 | 0.030446
1996 | 352.5104 | 0 | 0 | 0 | 0 | 0 | 0 | 0.012192 | -0.014822
1996 | 352.5208 | 0 | 0 | 0 | 0 | 0 | 0 | 0.08128 | 0.04647
1996 | 352.5313 | 0 | 0.024036 | 0 | 0 | 0 | 0 | -0.052832 | 0.0096144
1996 | 352.5417 | 0 | 0 | 0 | 0 | 0 | 0 | 0.052832 | 0.074912
1996 | 352.5521 | 0 | 0 | 0 | 0 | 0 | 0 | 0.004064 | 0.0052078
1996 | 352.5625 | 0 | 0 | 0 | 0 | 0 | 0 | 0.056896 | 0.039259
1996 | 352.5729 | 0 | 0 | 0 | 0 | 0 | 0 | 0.036576 | 0.080921
1996 | 352.5833 | 0 | 0.057686 | 0 | 0 | 0 | 0 | 0.02032 | 0.0072108
1996 | 352.5938 | 0 | 0 | 0 | 0 | 0 | 0 | 0.004064 | 0.047271
1996 | 352.6042 | 0 | 0 | 0 | 0 | 0 | 0 | 0.1016 | 0.045268
1996 | 352.6146 | 0.048768 | 0 | 0 | 0 | 0 | 0 | -0.004064 | -0.020831
1996 | 352.625 | 0 | 0 | 0 | 0 | 0 | 0 | 0.1016 | 0.094942
1996 | 352.6354 | 0 | 0.057686 | 0 | 0 | 0 | 0 | -0.028448 | 0.024036
1996 | 352.6458 | 0 | 0 | 0 | 0 | 0 | 0 | 0.016256 | 0.068102
1996 | 352.6563 | 0 | 0 | 0 | 0 | 0 | 0 | 0.069088 | 0.054081
1996 | 352.6667 | 0 | 0 | 0 | 0 | 0 | 0 | 0.056896 | 0.0096144
1996 | 352.6771 | 0 | 0 | 0 | 0 | 0 | 0 | 0.065024 | 0.058888
1996 | 352.6875 | 0.065024 | 0 | 0 | 0 | 0 | 0 | 0.012192 | -0.042464
1996 | 352.6979 | 0 | 0 | 0 | 0 | 0 | 0 | 0.06096 | 0.070506
1996 | 352.7083 | 0 | 0 | 0 | 0 | 0 | 0 | -0.012192 | 0.0068102
1996 | 352.7188 | 0 | 0 | 0 | 0 | 0 | 0 | 0.093472 | 0.088533
1996 | 352.7292 | 0 | 0 | 0 | 0 | 0 | 0 | 0.044704 | 0.0052078
1996 | 352.7396 | 0 | 0 | 0 | 0 | 0 | 0 | 0.024384 | 0.019629
1996 | 352.75 | 0 | 0 | 0 | 0 | 0 | 0 | 0.008128 | 0.019629
1996 | 352.7604 | 0 | 0 | 0 | 0 | 0 | 0 | 0.012192 | 0.040461
1996 | 352.7708 | 0 | 0 | 0 | 0 | 0 | 0 | 0.04064 | 0.016825
1996 | 352.7813 | 0 | 0 | 0 | 0 | 0 | 0 | 0.016256 | 0.024837
1996 | 352.7917 | 0 | 0 | 0 | 0 | 0 | 0 | 0.028448 | 0.0088132
1996 | 352.8021 | 0 | 0 | 0 | 0 | 0 | 0 | 0.02032 | 0.012819
1996 | 352.8125 | 0 | 0 | 0 | 0 | 0 | 0 | 0.008128 | 0.016024
1996 | 352.8229 | 0 | 0 | 0 | 0 | 0 | 0 | -0.016256 | -0.0056084
1996 | 352.8333 | 0 | 0 | 0 | 0 | 0 | 0 | -0.004064 | -0.006009
1996 | 352.8438 | 0 | 0 | 0 | 0 | 0 | 0 | 0.004064 | -0.004006
1996 | 352.8542 | 0 | 0 | 0 | 0 | 0 | 0 | -0.004064 | 0.0084126
1996 | 352.8646 | 0 | 0.035253 | 0 | 0 | 0 | 0 | -0.004064 | 0.010015
1996 | 352.875 | 0 | 0 | 0 | 0 | 0 | 0 | 0.02032 | 0.015223
1996 | 352.8854 | 0 | 0 | 0 | 0 | 0 | 0 | -0.004064 | 0.010015
1996 | 352.8958 | 0 | 0.029644 | 0 | 0 | 0 | 0 | -0.028448 | 0.0036054
1996 | 352.9063 | 0 | 0 | 0 | 0 | 0 | 0 | 0.028448 | 0.012819
1996 | 352.9167 | 0 | 0 | 0 | 0 | 0 | 0 | 0.004064 | 0.023235
1996 | 352.9271 | 0 | 0 | 0 | 0 | 0 | 0 | 0.044704 | 0.021232
1996 | 352.9375 | 0 | 0 | 0 | 0 | 0 | 0 | 0.016256 | 0.02684
1996 | 352.9479 | 0 | 0 | 0 | 0 | 0 | 0 | 0.012192 | 0.037656
1996 | 352.9583 | 0 | 0.021632 | 0 | 0 | 0 | 0 | 2.2737e-13 | -0.014422
1996 | 352.9688 | 0 | 0 | 0 | 0 | 0 | 0 | -2.2737e-13 | 0.030045
1996 | 352.9792 | 0 | 0 | 0 | 0 | 0 | 0 | 0.028448 | 0.034452
1996 | 352.9896 | 0 | 0 | 0 | 0 | 0 | 0 | 0.012192 | 0.022834
1996 | 353 | 0 | 0 | 0 | 0 | 0 | 0 | 0.008128 | -0.01322
1996 | 353.0104 | 0 | 0 | 0 | 0 | 0 | 0 | 0.016256 | 0.041262
1996 | 353.0208 | 0 | 0 | 0 | 0 | 0 | 0 | 0.016256 | -0.0096144
1996 | 353.0313 | 0 | 0 | 0 | 0 | 0 | 0 | -0.008128 | 0.016024
1996 | 353.0417 | 0 | 0 | 0 | 0 | 0 | 0 | 0.008128 | 0.019229
1996 | 353.0521 | 0 | 0 | 0 | 0 | 0 | 0 | 0.016256 | 0.0096144
1996 | 353.0625 | 0 | 0 | 0 | 0 | 0 | 0 | 0.004064 | -0.018428
1996 | 353.0729 | 0 | 0 | 0 | 0 | 0 | 0 | 0 | 0.012819
1996 | 353.0833 | 0 | 0 | 0 | 0 | 0 | 0 | -0.004064 | 0.023235
1996 | 353.0938 | 0 | 0 | 0 | 0 | 0 | 0 | 0.012192 | -0.0092138
1996 | 353.1042 | 0 | 0 | 0 | 0 | 0 | 0 | 0.004064 | 0.022834
1996 | 353.1146 | 0 | 0 | 0 | 0 | 0 | 0 | 0.004064 | 0.0016024
1996 | 353.125 | 0 | 0 | 0 | 0 | 0 | 0 | -0.004064 | -0.012419
1996 | 353.1354 | 0 | 0 | 0 | 0 | 0 | 0 | 0.012192 | 0.014021
1996 | 353.1458 | 0 | 0 | 0 | 0 | 0 | 0 | 0 | 0.014822
1996 | 353.1563 | 0 | 0 | 0 | 0 | 0 | 0 | 0.012192 | -0.0028042
1996 | 353.1667 | 0 | 0 | 0 | 0 | 0 | 0 | 0.004064 | 0.017226
1996 | 353.1771 | 0 | 0 | 0 | 0 | 0 | 0 | 0.004064 | 0.010816
1996 | 353.1875 | 0 | 0 | 0 | 0 | 0 | 0 | 0.004064 | -2.2737e-13
1996 | 353.1979 | 0 | 0 | 0 | 0 | 0 | 0 | 0 | 0.0032048
1996 | 353.2083 | 0 | 0 | 0 | 0 | 0 | 0 | 0.004064 | 0.014021
1996 | 353.2188 | 0 | 0 | 0 | 0 | 0 | 0 | 0.004064 | 0.0024036
1996 | 353.2292 | 0 | 0 | 0 | 0 | 0 | 0 | 0 | 0.0064096
1996 | 353.2396 | 0 | 0 | 0 | 0 | 0 | 0 | 0 | -0.0028042
1996 | 353.25 | 0 | 0 | 0 | 0 | 0 | 0 | -0.004064 | 0.0044066
1996 | 353.2604 | 0 | 0 | 0 | 0 | 0 | 0 | 0.016256 | -0.0028042
1996 | 353.2708 | 0 | 0 | 0 | 0 | 0 | 0 | 0.004064 | 0.016825
1996 | 353.2813 | 0 | 0 | 0 | 0 | 0 | 0 | 0 | 0.0088132
1996 | 353.2917 | 0 | 0 | 0 | 0 | 0 | 0 | 0.004064 | 0.010416
1996 | 353.3021 | 0 | 0 | 0 | 0 | 0 | 0 | 0.004064 | -0.002003
1996 | 353.3125 | 0 | 0 | 0 | 0 | 0 | 0 | 0.004064 | 0.020831
1996 | 353.3229 | 0 | 0 | 0 | 0 | 0 | 0 | 0 | -0.011217
1996 | 353.3333 | 0 | 0 | 0 | 0 | 0 | 0 | 0.008128 | 0.01362
1996 | 353.3438 | 0 | 0 | 0 | 0 | 0 | 0 | 0.004064 | -0.0068102
1996 | 353.3542 | 0 | 0 | 0 | 0 | 0 | 0 | 0.008128 | 0.014422
1996 | 353.3646 | 0 | 0 | 0 | 0 | 0 | 0 | -0.012192 | 0.0028042
1996 | 353.375 | 0 | 0 | 0 | 0 | 0 | 0 | 0 | 0.0072108
1996 | 353.3854 | 0 | 0 | 0 | 0 | 0 | 0 | 0.012192 | 0.0068102
1996 | 353.3958 | 0 | 0 | 0 | 0 | 0 | 0 | -0.024384 | -0.011217
1996 | 353.4063 | 0 | 0 | 0 | 0 | 0 | 0 | 0.004064 | 0.0024036
1996 | 353.4167 | 0 | 0 | 0 | 0 | 0 | 0 | 0.012192 | 0.017626
1996 | 353.4271 | 0 | 0 | 0 | 0 | 0 | 0 | 0.016256 | 0.0052078
1996 | 353.4375 | 0 | 0 | 0 | 0 | 0 | 0 | 0.032512 | 0.017626
1996 | 353.4479 | 0 | 0 | 0 | 0 | 0 | 0 | 0.008128 | 0.011217
1996 | 353.4583 | 0 | 0 | 0 | 0 | 0 | 0 | 0.028448 | 0.022834
1996 | 353.4688 | 0 | 0 | 0 | 0 | 0 | 0 | 0.02032 | 0.019629
1996 | 353.4792 | 0 | 0 | 0 | 0 | 0 | 0 | 0.016256 | 0.014021
1996 | 353.4896 | 0 | 0 | 0 | 0 | 0 | 0 | 0.028448 | 0.015623
1996 | 353.5 | 0 | 0 | 0 | 0 | 0 | 0 | 0.004064 | 0.0068102
1996 | 353.5104 | 0 | 0 | 0 | 0 | 0 | 0 | 0.024384 | 0.0036054
1996 | 353.5208 | 0 | 0 | 0 | 0 | 0 | 0 | 0.004064 | 0.004006
1996 | 353.5313 | 0 | 0 | 0 | 0 | 0 | 0 | 0.016256 | 0.018428
1996 | 353.5417 | 0 | 0 | 0 | 0 | 0 | 0 | 0.012192 | -0.0008012
1996 | 353.5521 | 0 | 0 | 0 | 0 | 0 | 0 | -0.004064 | -0.0028042
1996 | 353.5625 | 0 | 0 | 0 | 0 | 0 | 0 | 0.008128 | 0.023235
1996 | 353.5729 | 0 | 0 | 0 | 0 | 0 | 0 | 0.04064 | 0.036855
1996 | 353.5833 | 0 | 0 | 0 | 0 | 0 | 0 | 0.02032 | -0.0072108
1996 | 353.5938 | 0 | 0 | 0 | 0 | 0 | 0 | 0.016256 | 0.031247
1996 | 353.6042 | 0 | 0 | 0 | 0 | 0 | 0 | 0.02032 | 0.043265
1996 | 353.6146 | 0 | 0 | 0 | 0 | 0 | 0 | 0.044704 | -0.022434
1996 | 353.625 | 0 | 0 | 0 | 0 | 0 | 0 | 0.024384 | 0.030446
1996 | 353.6354 | 0 | 0 | 0 | 0 | 0 | 0 | 0.032512 | 0.012419
1996 | 353.6458 | 0 | 0 | 0 | 0 | 0 | 0 | 0.008128 | 0.0044066
1996 | 353.6563 | 0 | 0 | 0 | 0 | 0 | 0 | 0.024384 | 0.051277
1996 | 353.6667 | 0 | 0 | 0 | 0 | 0 | 0 | 0.032512 | 0.010816
1996 | 353.6771 | 0 | 0 | 0 | 0 | 0 | 0 | 0.02032 | 0.012018
1996 | 353.6875 | 0 | 0 | 0 | 0 | 0 | 0 | 0.008128 | -0.0048072
1996 | 353.6979 | 0 | 0 | 0 | 0 | 0 | 0 | 0.028448 | 0.042864
1996 | 353.7083 | 0 | 0 | 0 | 0 | 0 | 0 | 0.032512 | 0.02644
1996 | 353.7188 | 0 | 0 | 0 | 0 | 0 | 0 | 0.016256 | 0.0068102
1996 | 353.7292 | 0 | 0 | 0 | 0 | 0 | 0 | 0.02032 | 0.01322
1996 | 353.7396 | 0 | 0 | 0 | 0 | 0 | 0 | 0.004064 | 0.0052078
1996 | 353.75 | 0 | 0 | 0 | 0 | 0 | 0 | 0 | 0.0048072
1996 | 353.7604 | 0 | 0 | 0 | 0 | 0 | 0 | -0.004064 | -0.0092138
1996 | 353.7708 | 0 | 0 | 0 | 0 | 0 | 0 | 0 | 0.0068102
1996 | 353.7813 | 0 | 0 | 0 | 0 | 0 | 0 | 0 | 0.0004006
1996 | 353.7917 | 0 | 0 | 0 | 0 | 0 | 0 | 0.004064 | -0.0036054
1996 | 353.8021 | 0 | 0 | 0 | 0 | 0 | 0 | -0.004064 | -0.0012018
1996 | 353.8125 | 0 | 0 | 0 | 0 | 0 | 0 | -0.012192 | -0.0092138
1996 | 353.8229 | 0 | 0 | 0 | 0 | 0 | 0 | 0.008128 | 0.008012
1996 | 353.8333 | 0 | 0 | 0 | 0 | 0 | 0 | 0.008128 | 0.025238
1996 | 353.8438 | 0 | 0 | 0 | 0 | 0 | 0 | -0.004064 | -0.0076114
1996 | 353.8542 | 0 | 0 | 0 | 0 | 0 | 0 | 0.004064 | 0.0032048
1996 | 353.8646 | 0 | 0 | 0 | 0 | 0 | 0 | 0 | 0.0056084
1996 | 353.875 | 0 | 0 | 0 | 0 | 0 | 0 | 0.004064 | -0.0008012
1996 | 353.8854 | 0 | 0 | 0 | 0 | 0 | 0 | 0 | -0.0048072
1996 | 353.8958 | 0 | 0 | 0 | 0 | 0 | 0 | 0 | 0.0064096
1996 | 353.9063 | 0 | 0 | 0 | 0 | 0 | 0 | 0.004064 | 0.0064096
1996 | 353.9167 | 0 | 0 | 0 | 0 | 0 | 0 | 0 | 0.0004006
1996 | 353.9271 | 0 | 0 | 0 | 0 | 0 | 0 | -0.008128 | -0.0008012
1996 | 353.9375 | 0 | 0 | 0 | 0 | 0 | 0 | 0.004064 | -0.008012
1996 | 353.9479 | 0 | 0 | 0 | 0 | 0 | 0 | 0 | -0.0012018
1996 | 353.9583 | 0 | 0 | 0 | 0 | 0 | 0 | 0 | 0.012018
1996 | 353.9688 | 0 | 0 | 0 | 0 | 0 | 0 | 0.012192 | 0.014422
1996 | 353.9792 | 0 | 0 | 0 | 0 | 0 | 0 | 0.008128 | 0.006009
1996 | 353.9896 | 0 | 0 | 0 | 0 | 0 | 0 | 0 | 0.015223
1996 | 354 | 0 | 0 | 0 | 0 | 0 | 0 | 0 | -0.0068102
1996 | 354.0104 | 0 | 0 | 0 | 0 | 0 | 0 | 0.004064 | 0.0076114
1996 | 354.0208 | 0 | 0 | 0 | 0 | 0 | 0 | 0.004064 | 0.0084126
1996 | 354.0313 | 0 | 0 | 0 | 0 | 0 | 0 | -0.008128 | 0.0012018
1996 | 354.0417 | 0 | 0 | 0 | 0 | 0 | 0 | 0 | 0.0092138
1996 | 354.0521 | 0 | 0 | 0 | 0 | 0 | 0 | 0.004064 | -0.0052078
1996 | 354.0625 | 0 | 0 | 0 | 0 | 0 | 0 | -0.004064 | -0.0016024
1996 | 354.0729 | 0 | 0 | 0 | 0 | 0 | 0 | 0.008128 | 0.017626
1996 | 354.0833 | 0 | 0 | 0 | 0 | 0 | 0 | 0 | 0
1996 | 354.0938 | 0 | 0 | 0 | 0 | 0 | 0 | -0.004064 | 0.0004006
1996 | 354.1042 | 0 | 0 | 0 | 0 | 0 | 0 | 0.004064 | -0.0032048
1996 | 354.1146 | 0 | 0 | 0 | 0 | 0 | 0 | 0 | 0.006009
1996 | 354.125 | 0 | 0 | 0 | 0 | 0 | 0 | 0 | 0.0036054
1996 | 354.1354 | 0 | 0 | 0 | 0 | 0 | 0 | 0 | 0.0024036
1996 | 354.1458 | 0 | 0 | 0 | 0 | 0 | 0 | -0.008128 | -0.01362
1996 | 354.1563 | 0 | 0 | 0 | 0 | 0 | 0 | 0.008128 | 0.012419
1996 | 354.1667 | 0 | 0 | 0 | 0 | 0 | 0 | 0 | -0.0004006
1996 | 354.1771 | 0 | 0 | 0 | 0 | 0 | 0 | 0 | 0.01362
1996 | 354.1875 | 0 | 0 | 0 | 0 | 0 | 0 | 0 | -0.012419
1996 | 354.1979 | 0 | 0 | 0 | 0 | 0 | 0 | -0.004064 | 0.0088132
1996 | 354.2083 | 0 | 0 | 0 | 0 | 0 | 0 | 0.004064 | -0.002003
1996 | 354.2188 | 0 | 0 | 0 | 0 | 0 | 0 | -0.004064 | 0.0072108
1996 | 354.2292 | 0 | 0 | 0 | 0 | 0 | 0 | 0.004064 | -0.0044066
1996 | 354.2396 | 0 | 0 | 0 | 0 | 0 | 0 | -0.004064 | 0.0016024
1996 | 354.25 | 0 | 0 | 0 | 0 | 0 | 0 | -0.012192 | -0.020431
1996 | 354.2604 | 0 | 0 | 0 | 0 | 0 | 0 | 0 | -0.008012
1996 | 354.2708 | 0 | 0 | 0 | 0 | 0 | 0 | 0.016256 | 0.018027
1996 | 354.2813 | 0 | 0 | 0 | 0 | 0 | 0 | 0 | 0.014822
1996 | 354.2917 | 0 | 0 | 0 | 0 | 0 | 0 | 0 | -0.0056084
1996 | 354.3021 | 0 | 0 | 0 | 0 | 0 | 0 | 0 | 0
1996 | 354.3125 | 0 | 0 | 0 | 0 | 0 | 0 | -0.012192 | 0.010416
1996 | 354.3229 | 0 | 0 | 0 | 0 | 0 | 0 | 0.004064 | -0.0016024
1996 | 354.3333 | 0 | 0 | 0 | 0 | 0 | 0 | 0.004064 | 0.0092138
1996 | 354.3438 | 0 | 0 | 0 | 0 | 0 | 0 | 0.004064 | -0.012419
1996 | 354.3542 | 0 | 0 | 0 | 0 | 0 | 0 | -0.012192 | 0.0072108
1996 | 354.3646 | 0 | 0 | 0 | 0 | 0 | 0 | -0.004064 | -0.0064096
1996 | 354.375 | 0 | 0 | 0 | 0 | 0 | 0 | -0.008128 | 0.016825
1996 | 354.3854 | 0 | 0 | 0 | 0 | 0 | 0 | 0 | -0.0064096
1996 | 354.3958 | 0.04064 | 0 | 0 | 0 | 0 | 0 | -0.004064 | -0.011617
1996 | 354.4063 | 0 | 0 | 0 | 0 | 0 | 0 | 0.004064 | 0.012419
1996 | 354.4167 | 0.016256 | 0 | 0 | 0 | 0 | 0 | 0.012192 | 0.0068102
1996 | 354.4271 | 0 | 0 | 0 | 0 | 0 | 0 | 0.024384 | 0.036855
1996 | 354.4375 | 0 | 0 | 0 | 0 | 0 | 0 | 0.036576 | 0.014822
1996 | 354.4479 | 0 | 0 | 0 | 0 | 0 | 0 | -0.004064 | 0.010816
1996 | 354.4583 | 0 | 0 | 0 | 0 | 0 | 0 | 0.02032 | 0.031647
1996 | 354.4688 | 0 | 0 | 0 | 0 | 0 | 0 | 0.036576 | 0.021632
1996 | 354.4792 | 0 | 0 | 0 | 0 | 0 | 0 | 0.052832 | 0.034051
1996 | 354.4896 | 0 | 0 | 0 | 0 | 0 | 0 | 0.016256 | 0.004006
1996 | 354.5 | 0.032512 | 0 | 0 | 0 | 0 | 0 | 0.004064 | -0.0028042
1996 | 354.5104 | 0 | 0 | 0 | 0 | 0 | 0 | 0.02032 | 0.0024036
1996 | 354.5208 | 0 | 0 | 0 | 0 | 0 | 0 | 0.004064 | 0.008012
1996 | 354.5313 | 0 | 0 | 0 | 0 | 0 | 0 | 0.032512 | 0.0084126
1996 | 354.5417 | 0 | 0 | 0 | 0 | 0 | 0 | 0.06096 | 0.035253
1996 | 354.5521 | 0 | 0 | 0 | 0 | 0 | 0 | 0.048768 | 0.0092138
1996 | 354.5625 | 0 | 0 | 0 | 0 | 0 | 0 | 0.04064 | 0.043665
1996 | 354.5729 | 0 | 0 | 0 | 0 | 0 | 0 | 0.048768 | 0.0012018
1996 | 354.5833 | 0 | 0 | 0 | 0 | 0 | 0 | 0.004064 | 0.0008012
1996 | 354.5938 | 0 | 0 | 0 | 0 | 0 | 0 | 0.036576 | -0.0032048
1996 | 354.6042 | 0 | 0 | 0 | 0 | 0 | 0 | 0.016256 | -0.0068102
1996 | 354.6146 | 0 | 0 | 0 | 0 | 0 | 0 | 0.04064 | 0.025638
1996 | 354.625 | 0 | 0 | 0 | 0 | 0 | 0 | 0.004064 | 2.2737e-13
1996 | 354.6354 | 0 | 0 | 0 | 0 | 0 | 0 | 0.02032 | -0.0084126
1996 | 354.6458 | 0 | 0 | 0 | 0 | 0 | 0 | 0.016256 | 0.0088132
1996 | 354.6563 | 0 | 0 | 0 | 0 | 0 | 0 | 2.2737e-13 | 0.002003
1996 | 354.6667 | 0 | 0 | 0 | 0 | 0 | 0 | 0.024384 | 0.024437
1996 | 354.6771 | 0 | 0 | 0 | 0 | 0 | 0 | 0.012192 | -0.0052078
1996 | 354.6875 | 0 | 0 | 0 | 0 | 0 | 0 | 0.024384 | 0.010015
1996 | 354.6979 | 0 | 0 | 0 | 0 | 0 | 0 | 0.032512 | 0.016825
1996 | 354.7083 | 0 | 0 | 0 | 0 | 0 | 0 | 0.012192 | 0.0052078
1996 | 354.7188 | 0 | 0 | 0 | 0 | 0 | 0 | 0.008128 | 0.0084126
1996 | 354.7292 | 0 | 0 | 0 | 0 | 0 | 0 | 0.004064 | 0.01322
1996 | 354.7396 | 0 | 0 | 0 | 0 | 0 | 0 | -0.004064 | -0.010015
1996 | 354.75 | 0 | 0 | 0 | 0 | 0 | 0 | 0 | 0.0016024
1996 | 354.7604 | 0 | 0 | 0 | 0 | 0 | 0 | -0.004064 | -0.0088132
1996 | 354.7708 | 0 | 0 | 0 | 0 | 0 | 0 | 0.004064 | 0.0032048
1996 | 354.7813 | 0 | 0 | 0 | 0 | 0 | 0 | 0 | -0.006009
1996 | 354.7917 | 0 | 0 | 0 | 0 | 0 | 0 | 0 | 0.0024036
1996 | 354.8021 | 0 | 0 | 0 | 0 | 0 | 0 | 0.004064 | 0.0064096
1996 | 354.8125 | 0 | 0 | 0 | 0 | 0 | 0 | 0.004064 | 0.0044066
1996 | 354.8229 | 0 | 0 | 0 | 0 | 0 | 0 | 0 | 0.0004006
1996 | 354.8333 | 0 | 0 | 0 | 0 | 0 | 0 | 0 | 0.006009
1996 | 354.8438 | 0 | 0 | 0 | 0 | 0 | 0 | 0 | -0.0068102
1996 | 354.8542 | 0 | 0 | 0 | 0 | 0 | 0 | 0 | 0.01362
1996 | 354.8646 | 0 | 0 | 0 | 0 | 0 | 0 | 0 | 0.0044066
1996 | 354.875 | 0 | 0 | 0 | 0 | 0 | 0 | 0 | -0.0004006
1996 | 354.8854 | 0 | 0 | 0 | 0 | 0 | 0 | 0.004064 | -0.01362
1996 | 354.8958 | 0 | 0 | 0 | 0 | 0 | 0 | 0 | 0.024437
1996 | 354.9063 | 0 | 0 | 0 | 0 | 0 | 0 | -0.004064 | 0.006009
1996 | 354.9167 | 0 | 0 | 0 | 0 | 0 | 0 | 0 | -0.0064096
1996 | 354.9271 | 0 | 0 | 0 | 0 | 0 | 0 | 0.008128 | 0.0064096
1996 | 354.9375 | 0 | 0 | 0 | 0 | 0 | 0 | -0.008128 | 0.0032048
1996 | 354.9479 | 0 | 0 | 0 | 0 | 0 | 0 | 0 | 0.0056084
1996 | 354.9583 | 0 | 0 | 0 | 0 | 0 | 0 | 0.008128 | -0.002003
1996 | 354.9688 | 0 | 0 | 0 | 0 | 0 | 0 | -0.004064 | 0.0068102
1996 | 354.9792 | 0 | 0 | 0 | 0 | 0 | 0 | 0 | 0.0028042
1996 | 354.9896 | 0 | 0 | 0 | 0 | 0 | 0 | 0 | -0.0008012
1996 | 355 | 0 | 0 | 0 | 0 | 0 | 0 | 0.004064 | 0.012819
1996 | 355.0104 | 0 | 0 | 0 | 0 | 0 | 0 | 0.004064 | -0.0044066
1996 | 355.0208 | 0 | 0 | 0 | 0 | 0 | 0 | 0.004064 | 0.0088132
1996 | 355.0313 | 0 | 0 | 0 | 0 | 0 | 0 | 0 | 0.0024036
1996 | 355.0417 | 0 | 0 | 0 | 0 | 0 | 0 | 0 | 0.008012
1996 | 355.0521 | 0 | 0 | 0 | 0 | 0 | 0 | 0.004064 | 0.0012018
1996 | 355.0625 | 0 | 0 | 0 | 0 | 0 | 0 | -0.008128 | -0.0004006
1996 | 355.0729 | 0 | 0 | 0 | 0 | 0 | 0 | 0.004064 | 0.0036054
1996 | 355.0833 | 0 | 0 | 0 | 0 | 0 | 0 | -0.004064 | 0.0016024
1996 | 355.0938 | 0 | 0 | 0 | 0 | 0 | 0 | 0.004064 | -0.0008012
1996 | 355.1042 | 0 | 0 | 0 | 0 | 0 | 0 | 0 | 0.01322
1996 | 355.1146 | 0 | 0 | 0 | 0 | 0 | 0 | 0 | -0.006009
1996 | 355.125 | 0 | 0 | 0 | 0 | 0 | 0 | 0 | 0.008012
1996 | 355.1354 | 0 | 0 | 0 | 0 | 0 | 0 | 0.008128 | 0.004006
1996 | 355.1458 | 0 | 0 | 0 | 0 | 0 | 0 | 0.004064 | 0.0032048
1996 | 355.1563 | 0 | 0 | 0 | 0 | 0 | 0 | -0.008128 | 0.0052078
1996 | 355.1667 | 0 | 0 | 0 | 0 | 0 | 0 | 0 | -0.0036054
1996 | 355.1771 | 0 | 0 | 0 | 0 | 0 | 0 | 0.004064 | -0.0024036
1996 | 355.1875 | 0 | 0 | 0 | 0 | 0 | 0 | 0.004064 | -0.0012018
1996 | 355.1979 | 0 | 0 | 0 | 0 | 0 | 0 | 0 | 0.0036054
1996 | 355.2083 | 0 | 0 | 0 | 0 | 0 | 0 | -0.004064 | 0.0052078
1996 | 355.2188 | 0 | 0 | 0 | 0 | 0 | 0 | 0 | 0.0076114
1996 | 355.2292 | 0 | 0 | 0 | 0 | 0 | 0 | 0 | 0.002003
1996 | 355.2396 | 0 | 0 | 0 | 0 | 0 | 0 | 0 | -0.0096144
1996 | 355.25 | 0 | 0 | 0 | 0 | 0 | 0 | -0.008128 | 0.012819
1996 | 355.2604 | 0 | 0 | 0 | 0 | 0 | 0 | 0 | -0.0028042
1996 | 355.2708 | 0 | 0 | 0 | 0 | 0 | 0 | 0 | 0.0068102
1996 | 355.2813 | 0 | 0 | 0 | 0 | 0 | 0 | -0.004064 | -0.006009
1996 | 355.2917 | 0 | 0 | 0 | 0 | 0 | 0 | 0.004064 | 0.002003
1996 | 355.3021 | 0 | 0 | 0 | 0 | 0 | 0 | -0.012192 | -0.0048072
1996 | 355.3125 | 0 | 0 | 0 | 0 | 0 | 0 | 0 | -0.0016024
1996 | 355.3229 | 0 | 0 | 0 | 0 | 0 | 0 | 0.012192 | 0.0096144
1996 | 355.3333 | 0 | 0 | 0 | 0 | 0 | 0 | 0 | 0.011617
1996 | 355.3438 | 0 | 0 | 0 | 0 | 0 | 0 | -0.004064 | -0.011617
1996 | 355.3542 | 0 | 0 | 0 | 0 | 0 | 0 | -0.012192 | 0.01362
1996 | 355.3646 | 0 | 0 | 0 | 0 | 0 | 0 | 0.004064 | 0.0032048
1996 | 355.375 | 0 | 0 | 0 | 0 | 0 | 0 | 0.016256 | 0.029644
1996 | 355.3854 | 0 | 0 | 0 | 0 | 0 | 0 | 0.024384 | 0.015223
1996 | 355.3958 | 0 | 0 | 0 | 0 | 0 | 0 | 0.016256 | 0.025638
1996 | 355.4063 | 0 | 0 | 0 | 0 | 0 | 0 | 0.008128 | 0.010416
1996 | 355.4167 | 0 | 0 | 0 | 0 | 0 | 0 | 0.016256 | 0.0096144
1996 | 355.4271 | 0 | 0 | 0 | 0 | 0 | 0 | -0.008128 | -0.0068102
1996 | 355.4375 | 0 | 0 | 0 | 0 | 0 | 0 | -0.012192 | -0.044066
1996 | 355.4479 | 0.032512 | 0 | 0 | 0 | 0 | 0 | -0.016256 | -0.0088132
1996 | 355.4583 | 0 | 0 | 0 | 0 | 0 | 0 | 0 | -0.0016024
1996 | 355.4688 | 0 | 0.028042 | 0 | 0 | 0 | 0 | -0.069088 | 0.026039
1996 | 355.4792 | 0 | 0 | 0 | 0 | 0 | 0 | 0.06096 | 0.0052078
1996 | 355.4896 | 0 | 0 | 0 | 0 | 0 | 0 | 0.02032 | -0.0028042
1996 | 355.5 | 0 | 0 | 0 | 0 | 0 | 0 | -0.032512 | -0.015223
1996 | 355.5104 | 0 | 0 | 0 | 0 | 0 | 0 | -0.008128 | -0.017626
1996 | 355.5208 | 0 | 0 | 0.073152 | 0 | 0 | 0 | 0.048768 | -0.0056084
1996 | 355.5313 | 0 | 0 | 0 | 0 | 0 | 0 | 0.044704 | 0.021632
1996 | 355.5417 | 0 | 0 | 0 | 0 | 0 | 0 | 0.028448 | 0.032849
1996 | 355.5521 | 0 | 0 | 0 | 0 | 0 | 0 | 0.032512 | -0.0076114
1996 | 355.5625 | 0 | 0 | 0 | 0 | 0 | 0 | -0.008128 | 0.0052078
1996 | 355.5729 | 0 | 0 | 0 | 0 | 0 | 0 | 0.024384 | 0.016024
1996 | 355.5833 | 0 | 0 | 0 | 0 | 0 | 0 | -0.028448 | 0.030846
1996 | 355.5938 | 0 | 0.036054 | 0 | 0 | 0 | 0 | -0.056896 | -0.012419
1996 | 355.6042 | 0 | 0 | 0 | 0 | 0 | 0 | 0.044704 | -0.016425
1996 | 355.6146 | 0 | 0 | 0 | 0 | 0 | 0 | 0.012192 | 0.035653
1996 | 355.625 | 0 | 0 | 0 | 0 | 0 | 0 | 0.024384 | -0.017626
1996 | 355.6354 | 0 | 0 | 0 | 0 | 0 | 0 | 0.056896 | 0.080521
1996 | 355.6458 | 0 | 0 | 0 | 0 | 0 | 0 | 0.012192 | 0.0008012
1996 | 355.6563 | 0 | 0 | 0 | 0 | 0 | 0 | 0.032512 | -0.036455
1996 | 355.6667 | 0 | 0 | 0 | 0 | 0 | 0 | 0.016256 | 0.03365
1996 | 355.6771 | 0 | 0 | 0 | 0 | 0 | 0 | 0.06096 | 0.045268
1996 | 355.6875 | 0 | 0 | 0 | 0 | 0 | 0 | 0.04064 | -0.030045
1996 | 355.6979 | 0.065024 | 0 | 0 | 0 | 0 | 0 | 0.089408 | 0.082524
1996 | 355.7083 | 0 | 0 | 0 | 0 | 0 | 0 | -0.024384 | 0.0084126
1996 | 355.7188 | 0 | 0 | 0 | 0 | 0 | 0 | 0.065024 | 0.043265
1996 | 355.7292 | 0 | 0 | 0 | 0 | 0 | 0 | 0.036576 | 0.038858
1996 | 355.7396 | 0 | 0 | 0 | 0 | 0 | 0 | 0.028448 | -0.0008012
1996 | 355.75 | 0.024384 | 0 | 0 | 0 | 0 | 0 | 0.004064 | 0
1996 | 355.7604 | 0 | 0 | 0 | 0 | 0 | 0 | 0.044704 | 0.008012
1996 | 355.7708 | 0 | 0 | 0 | 0 | 0 | 0 | 0.028448 | 0.030045
1996 | 355.7813 | 0.032512 | 0 | 0 | 0 | 0 | 0 | 0.004064 | -0.014422
1996 | 355.7917 | 0 | 0 | 0 | 0 | 0 | 0 | 0.012192 | 0.006009
1996 | 355.8021 | 0.024384 | 0.02003 | 0 | 0 | 0 | 0 | 0.004064 | 0.0008012
1996 | 355.8125 | 0.065024 | 0.024036 | 0 | 0 | 0 | 0 | -0.012192 | -0.0032048
1996 | 355.8229 | 0 | 0 | 0 | 0 | 0 | 0 | -0.044704 | -0.006009
1996 | 355.8333 | 0 | 0 | 0 | 0 | 0 | 0 | 0.02032 | -0.008012
1996 | 355.8438 | 0.04064 | 0 | 0 | 0 | 0 | 0 | -0.004064 | 0.0016024
1996 | 355.8542 | 0 | 0 | 0 | 0 | 0 | 0 | -0.036576 | -0.004006
1996 | 355.8646 | 0 | 0.022434 | 0 | 0 | 0 | 0 | -0.028448 | -0.0012018
1996 | 355.875 | 0 | 0 | 0 | 0 | 0 | 0 | 0.044704 | 0.011617
1996 | 355.8854 | 0 | 0 | 0 | 0 | 0 | 0 | 0.02032 | 0.032048
1996 | 355.8958 | 0 | 0 | 0 | 0 | 0 | 0 | -0.004064 | -0.016825
1996 | 355.9063 | 0 | 0 | 0 | 0 | 0 | 0 | 0.089408 | 0.061692
1996 | 355.9167 | 0 | 0 | 0 | 0 | 0 | 0 | 0.004064 | 0.011617
1996 | 355.9271 | 0 | 0 | 0 | 0 | 0 | 0 | 0.016256 | 0.010015
1996 | 355.9375 | 0 | 0 | 0 | 0 | 0 | 0 | 0.044704 | 0.023235
1996 | 355.9479 | 0 | 0 | 0 | 0 | 0 | 0 | 0.004064 | -0.006009
1996 | 355.9583 | 0 | 0 | 0 | 0 | 0 | 0 | 0 | -0.004006
1996 | 355.9688 | 0 | 0 | 0 | 0 | 0 | 0 | 0.048768 | 0.052078
1996 | 355.9792 | 0 | 0 | 0 | 0 | 0 | 0 | 0.052832 | 0.056485
1996 | 355.9896 | 0 | 0 | 0.11379 | 0.087331 | 0 | 0 | -0.012192 | 0.015223
1996 | 356 | 0 | 0 | 0.032512 | 0.13781 | 0 | 0 | 0 | 0.058888
1996 | 356.0104 | 0 | 0 | 0 | 0 | 0 | 0 | 0.032512 | -0.030045
1996 | 356.0208 | 0 | 0 | 0 | 0 | 0 | 0 | 0.004064 | 0.061292
1996 | 356.0313 | 0 | 0 | 0 | 0 | 0 | 0 | 0.073152 | 0.069704
1996 | 356.0417 | 0 | 0 | 0 | 0 | 0 | 0 | 0.008128 | -0.0068102
1996 | 356.0521 | 0 | 0 | 0 | 0 | 0 | 0 | 0.036576 | 0.047671
1996 | 356.0625 | 0 | 0 | 0 | 0 | 0 | 0 | 0.012192 | 0.0064096
1996 | 356.0729 | 0 | 0 | 0 | 0 | 0 | 0 | -0.052832 | -0.012419
1996 | 356.0833 | 0 | 0 | 0 | 0 | 0 | 0 | 0.069088 | 0.014822
1996 | 356.0938 | 0.048768 | 0 | 0 | 0 | 0 | 0 | -0.02032 | -0.043265
1996 | 356.1042 | 0 | 0 | 0 | 0 | 0 | 0 | 0.028448 | -0.0056084
1996 | 356.1146 | 0 | 0 | 0 | 0 | 0 | 0 | 0.016256 | 0.082123
1996 | 356.125 | 0.04064 | 0 | 0 | 0 | 0 | 0 | 0.024384 | 0.0076114
1996 | 356.1354 | 0 | 0 | 0 | 0 | 0 | 0 | 0.028448 | -0.0056084
1996 | 356.1458 | 0 | 0 | 0 | 0 | 0 | 0 | 0.032512 | -0.0032048
1996 | 356.1563 | 0 | 0 | 0 | 0 | 0 | 0 | 0.048768 | 0.057286
1996 | 356.1667 | 0 | 0 | 0 | 0 | 0 | 0 | 0.065024 | 0.037656
1996 | 356.1771 | 0 | 0 | 0 | 0 | 0 | 0 | 0.008128 | -0.0068102
1996 | 356.1875 | 0.04064 | 0 | 0 | 0 | 0 | 0 | 0.02032 | 0.018428
1996 | 356.1979 | 0 | 0 | 0 | 0 | 0 | 0 | -0.004064 | -0.0004006
1996 | 356.2083 | 0 | 0 | 0 | 0 | 0 | 0 | -0.02032 | -0.028843
1996 | 356.2188 | 0 | 0 | 0 | 0 | 0 | 0 | 0.004064 | 0.0052078
1996 | 356.2292 | 0 | 0 | 0 | 0 | 0 | 0 | 0.024384 | 0.01362
1996 | 356.2396 | 0.04064 | 0 | 0 | 0 | 0 | 0 | -0.028448 | -0.0669
1996 | 356.25 | 0 | 0 | 0 | 0 | 0 | 0 | 0.008128 | 0.043265
1996 | 356.2604 | 0 | 0 | 0 | 0 | 0 | 0 | 0.032512 | 0.018027
1996 | 356.2708 | 0.024384 | 0 | 0 | 0 | 0 | 0 | 0.012192 | -0.02003
1996 | 356.2813 | 0.065024 | 0 | 0 | 0.042464 | 0 | 0 | -0.036576 | 0.0012018
1996 | 356.2917 | 0 | 0 | 0 | 0.096945 | 0 | 0 | 0.044704 | 0.12018
1996 | 356.3021 | 0 | 0 | 0 | 0 | 0 | 0 | 0.028448 | -0.004006
1996 | 356.3125 | 0 | 0 | 0 | 0 | 0 | 0 | -0.044704 | 0.015623
1996 | 356.3229 | 0 | 0 | 0 | 0 | 0 | 0 | 0.02032 | 0.006009
1996 | 356.3333 | 0 | 0 | 0 | 0 | 0 | 0 | 0.024384 | -0.062894
1996 | 356.3438 | 0 | 0 | 0 | 0 | 0 | 0 | 0.069088 | 0.098948
1996 | 356.3542 | 0 | 0 | 0 | 0 | 0 | 0 | -0.032512 | 0.01362
1996 | 356.3646 | 0 | 0 | 0 | 0 | 0 | 0 | 0.052832 | 0.068503
1996 | 356.375 | 0 | 0 | 0 | 0 | 0 | 0 | 0.012192 | 0.0084126
1996 | 356.3854 | 0.032512 | 0 | 0 | 0 | 0 | 0 | 0.004064 | -0.063295
1996 | 356.3958 | 0.04064 | 0 | 0 | 0 | 0 | 0 | -0.024384 | 0.031647
1996 | 356.4063 | 0 | 0 | 0 | 0 | 0 | 0 | 0.012192 | -0.011217
1996 | 356.4167 | 0 | 0 | 0 | 0 | 0 | 0 | -0.044704 | -0.065698
1996 | 356.4271 | 0.024384 | 0 | 0 | 0 | 0 | 0 | -0.004064 | -0.032849
1996 | 356.4375 | 0 | 0 | 0 | 0 | 0 | 0 | 0.052832 | 0.15383
1996 | 356.4479 | 0 | 0 | 0 | 0 | 0 | 0 | 0.056896 | -0.060891
1996 | 356.4583 | 0.032512 | 0 | 0 | 0 | 0 | 0 | -0.04064 | -0.1362
1996 | 356.4688 | 0 | 0 | 0 | 0 | 0 | 0 | -0.004064 | 0.17226
1996 | 356.4792 | 0 | 0 | 0 | 0 | 0 | 0 | 0.15037 | -0.025638
1996 | 356.4896 | 0.032512 | 0 | 0 | 0 | 0 | 0 | -0.056896 | 0.082924
1996 | 356.5 | 0 | 0 | 0 | 0 | 0 | 0 | 0.028448 | -0.046069
1996 | 356.5104 | 0 | 0 | 0 | 0 | 0 | 0 | -0.073152 | -0.039659
1996 | 356.5208 | 0 | 0 | 0 | 0 | 0 | 0 | 0.1016 | 0.036855
1996 | 356.5313 | 0 | 0.056084 | 0 | 0 | 0 | 0 | -0.016256 | 0.070506
1996 | 356.5417 | 0 | 0 | 0 | 0 | 0 | 0 | 0.016256 | 0.12138
1996 | 356.5521 | 0 | 0 | 0 | 0 | 0 | 0 | 0 | -0.2704
1996 | 356.5625 | 0 | 0 | 0 | 0 | 0 | 0 | 0.04064 | 0.24517
1996 | 356.5729 | 0 | 0 | 0.08128 | 0 | 0 | 0 | 0.077216 | 0.030045
1996 | 356.5833 | 0 | 0 | 0 | 0 | 0 | 0 | 0.069088 | -0.0028042
1996 | 356.5938 | 0 | 0 | 0 | 0 | 0 | 0 | 0.069088 | 0.016825
1996 | 356.6042 | 0 | 0 | 0 | 0 | 0 | 0 | 0.048768 | 0.16264
1996 | 356.6146 | 0 | 0 | 0 | 0 | 0 | 0 | 0.085344 | 0.039259
1996 | 356.625 | 0 | 0 | 0 | 0 | 0 | 0 | 0.044704 | 0.11577
1996 | 356.6354 | 0 | 0 | 0 | 0 | 0 | 0 | -0.004064 | -0.051677
1996 | 356.6458 | 0 | 0 | 0 | 0 | 0 | 0 | 0.04064 | 0.052479
1996 | 356.6563 | 0 | 0 | 0 | 0 | 0 | 0 | -0.016256 | -0.054882
1996 | 356.6667 | 0 | 0 | 0 | 0 | 0 | 0 | 0.06096 | 0.091737
1996 | 356.6771 | 0 | 0 | 0 | 0 | 0 | 0 | 0.073152 | 0.032048
1996 | 356.6875 | 0 | 0 | 0 | 0 | 0 | 0 | -0.04064 | -0.019629
1996 | 356.6979 | 0 | 0 | 0 | 0 | 0 | 0 | 0.089408 | 0.032048
1996 | 356.7083 | 0 | 0 | 0 | 0 | 0 | 0 | 0.056896 | 0.057286
1996 | 356.7188 | 0.024384 | 0 | 0 | 0 | 0 | 0 | -0.036576 | -0.002003
1996 | 356.7292 | 0 | 0.02644 | 0 | 0 | 0 | 0 | 0.016256 | 0.016024
1996 | 356.7396 | 0 | 0 | 0 | 0 | 0 | 0 | 0.044704 | 0.042864
1996 | 356.75 | 0 | 0 | 0 | 0 | 0 | 0 | -0.004064 | -0.004006
1996 | 356.7604 | 0 | 0 | 0 | 0 | 0 | 0 | 0.028448 | 0.0072108
1996 | 356.7708 | 0 | 0 | 0 | 0 | 0 | 0 | 0.004064 | -0.025238
1996 | 356.7813 | 0.024384 | 0 | 0 | 0 | 0 | 0 | 0 | -0.015223
1996 | 356.7917 | 0 | 0 | 0 | 0 | 0 | 0 | 0.028448 | 0.031247
1996 | 356.8021 | 0 | 0 | 0 | 0 | 0 | 0 | 0.073152 | 0.079719
1996 | 356.8125 | 0 | 0 | 0 | 0 | 0 | 0 | 0.02032 | 0.032048
1996 | 356.8229 | 0 | 0 | 0 | 0 | 0 | 0 | 0.024384 | 0.031647
1996 | 356.8333 | 0 | 0 | 0 | 0 | 0 | 0 | 0.008128 | 0.0052078
1996 | 356.8438 | 0 | 0 | 0 | 0 | 0 | 0 | 0.02032 | 0.0056084
1996 | 356.8542 | 0 | 0 | 0 | 0 | 0 | 0 | 0.028448 | -0.010416
1996 | 356.8646 | 0 | 0 | 0 | 0 | 0 | 0 | -0.02032 | 0.015623
1996 | 356.875 | 0 | 0 | 0 | 0 | 0 | 0 | -0.008128 | -0.0008012
1996 | 356.8854 | 0 | 0 | 0 | 0 | 0 | 0 | -0.024384 | -0.029244
1996 | 356.8958 | 0 | 0 | 0 | 0 | 0 | 0 | 0.004064 | -0.0016024
1996 | 356.9063 | 0.024384 | 0 | 0 | 0 | 0 | 0 | -0.012192 | 0.0076114
1996 | 356.9167 | 0 | 0 | 0 | 0 | 0 | 0 | 0.069088 | 0.021632
1996 | 356.9271 | 0 | 0 | 0 | 0 | 0 | 0 | 0.044704 | 0.044467
1996 | 356.9375 | 0 | 0 | 0 | 0 | 0 | 0 | 0.024384 | 0.041662
1996 | 356.9479 | 0 | 0 | 0 | 0 | 0 | 0 | 0.012192 | -0.0036054
1996 | 356.9583 | 0 | 0 | 0 | 0 | 0 | 0 | 0.016256 | -0.0056084
1996 | 356.9688 | 0 | 0 | 0 | 0 | 0 | 0 | 0 | 0.014822
1996 | 356.9792 | 0 | 0 | 0 | 0 | 0 | 0 | -0.004064 | -0.029644
1996 | 356.9896 | 0.04064 | 0 | 0 | 0 | 0 | 0 | 0.008128 | 0.010416
1996 | 357 | 0 | 0 | 0 | 0 | 0 | 0 | 0.024384 | 0.012819
1996 | 357.0104 | 0 | 0 | 0 | 0 | 0 | 0 | 0.04064 | 0.027241
1996 | 357.0208 | 0 | 0 | 0 | 0 | 0 | 0 | -0.004064 | -0.0056084
1996 | 357.0313 | 0 | 0.021632 | 0 | 0 | 0 | 0 | -0.04064 | -0.020831
1996 | 357.0417 | 0 | 0 | 0 | 0 | 0 | 0 | 2.2737e-13 | 0.01322
1996 | 357.0521 | 0.032512 | 0 | 0 | 0 | 0 | 0 | -0.024384 | -0.037256
1996 | 357.0625 | 0.04064 | 0 | 0 | 0 | 0 | 0 | 0.004064 | -0.01322
1996 | 357.0729 | 0 | 0 | 0 | 0 | 0 | 0 | 0.065024 | 0.022434
1996 | 357.0833 | 0.056896 | 0 | 0 | 0 | 0 | 0 | 0.024384 | -0.012018
1996 | 357.0938 | 0 | 0 | 0 | 0 | 0 | 0 | 0.016256 | 0.024437
1996 | 357.1042 | 0 | 0 | 0 | 0 | 0 | 0 | 0.028448 | 0.021632
1996 | 357.1146 | 0 | 0 | 0 | 0 | 0 | 0 | 0.024384 | 0.028443
1996 | 357.125 | 0 | 0 | 0 | 0 | 0 | 0 | -0.036576 | -0.0044066
1996 | 357.1354 | 0 | 0 | 0 | 0 | 0 | 0 | 0 | -0.015223
1996 | 357.1458 | 0 | 0 | 0 | 0 | 0 | 0 | -0.004064 | 0.010416
1996 | 357.1563 | 0 | 0 | 0 | 0 | 0 | 0 | -0.012192 | 2.2737e-13
1996 | 357.1667 | 0 | 0 | 0 | 0 | 0 | 0 | 0.04064 | 0.017226
1996 | 357.1771 | 0 | 0 | 0 | 0 | 0 | 0 | 0.008128 | 0.0088132
1996 | 357.1875 | 0 | 0.021632 | 0 | 0 | 0 | 0 | 0.012192 | 0.030446
1996 | 357.1979 | 0 | 0 | 0 | 0 | 0 | 0 | -0.012192 | -0.012419
1996 | 357.2083 | 0 | 0 | 0 | 0 | 0 | 0 | -0.02032 | -0.010015
1996 | 357.2188 | 0 | 0.042464 | 0 | 0 | 0 | 0 | -0.004064 | 0.010416
1996 | 357.2292 | 0 | 0 | 0 | 0 | 0 | 0 | 0.008128 | 0.048873
1996 | 357.2396 | 0 | 0 | 0 | 0 | 0 | 0 | 0.012192 | 0.0016024
1996 | 357.25 | 0 | 0 | 0 | 0 | 0 | 0 | -0.012192 | -0.002003
1996 | 357.2604 | 0.048768 | 0 | 0 | 0 | 0 | 0 | -0.016256 | -0.020431
1996 | 357.2708 | 0 | 0 | 0 | 0 | 0 | 0 | 0.036576 | 0.02644
1996 | 357.2813 | 0 | 0 | 0 | 0 | 0 | 0 | 0.004064 | -0.015223
1996 | 357.2917 | 0 | 0 | 0 | 0 | 0 | 0 | 0.02032 | 0.022434
1996 | 357.3021 | 0 | 0 | 0 | 0 | 0 | 0 | 0.02032 | 0.0096144
1996 | 357.3125 | 0 | 0 | 0 | 0 | 0 | 0 | -0.004064 | -0.0084126
1996 | 357.3229 | 0 | 0 | 0 | 0 | 0 | 0 | -0.004064 | 0.011617
1996 | 357.3333 | 0 | 0 | 0 | 0 | 0 | 0 | 0.032512 | 0.040461
1996 | 357.3438 | 0 | 0.02003 | 0 | 0 | 0 | 0 | -0.012192 | -0.024036
1996 | 357.3542 | 0 | 0 | 0 | 0 | 0 | 0 | 0.016256 | 0.044467
1996 | 357.3646 | 0 | 0 | 0 | 0 | 0 | 0 | 0.044704 | 0.015223
1996 | 357.375 | 0 | 0 | 0 | 0 | 0 | 0 | 0.02032 | 0.0084126
1996 | 357.3854 | 0 | 0 | 0 | 0 | 0 | 0 | 0 | 0.036455
1996 | 357.3958 | 0.056896 | 0.052879 | 0 | 0 | 0 | 0 | 0.028448 | 0.014021
1996 | 357.4063 | 0 | 0 | 0 | 0 | 0 | 0 | 0.008128 | 0.01322
1996 | 357.4167 | 0 | 0 | 0 | 0 | 0 | 0 | 0.036576 | 0.041662
1996 | 357.4271 | 0 | 0 | 0 | 0 | 0 | 0 | -0.008128 | -0.070506
1996 | 357.4375 | 0 | 0 | 0 | 0 | 0 | 0 | -0.036576 | -0.01362
1996 | 357.4479 | 0 | 0 | 0 | 0 | 0 | 0 | 0.085344 | 0.082924
1996 | 357.4583 | 0.048768 | 0 | 0 | 0 | 0 | 0 | -0.008128 | -0.014422
1996 | 357.4688 | 0 | 0 | 0 | 0 | 0 | 0 | 0.016256 | -0.012018
1996 | 357.4792 | 0 | 0 | 0 | 0 | 0 | 0 | 0.032512 | -0.012819
1996 | 357.4896 | 0 | 0 | 0 | 0 | 0 | 0 | 0 | 0.15463
1996 | 357.5 | 0 | 0 | 0 | 0 | 0 | 0 | 0.036576 | -0.08653
1996 | 357.5104 | 0 | 0 | 0 | 0 | 0 | 0 | 0.044704 | 0.084927
1996 | 357.5208 | 0 | 0 | 0 | 0 | 0 | 0 | -0.008128 | -0.0052078
1996 | 357.5313 | 0 | 0 | 0 | 0 | 0 | 0 | 0.036576 | -0.012018
1996 | 357.5417 | 0 | 0 | 0 | 0 | 0 | 0 | -0.02032 | 0.035653
1996 | 357.5521 | 0 | 0 | 0 | 0 | 0 | 0 | 0.093472 | 0.032048
1996 | 357.5625 | 0 | 0 | 0 | 0 | 0 | 0 | 0.089408 | 0.10295
1996 | 357.5729 | 0 | 0 | 0 | 0 | 0 | 0 | -0.052832 | -0.011617
1996 | 357.5833 | 0 | 0 | 0 | 0 | 0 | 0 | 0.04064 | -0.010015
1996 | 357.5938 | 0 | 0 | 0 | 0 | 0 | 0 | 0.028448 | 0.05368
1996 | 357.6042 | 0 | 0 | 0 | 0 | 0 | 0 | -2.2737e-13 | -0.030045
1996 | 357.6146 | 0 | 0 | 0 | 0 | 0 | 0 | 0.04064 | 0.054482
1996 | 357.625 | 0 | 0 | 0 | 0 | 0 | 0 | -0.02032 | 0.054482
1996 | 357.6354 | 0 | 0 | 0 | 0 | 0 | 0 | 0.06096 | 0.027641
1996 | 357.6458 | 0 | 0 | 0 | 0 | 0 | 0 | 0.048768 | -0.0008012
1996 | 357.6563 | 0 | 0 | 0 | 0 | 0 | 0 | 0.10566 | 0.11577
1996 | 357.6667 | 0 | 0 | 0 | 0 | 0 | 0 | 0 | 0.014822
1996 | 357.6771 | 0 | 0 | 0 | 0 | 0 | 0 | 0.04064 | 0.016825
1996 | 357.6875 | 0 | 0 | 0 | 0 | 0 | 0 | 0.016256 | 0.010816
1996 | 357.6979 | 0.032512 | 0 | 0 | 0 | 0 | 0 | 0.02032 | 0.010816
1996 | 357.7083 | 0 | 0 | 0 | 0 | 0 | 0 | 0.065024 | 0.029244
1996 | 357.7188 | 0.024384 | 0 | 0 | 0 | 0 | 0 | -0.02032 | -0.0056084
1996 | 357.7292 | 0 | 0 | 0 | 0 | 0 | 0 | 0.04064 | 0.029244
1996 | 357.7396 | 0 | 0 | 0 | 0 | 0 | 0 | -0.028448 | -0.025638
1996 | 357.75 | 0 | 0 | 0 | 0 | 0 | 0 | -0.028448 | -0.0016024
1996 | 357.7604 | 0 | 0 | 0 | 0 | 0 | 0 | 0.024384 | 0.0024036
1996 | 357.7708 | 0 | 0 | 0 | 0 | 0 | 0 | 0.032512 | 0.024837
1996 | 357.7813 | 0 | 0 | 0 | 0 | 0 | 0 | -0.012192 | 0.0008012
1996 | 357.7917 | 0 | 0 | 0 | 0 | 0 | 0 | 0.016256 | 0.0092138
1996 | 357.8021 | 0 | 0 | 0 | 0 | 0 | 0 | 0.036576 | 0.038057
1996 | 357.8125 | 0 | 0 | 0 | 0 | 0 | 0 | 0.052832 | 0.028443
1996 | 357.8229 | 0 | 0.022434 | 0 | 0 | 0 | 0 | -0.012192 | -0.010816
1996 | 357.8333 | 0.024384 | 0 | 0 | 0 | 0 | 0 | -0.016256 | 0.006009
1996 | 357.8438 | 0 | 0 | 0 | 0 | 0 | 0 | -0.004064 | -0.0024036
1996 | 357.8542 | 0 | 0 | 0 | 0 | 0 | 0 | 0.004064 | 0.0056084
1996 | 357.8646 | 0 | 0 | 0 | 0 | 0 | 0 | 0.024384 | 0.0088132
1996 | 357.875 | 0 | 0 | 0 | 0 | 0 | 0 | 0.012192 | 0.021232
1996 | 357.8854 | 0 | 0 | 0 | 0 | 0 | 0 | -0.008128 | -0.0068102
1996 | 357.8958 | 0 | 0 | 0 | 0 | 0 | 0 | -0.008128 | -0.0084126
1996 | 357.9063 | 0 | 0 | 0 | 0 | 0 | 0 | -0.028448 | -0.030045
1996 | 357.9167 | 0 | 0 | 0 | 0 | 0 | 0 | 0.036576 | 0.04687
1996 | 357.9271 | 0 | 0 | 0 | 0 | 0 | 0 | 0.016256 | 0.017626
1996 | 357.9375 | 0 | 0 | 0 | 0 | 0 | 0 | 0.028448 | 0.0056084
1996 | 357.9479 | 0 | 0 | 0 | 0 | 0 | 0 | 0.052832 | 0.040461
1996 | 357.9583 | 0.024384 | 0.023235 | 0 | 0 | 0 | 0 | -0.012192 | 0.0036054
1996 | 357.9688 | 0 | 0 | 0 | 0 | 0 | 0 | 0.012192 | 0.0024036
1996 | 357.9792 | 0 | 0 | 0 | 0 | 0 | 0 | 0.024384 | 0.014422
1996 | 357.9896 | 0 | 0 | 0 | 0 | 0 | 0 | 0.02032 | 0.020431
1996 | 358 | 0 | 0 | 0 | 0 | 0 | 0 | 0.008128 | 0.0036054
1996 | 358.0104 | 0 | 0 | 0 | 0 | 0 | 0 | -0.008128 | 0.0064096
1996 | 358.0208 | 0 | 0 | 0 | 0 | 0 | 0 | 0.024384 | 0.0016024
1996 | 358.0313 | 0 | 0 | 0 | 0 | 0 | 0 | 0.012192 | -0.0012018
1996 | 358.0417 | 0 | 0 | 0 | 0 | 0 | 0 | 0 | 0.008012
1996 | 358.0521 | 0 | 0 | 0 | 0 | 0 | 0 | -0.004064 | 0.0044066
1996 | 358.0625 | 0 | 0 | 0 | 0 | 0 | 0 | 0.032512 | 0.0072108
1996 | 358.0729 | 0 | 0 | 0 | 0 | 0 | 0 | 0 | 0.014822
1996 | 358.0833 | 0 | 0 | 0 | 0 | 0 | 0 | 0.008128 | -0.002003
1996 | 358.0938 | 0.024384 | 0 | 0 | 0 | 0 | 0 | -0.016256 | -0.016825
1996 | 358.1042 | 0.048768 | 0.028042 | 0 | 0 | 0 | 0 | 0 | -0.019629
1996 | 358.1146 | 0 | 0 | 0 | 0 | 0 | 0 | 0.036576 | 0.04647
1996 | 358.125 | 0 | 0 | 0 | 0 | 0 | 0 | 0.052832 | 0.024437
1996 | 358.1354 | 0 | 0 | 0 | 0 | 0 | 0 | -0.024384 | -0.017626
1996 | 358.1458 | 0 | 0 | 0 | 0 | 0 | 0 | -0.012192 | 0.0084126
1996 | 358.1563 | 0 | 0 | 0 | 0 | 0 | 0 | 0.024384 | 0.0096144
1996 | 358.1667 | 0 | 0 | 0 | 0 | 0 | 0 | 0.016256 | 0.016024
1996 | 358.1771 | 0 | 0 | 0 | 0 | 0 | 0 | -0.028448 | -0.035653
1996 | 358.1875 | 0.032512 | 0 | 0 | 0 | 0 | 0 | -0.02032 | -0.016425
1996 | 358.1979 | 0 | 0 | 0 | 0 | 0 | 0 | 0.012192 | 0.011617
1996 | 358.2083 | 0 | 0 | 0 | 0 | 0 | 0 | 0.048768 | 0.016825
1996 | 358.2188 | 0 | 0 | 0 | 0 | 0 | 0 | 0.004064 | 0.0056084
1996 | 358.2292 | 0 | 0 | 0 | 0 | 0 | 0 | 0.016256 | 0.032849
1996 | 358.2396 | 0 | 0 | 0 | 0 | 0 | 0 | 0.032512 | 0.010816
1996 | 358.25 | 0 | 0 | 0 | 0 | 0 | 0 | -0.004064 | -0.0004006
1996 | 358.2604 | 0 | 0 | 0 | 0 | 0 | 0 | -0.008128 | -0.0004006
1996 | 358.2708 | 0 | 0 | 0 | 0 | 0 | 0 | -0.004064 | -0.0056084
1996 | 358.2813 | 0 | 0 | 0 | 0 | 0 | 0 | -0.016256 | -0.014422
1996 | 358.2917 | 0 | 0 | 0 | 0 | 0 | 0 | 0.008128 | 0.014822
1996 | 358.3021 | 0 | 0 | 0 | 0 | 0 | 0 | 0.032512 | 0.018828
1996 | 358.3125 | 0 | 0 | 0 | 0 | 0 | 0 | -0.016256 | -0.0024036
1996 | 358.3229 | 0 | 0 | 0 | 0 | 0 | 0 | 0.032512 | 0.016425
1996 | 358.3333 | 0 | 0 | 0 | 0 | 0 | 0 | -0.016256 | -0.011617
1996 | 358.3438 | 0 | 0 | 0 | 0 | 0 | 0 | 0.028448 | 0.018027
1996 | 358.3542 | 0 | 0 | 0 | 0 | 0 | 0 | 0.036576 | 0.027241
1996 | 358.3646 | 0 | 0 | 0 | 0 | 0 | 0 | 0.016256 | 0.034852
1996 | 358.375 | 0 | 0 | 0 | 0 | 0 | 0 | 0.028448 | 0.0096144
1996 | 358.3854 | 0.024384 | 0 | 0 | 0 | 0 | 0 | -0.024384 | -0.032849
1996 | 358.3958 | 0 | 0 | 0 | 0 | 0 | 0 | -0.17069 | 0.020431
1996 | 358.4063 | 0 | 0 | 0 | 0 | 0 | 0 | 0.1463 | -0.029244
1996 | 358.4167 | 0 | 0 | 0 | 0 | 0 | 0 | 0.077216 | -0.02684
1996 | 358.4271 | 0 | 0 | 0 | 0 | 0 | 0 | -0.032512 | 0.032849
1996 | 358.4375 | 0 | 0 | 0 | 0 | 0 | 0 | 0.032512 | 0.028042
1996 | 358.4479 | 0 | 0 | 0 | 0 | 0 | 0 | 0.004064 | -0.024437
1996 | 358.4583 | 0 | 0 | 0 | 0 | 0 | 0 | 0.032512 | 0.014822
1996 | 358.4688 | 0 | 0 | 0 | 0 | 0 | 0 | 0.032512 | 0.036054
1996 | 358.4792 | 0 | 0 | 0 | 0 | 0 | 0 | -0.02032 | 0
1996 | 358.4896 | 0 | 0 | 0 | 0 | 0 | 0 | 0.028448 | -0.020431
1996 | 358.5 | 0 | 0 | 0 | 0 | 0 | 0 | -0.012192 | 0.018428
1996 | 358.5104 | 0 | 0 | 0 | 0 | 0 | 0 | 0.008128 | 0.029244
1996 | 358.5208 | 0 | 0 | 0 | 0 | 0 | 0 | 0.069088 | -0.0004006
1996 | 358.5313 | 0 | 0 | 0 | 0 | 0 | 0 | -0.012192 | -0.0088132
1996 | 358.5417 | 0 | 0 | 0 | 0 | 0 | 0 | -0.004064 | 0.030446
1996 | 358.5521 | 0 | 0 | 0 | 0 | 0 | 0 | 0.04064 | 0.037656
1996 | 358.5625 | 0 | 0 | 0 | 0 | 0 | 0 | 0.008128 | 0.021232
1996 | 358.5729 | 0 | 0 | 0 | 0 | 0 | 0 | -0.008128 | 0.0012018
1996 | 358.5833 | 0 | 0 | 0 | 0 | 0 | 0 | 0.016256 | 0.023235
1996 | 358.5938 | 0 | 0 | 0 | 0 | 0 | 0 | 0.032512 | 0.010015
1996 | 358.6042 | 0 | 0 | 0 | 0 | 0 | 0 | 0.012192 | -0.017626
1996 | 358.6146 | 0 | 0 | 0 | 0 | 0 | 0 | 0.028448 | 0.035253
1996 | 358.625 | 0 | 0 | 0 | 0 | 0 | 0 | 0.016256 | 0.0028042
1996 | 358.6354 | 0 | 0 | 0 | 0 | 0 | 0 | 0.016256 | 0.0076114
1996 | 358.6458 | 0 | 0 | 0 | 0 | 0 | 0 | 0.016256 | 0.031247
1996 | 358.6563 | 0 | 0 | 0 | 0 | 0 | 0 | -0.016256 | 0.0044066
1996 | 358.6667 | 0 | 0 | 0 | 0 | 0 | 0 | 0.024384 | 0.014021
1996 | 358.6771 | 0 | 0 | 0 | 0 | 0 | 0 | 0.008128 | 0.022434
1996 | 358.6875 | 0 | 0 | 0 | 0 | 0 | 0 | 0.012192 | 0.011217
1996 | 358.6979 | 0 | 0.024837 | 0 | 0 | 0 | 0 | -0.004064 | 0.016825
1996 | 358.7083 | 0 | 0 | 0 | 0 | 0 | 0 | 0.016256 | 0.012819
1996 | 358.7188 | 0 | 0 | 0 | 0 | 0 | 0 | 0 | 0.015223
1996 | 358.7292 | 0 | 0 | 0 | 0 | 0 | 0 | -0.016256 | 0.017626
1996 | 358.7396 | 0 | 0 | 0 | 0 | 0 | 0 | -0.004064 | -0.0008012
1996 | 358.75 | 0 | 0 | 0 | 0 | 0 | 0 | -0.004064 | -0.0036054
1996 | 358.7604 | 0 | 0 | 0 | 0 | 0 | 0 | 0 | -0.0008012
1996 | 358.7708 | 0 | 0 | 0 | 0 | 0 | 0 | 0.016256 | 0.0024036
1996 | 358.7813 | 0 | 0 | 0 | 0 | 0 | 0 | -2.2737e-13 | -0.010015
1996 | 358.7917 | 0 | 0 | 0 | 0 | 0 | 0 | -0.004064 | -0.0076114
1996 | 358.8021 | 0 | 0 | 0 | 0 | 0 | 0 | -0.016256 | -0.01322
1996 | 358.8125 | 0 | 0 | 0 | 0 | 0 | 0 | 0.004064 | -0.012819
1996 | 358.8229 | 0 | 0 | 0 | 0 | 0 | 0 | 0.008128 | 0.026039
1996 | 358.8333 | 0.024384 | 0 | 0 | 0 | 0 | 0 | 0 | -0.0044066
1996 | 358.8438 | 0 | 0 | 0 | 0 | 0 | 0 | 0.02032 | -0.014021
1996 | 358.8542 | 0 | 0 | 0 | 0 | 0 | 0 | 0.036576 | 0.048873
1996 | 358.8646 | 0 | 0 | 0 | 0 | 0 | 0 | 0.004064 | 0.012419
1996 | 358.875 | 0 | 0 | 0 | 0 | 0 | 0 | -0.008128 | -0.018428
1996 | 358.8854 | 0 | 0 | 0 | 0 | 0 | 0 | 0 | 0.008012
1996 | 358.8958 | 0 | 0 | 0 | 0 | 0 | 0 | -0.008128 | 0.01362
1996 | 358.9063 | 0 | 0 | 0 | 0 | 0 | 0 | 0.02032 | 0.031247
1996 | 358.9167 | 0 | 0 | 0 | 0 | 0 | 0 | -0.004064 | 0.0012018
1996 | 358.9271 | 0 | 0 | 0 | 0 | 0 | 0 | 0.004064 | 0.0096144
1996 | 358.9375 | 0 | 0 | 0 | 0 | 0 | 0 | -0.008128 | -0.0044066
1996 | 358.9479 | 0 | 0 | 0 | 0 | 0 | 0 | 0.008128 | 0.015623
1996 | 358.9583 | 0 | 0 | 0 | 0 | 0 | 0 | 0 | 0.0088132
1996 | 358.9688 | 0 | 0 | 0 | 0 | 0 | 0 | -0.004064 | -0.0004006
1996 | 358.9792 | 0 | 0 | 0 | 0 | 0 | 0 | -0.004064 | -0.004006
1996 | 358.9896 | 0 | 0 | 0 | 0 | 0 | 0 | 0.008128 | -0.019229
1996 | 359 | 0 | 0 | 0 | 0 | 0 | 0 | -0.008128 | 0.02003
1996 | 359.0104 | 0 | 0 | 0 | 0 | 0 | 0 | 0.012192 | 0.008012
1996 | 359.0208 | 0 | 0 | 0 | 0 | 0 | 0 | 0.004064 | 0.010015
1996 | 359.0313 | 0 | 0 | 0 | 0 | 0 | 0 | 0 | 0.0032048
1996 | 359.0417 | 0 | 0 | 0 | 0 | 0 | 0 | 0 | -0.0084126
1996 | 359.0521 | 0 | 0 | 0 | 0 | 0 | 0 | -0.008128 | -0.0008012
1996 | 359.0625 | 0 | 0 | 0 | 0 | 0 | 0 | 0.008128 | 0.011617
1996 | 359.0729 | 0 | 0 | 0 | 0 | 0 | 0 | -0.008128 | -0.0088132
1996 | 359.0833 | 0 | 0 | 0 | 0 | 0 | 0 | 0.008128 | -0.0008012
1996 | 359.0938 | 0 | 0 | 0 | 0 | 0 | 0 | -0.008128 | 0
1996 | 359.1042 | 0 | 0 | 0 | 0 | 0 | 0 | 0.004064 | 0.0048072
1996 | 359.1146 | 0 | 0 | 0 | 0 | 0 | 0 | 0.004064 | 0.008012
1996 | 359.125 | 0 | 0 | 0 | 0 | 0 | 0 | -0.004064 | -0.0012018
1996 | 359.1354 | 0 | 0 | 0 | 0 | 0 | 0 | -0.004064 | -0.002003
1996 | 359.1458 | 0 | 0 | 0 | 0 | 0 | 0 | 0.008128 | -0.0024036
1996 | 359.1563 | 0 | 0 | 0 | 0 | 0 | 0 | -0.008128 | 0.0028042
1996 | 359.1667 | 0 | 0 | 0 | 0 | 0 | 0 | 0 | 0.0064096
1996 | 359.1771 | 0 | 0 | 0 | 0 | 0 | 0 | 0 | -0.0064096
1996 | 359.1875 | 0 | 0 | 0 | 0 | 0 | 0 | 0 | 0.0088132
1996 | 359.1979 | 0 | 0 | 0 | 0 | 0 | 0 | 0.004064 | 0.0008012
1996 | 359.2083 | 0 | 0 | 0 | 0 | 0 | 0 | -0.008128 | -0.004006
1996 | 359.2188 | 0 | 0 | 0 | 0 | 0 | 0 | 0.008128 | 0.012018
1996 | 359.2292 | 0 | 0 | 0 | 0 | 0 | 0 | -0.004064 | -0.016825
1996 | 359.2396 | 0 | 0 | 0 | 0 | 0 | 0 | 0 | 0.006009
1996 | 359.25 | 0 | 0 | 0 | 0 | 0 | 0 | -0.004064 | -0.0008012
1996 | 359.2604 | 0 | 0 | 0 | 0 | 0 | 0 | -0.004064 | 0
1996 | 359.2708 | 0 | 0 | 0 | 0 | 0 | 0 | -0.008128 | -0.011217
1996 | 359.2813 | 0 | 0 | 0 | 0 | 0 | 0 | 0.004064 | 0.0084126
1996 | 359.2917 | 0 | 0 | 0 | 0 | 0 | 0 | 0 | 0.0072108
1996 | 359.3021 | 0 | 0 | 0 | 0 | 0 | 0 | -0.012192 | -0.016425
1996 | 359.3125 | 0 | 0 | 0 | 0 | 0 | 0 | 0 | -0.0048072
1996 | 359.3229 | 0 | 0 | 0 | 0 | 0 | 0 | 0.008128 | 0.015223
1996 | 359.3333 | 0 | 0 | 0 | 0 | 0 | 0 | 0.008128 | 0.017626
1996 | 359.3438 | 0 | 0 | 0 | 0 | 0 | 0 | 0.008128 | -0.0036054
1996 | 359.3542 | 0 | 0 | 0 | 0 | 0 | 0 | -0.004064 | 0
1996 | 359.3646 | 0 | 0 | 0 | 0 | 0 | 0 | -0.008128 | 0.0024036
1996 | 359.375 | 0 | 0 | 0 | 0 | 0 | 0 | 0.012192 | -0.0008012
1996 | 359.3854 | 0 | 0 | 0 | 0 | 0 | 0 | 0.004064 | 0.024437
1996 | 359.3958 | 0 | 0 | 0 | 0 | 0 | 0 | 0.016256 | 0.015623
1996 | 359.4063 | 0 | 0 | 0 | 0 | 0 | 0 | 0.008128 | 0.0084126
1996 | 359.4167 | 0 | 0 | 0 | 0 | 0 | 0 | 0.008128 | 0.0088132
1996 | 359.4271 | 0 | 0 | 0 | 0 | 0 | 0 | 0.008128 | 0.0092138
1996 | 359.4375 | 0 | 0 | 0 | 0 | 0 | 0 | 0.02032 | 0.018828
1996 | 359.4479 | 0 | 0 | 0 | 0 | 0 | 0 | -0.004064 | -0.01322
1996 | 359.4583 | 0 | 0 | 0 | 0 | 0 | 0 | 0.016256 | -0.0036054
1996 | 359.4688 | 0 | 0 | 0 | 0 | 0 | 0 | 0.008128 | 0.010015
1996 | 359.4792 | 0 | 0 | 0 | 0 | 0 | 0 | 0 | 0.012819
1996 | 359.4896 | 0 | 0 | 0 | 0 | 0 | 0 | 0.02032 | -0.0056084
1996 | 359.5 | 0 | 0 | 0 | 0 | 0 | 0 | 0.008128 | -0.0096144
1996 | 359.5104 | 0 | 0 | 0 | 0 | 0 | 0 | 0.008128 | 0.016024
1996 | 359.5208 | 0 | 0 | 0 | 0 | 0 | 0 | 0.016256 | 0.019229
1996 | 359.5313 | 0 | 0 | 0 | 0 | 0 | 0 | 0.008128 | 0.0016024
1996 | 359.5417 | 0 | 0 | 0 | 0 | 0 | 0 | 0.008128 | 0.004006
1996 | 359.5521 | 0 | 0 | 0 | 0 | 0 | 0 | -2.2737e-13 | 0.015623
1996 | 359.5625 | 0 | 0 | 0 | 0 | 0 | 0 | 0.012192 | -0.0092138
1996 | 359.5729 | 0 | 0 | 0 | 0 | 0 | 0 | 0.008128 | 0.0068102
1996 | 359.5833 | 0 | 0 | 0 | 0 | 0 | 0 | 0.012192 | 0.018027
1996 | 359.5938 | 0 | 0 | 0 | 0 | 0 | 0 | 0.008128 | 0.018027
1996 | 359.6042 | 0 | 0 | 0 | 0 | 0 | 0 | 0.008128 | 0.0068102
1996 | 359.6146 | 0 | 0 | 0 | 0 | 0 | 0 | 0.028448 | -0.0008012
1996 | 359.625 | 0 | 0 | 0 | 0 | 0 | 0 | 0.012192 | 0.019229
1996 | 359.6354 | 0 | 0 | 0 | 0 | 0 | 0 | 0.008128 | 0.011217
1996 | 359.6458 | 0 | 0 | 0 | 0 | 0 | 0 | 0.008128 | 0.0096144
1996 | 359.6563 | 0 | 0 | 0 | 0 | 0 | 0 | -0.008128 | -0.021232
1996 | 359.6667 | 0 | 0 | 0 | 0 | 0 | 0 | -0.012192 | 0.016024
1996 | 359.6771 | 0 | 0 | 0 | 0 | 0 | 0 | 0.008128 | 0.011217
1996 | 359.6875 | 0 | 0 | 0 | 0 | 0 | 0 | 0.012192 | 0.0004006
1996 | 359.6979 | 0 | 0 | 0 | 0 | 0 | 0 | 0.008128 | 0.0084126
1996 | 359.7083 | 0 | 0 | 0 | 0 | 0 | 0 | 0.036576 | 0.034852
1996 | 359.7188 | 0 | 0 | 0 | 0 | 0 | 0 | 0.04064 | 0.016024
1996 | 359.7292 | 0 | 0 | 0 | 0 | 0 | 0 | 0.004064 | 0.0072108
1996 | 359.7396 | 0 | 0 | 0 | 0 | 0 | 0 | 0.008128 | 0.0012018
1996 | 359.75 | 0 | 0 | 0 | 0 | 0 | 0 | 0.024384 | 0.025238
1996 | 359.7604 | 0 | 0 | 0 | 0 | 0 | 0 | -0.004064 | -0.0016024
1996 | 359.7708 | 0 | 0 | 0 | 0 | 0 | 0 | 0.012192 | 0.0052078
1996 | 359.7813 | 0 | 0 | 0 | 0 | 0 | 0 | -0.008128 | -0.002003
1996 | 359.7917 | 0 | 0 | 0 | 0 | 0 | 0 | -0.004064 | -0.012419
1996 | 359.8021 | 0 | 0 | 0 | 0 | 0 | 0 | -0.016256 | -0.0008012
1996 | 359.8125 | 0 | 0 | 0 | 0 | 0 | 0 | -0.024384 | -0.0096144
1996 | 359.8229 | 0 | 0 | 0 | 0 | 0 | 0 | 0.016256 | 0.0028042
1996 | 359.8333 | 0 | 0 | 0 | 0 | 0 | 0 | 0.012192 | 0.020831
1996 | 359.8438 | 0 | 0 | 0 | 0 | 0 | 0 | -0.004064 | -0.028042
1996 | 359.8542 | 0 | 0 | 0 | 0 | 0 | 0 | 0.012192 | 0.018027
1996 | 359.8646 | 0 | 0 | 0 | 0 | 0 | 0 | -0.02032 | -0.012419
1996 | 359.875 | 0 | 0 | 0 | 0 | 0 | 0 | -0.016256 | -0.0036054
1996 | 359.8854 | 0 | 0 | 0 | 0 | 0 | 0 | -0.004064 | 0.017626
1996 | 359.8958 | 0 | 0 | 0 | 0 | 0 | 0 | 0.004064 | -0.01322
1996 | 359.9063 | 0 | 0 | 0 | 0 | 0 | 0 | 0 | 0.014822
1996 | 359.9167 | 0 | 0 | 0 | 0 | 0 | 0 | -0.004064 | -0.0024036
1996 | 359.9271 | 0 | 0 | 0 | 0 | 0 | 0 | 0.024384 | 0.020431
1996 | 359.9375 | 0 | 0 | 0 | 0 | 0 | 0 | 0.008128 | 0.0036054
1996 | 359.9479 | 0 | 0 | 0 | 0 | 0 | 0 | -0.012192 | 0.008012
1996 | 359.9583 | 0 | 0 | 0 | 0 | 0 | 0 | -0.004064 | -0.019629
1996 | 359.9688 | 0 | 0 | 0 | 0 | 0 | 0 | 2.2737e-13 | 0.01362
1996 | 359.9792 | 0 | 0 | 0 | 0 | 0 | 0 | -0.02032 | -0.018428
1996 | 359.9896 | 0 | 0 | 0 | 0 | 0 | 0 | 0.024384 | 0.019229
1996 | 360 | 0 | 0 | 0 | 0 | 0 | 0 | -0.024384 | -0.0068102
1996 | 360.0104 | 0 | 0 | 0 | 0 | 0 | 0 | -0.008128 | -0.0048072
1996 | 360.0208 | 0 | 0.025638 | 0 | 0 | 0 | 0 | -0.024384 | 0.0056084
1996 | 360.0313 | 0 | 0 | 0 | 0 | 0 | 0 | 0.012192 | 0.018027
1996 | 360.0417 | 0 | 0 | 0 | 0 | 0 | 0 | 0.008128 | 0.022033
1996 | 360.0521 | 0 | 0 | 0 | 0 | 0 | 0 | -0.008128 | -0.0072108
1996 | 360.0625 | 0 | 0 | 0 | 0 | 0 | 0 | 0.016256 | -0.008012
1996 | 360.0729 | 0 | 0 | 0 | 0 | 0 | 0 | 0.02032 | 0.026039
1996 | 360.0833 | 0 | 0 | 0 | 0 | 0 | 0 | 0.032512 | 0.023635
1996 | 360.0938 | 0 | 0 | 0 | 0 | 0 | 0 | 0 | 0.006009
1996 | 360.1042 | 0 | 0 | 0 | 0 | 0 | 0 | 0.012192 | 0.016425
1996 | 360.1146 | 0 | 0 | 0 | 0 | 0 | 0 | 0.012192 | 0.004006
1996 | 360.125 | 0 | 0 | 0 | 0 | 0 | 0 | -0.012192 | -0.006009
1996 | 360.1354 | 0 | 0 | 0 | 0 | 0 | 0 | 0.02032 | 0.016425
1996 | 360.1458 | 0.032512 | 0 | 0 | 0 | 0 | 0 | -0.024384 | -0.020831
1996 | 360.1563 | 0 | 0 | 0 | 0 | 0 | 0 | 0.012192 | -0.010416
1996 | 360.1667 | 0 | 0 | 0 | 0 | 0 | 0 | 0.004064 | 0.012419
1996 | 360.1771 | 0 | 0 | 0 | 0 | 0 | 0 | 0.004064 | 0.0072108
1996 | 360.1875 | 0 | 0 | 0 | 0 | 0 | 0 | 0.016256 | 0.017226
1996 | 360.1979 | 0 | 0 | 0 | 0 | 0 | 0 | -0.004064 | 0.011617
1996 | 360.2083 | 0.024384 | 0.025638 | 0 | 0 | 0 | 0 | -0.008128 | -0.0036054
1996 | 360.2188 | 0 | 0.027241 | 0 | 0 | 0 | 0 | -0.024384 | 0.0096144
1996 | 360.2292 | 0 | 0 | 0 | 0 | 0 | 0 | 0.044704 | 0.022434
1996 | 360.2396 | 0 | 0 | 0 | 0 | 0 | 0 | -0.02032 | -0.004006
1996 | 360.25 | 0 | 0 | 0 | 0 | 0 | 0 | -0.012192 | -0.0004006
1996 | 360.2604 | 0 | 0 | 0 | 0 | 0 | 0 | 0.028448 | 0.012018
1996 | 360.2708 | 0 | 0 | 0 | 0 | 0 | 0 | 0.004064 | 0.010416
1996 | 360.2813 | 0 | 0 | 0 | 0 | 0 | 0 | 0.008128 | 0.014822
1996 | 360.2917 | 0.024384 | 0 | 0 | 0 | 0 | 0 | 0.004064 | -0.014822
1996 | 360.3021 | 0 | 0 | 0 | 0 | 0 | 0 | -0.008128 | 0.01322
1996 | 360.3125 | 0 | 0 | 0 | 0 | 0 | 0 | 0.008128 | -0.0048072
1996 | 360.3229 | 0 | 0 | 0 | 0 | 0 | 0 | 0.008128 | -0.012018
1996 | 360.3333 | 0 | 0 | 0 | 0 | 0 | 0 | -0.004064 | 0.063695
1996 | 360.3438 | 0 | 0 | 0 | 0.071307 | 0 | 0 | 0 | 0.034051
1996 | 360.3542 | 0 | 0 | 0 | 0 | 0 | 0 | 0.032512 | 0.041262
1996 | 360.3646 | 0.024384 | 0 | 0 | 0.044066 | 0 | 0 | -0.04064 | -0.004006
1996 | 360.375 | 0 | 0 | 0 | 0 | 0 | 0 | -0.008128 | -0.027241
1996 | 360.3854 | 0.024384 | 0 | 0 | 0 | 0 | 0 | 0.012192 | 0.014021
1996 | 360.3958 | 0 | 0 | 0 | 0 | 0 | 0 | 0.008128 | -0.0052078
1996 | 360.4063 | 0.04064 | 0 | 0 | 0 | 0 | 0 | 0 | -0.032849
1996 | 360.4167 | 0.024384 | 0 | 0 | 0 | 0 | 0 | -0.02032 | 0.024837
1996 | 360.4271 | 0 | 0 | 0 | 0 | 0 | 0 | -0.085344 | -0.068503
1996 | 360.4375 | 0 | 0.032048 | 0 | 0 | 0 | 0 | 0.024384 | 0.028042
1996 | 360.4479 | 0 | 0 | 0 | 0 | 0 | 0 | 0.028448 | 0.045268
1996 | 360.4583 | 0 | 0 | 0 | 0 | 0 | 0 | 0.02032 | 0.0008012
1996 | 360.4688 | 0 | 0 | 0 | 0 | 0 | 0 | -0.02032 | 0.050075
1996 | 360.4792 | 0 | 0 | 0 | 0 | 0 | 0 | 0.004064 | -0.075313
1996 | 360.4896 | 0 | 0 | 0 | 0 | 0 | 0 | 0.016256 | 0.050476
1996 | 360.5 | 0 | 0 | 0 | 0 | 0 | 0 | 0.10973 | -0.0076114
1996 | 360.5104 | 0 | 0 | 0.097536 | 0 | 0 | 0 | 0.056896 | 0.019229
1996 | 360.5208 | 0 | 0 | 0 | 0 | 0 | 0 | 0.036576 | 0.047271
1996 | 360.5313 | 0 | 0 | 0 | 0.10496 | 0 | 0 | -0.032512 | -0.0084126
1996 | 360.5417 | 0 | 0 | 0.073152 | 0 | 0 | 0 | 0.032512 | 0.10696
1996 | 360.5521 | 0 | 0 | 0 | 0 | 0 | 0 | 0.13411 | 0.043665
1996 | 360.5625 | 0 | 0 | 0 | 0 | 0 | 0 | -0.012192 | -0.006009
1996 | 360.5729 | 0 | 0 | 0.065024 | 0 | 0 | 0 | -0.004064 | 0.0008012
1996 | 360.5833 | 0 | 0 | 0.073152 | 0 | 0 | 0 | 0.004064 | -0.064497
1996 | 360.5938 | 0 | 0 | 0 | 0 | 0 | 0 | 0.085344 | -0.0669
1996 | 360.6042 | 0 | 0 | 0.073152 | 0 | 0 | 0 | 0.073152 | 0.074111
1996 | 360.6146 | 0 | 0 | 0.032512 | 0 | 0 | 0 | -0.008128 | 0.051677
1996 | 360.625 | 0 | 0 | 0.032512 | 0 | 0 | 0 | 0.012192 | -0.096144
1996 | 360.6354 | 0 | 0 | 0 | 0 | 0 | 0 | 0.04064 | 0.088132
1996 | 360.6458 | 0 | 0 | 0 | 0.081722 | 0 | 0 | 0.052832 | 0.036054
1996 | 360.6563 | 0 | 0 | 0 | 0.076114 | 0 | 0 | 0.06096 | 0.1991
1996 | 360.6667 | 0 | 0 | 0 | 0 | 0 | 0 | 0.085344 | 0.0669
1996 | 360.6771 | 0 | 0 | 0.065024 | 0 | 0 | 0 | -0.024384 | -0.081322
1996 | 360.6875 | 0 | 0 | 0 | 0 | 0 | 0 | -0.024384 | -0.0084126
1996 | 360.6979 | 0 | 0 | 0 | 0 | 0 | 0 | 0.04064 | 0.098948
1996 | 360.7083 | 0 | 0 | 0 | 0 | 0 | 0 | 0.024384 | -0.048072
1996 | 360.7188 | 0 | 0 | 0 | 0 | 0 | 0 | 0.12598 | 0.062494
1996 | 360.7292 | 0 | 0 | 0 | 0 | 0 | 0 | 0.028448 | 0.0044066
1996 | 360.7396 | 0.032512 | 0 | 0 | 0 | 0 | 0 | -0.008128 | -0.010816
1996 | 360.75 | 0 | 0 | 0 | 0 | 0 | 0 | 0.008128 | 0.0004006
1996 | 360.7604 | 0 | 0 | 0 | 0 | 0 | 0 | 0.048768 | 0.021232
1996 | 360.7708 | 0.032512 | 0 | 0 | 0 | 0 | 0 | -0.016256 | -0.017626
1996 | 360.7813 | 0 | 0 | 0 | 0 | 0 | 0 | -0.012192 | -0.024837
1996 | 360.7917 | 0 | 0 | 0 | 0 | 0 | 0 | 0.02032 | 0.040461
1996 | 360.8021 | 0 | 0 | 0 | 0 | 0 | 0 | 0 | 0.031647
1996 | 360.8125 | 0.024384 | 0 | 0 | 0 | 0 | 0 | 0.004064 | -0.032849
1996 | 360.8229 | 0 | 0 | 0 | 0 | 0 | 0 | 0.06096 | 0.012018
1996 | 360.8333 | 0 | 0 | 0 | 0 | 0 | 0 | 0.028448 | 0.039659
1996 | 360.8438 | 0 | 0 | 0 | 0 | 0 | 0 | -0.016256 | -0.026039
1996 | 360.8542 | 0 | 0 | 0 | 0 | 0 | 0 | 0.016256 | 0.027241
1996 | 360.8646 | 0 | 0 | 0 | 0 | 0 | 0 | 0.032512 | 0.01362
1996 | 360.875 | 0 | 0 | 0 | 0 | 0 | 0 | 0.004064 | 0.0012018
1996 | 360.8854 | 0 | 0 | 0 | 0 | 0 | 0 | 0.004064 | 0.039259
1996 | 360.8958 | 0 | 0 | 0 | 0 | 0 | 0 | 0.008128 | 0.011617
1996 | 360.9063 | 0 | 0.028042 | 0 | 0 | 0 | 0 | 0.016256 | 0.016425
1996 | 360.9167 | 0 | 0 | 0 | 0 | 0 | 0 | 0.056896 | 0.039259
1996 | 360.9271 | 0.024384 | 0.037656 | 0 | 0 | 0 | 0 | -0.012192 | 0.0064096
1996 | 360.9375 | 0 | 0 | 0 | 0 | 0 | 0 | -0.036576 | -0.02684
1996 | 360.9479 | 0 | 0 | 0 | 0 | 0 | 0 | 0.024384 | 0.037256
1996 | 360.9583 | 0 | 0 | 0 | 0 | 0 | 0 | 0.036576 | -0.0012018
1996 | 360.9688 | 0 | 0 | 0 | 0 | 0 | 0 | -0.016256 | 0.014422
1996 | 360.9792 | 0 | 0 | 0 | 0 | 0 | 0 | -0.004064 | -0.028042
1996 | 360.9896 | 0 | 0 | 0 | 0 | 0 | 0 | 0.032512 | 0.044467
1996 | 361 | 0 | 0 | 0 | 0 | 0 | 0 | 0.02032 | 0.01322
1996 | 361.0104 | 0 | 0 | 0 | 0 | 0 | 0 | 0.012192 | -0.012819
1996 | 361.0208 | 0 | 0 | 0 | 0 | 0 | 0 | 0.004064 | 0.035653
1996 | 361.0313 | 0 | 0 | 0 | 0 | 0 | 0 | 0.008128 | 0.0044066
1996 | 361.0417 | 0 | 0 | 0 | 0 | 0 | 0 | 0.044704 | 0.022033
1996 | 361.0521 | 0 | 0 | 0 | 0 | 0 | 0 | 0.028448 | 0.015623
1996 | 361.0625 | 0 | 0 | 0 | 0 | 0 | 0 | 0.02032 | 0.015623
1996 | 361.0729 | 0 | 0 | 0 | 0 | 0 | 0 | 0.028448 | 0.0072108
1996 | 361.0833 | 0 | 0 | 0.056896 | 0.05368 | 0 | 0 | -0.008128 | -0.0056084
1996 | 361.0938 | 0 | 0 | 0.13818 | 0.096945 | 0 | 0 | -0.004064 | -0.0096144
1996 | 361.1042 | 0 | 0 | 0 | 0 | 0 | 0 | 0.012192 | -0.043665
1996 | 361.1146 | 0 | 0 | 0 | 0 | 0 | 0 | 0.065024 | 0.059289
1996 | 361.125 | 0 | 0 | 0 | 0 | 0 | 0 | -0.008128 | 0.05328
1996 | 361.1354 | 0 | 0 | 0 | 0 | 0 | 0 | 0.008128 | -0.038057
1996 | 361.1458 | 0 | 0 | 0 | 0 | 0 | 0 | 0.008128 | -0.0036054
1996 | 361.1563 | 0 | 0 | 0 | 0 | 0 | 0 | 0 | 0.038057
1996 | 361.1667 | 0 | 0 | 0 | 0 | 0 | 0 | 0.048768 | 0.04687
1996 | 361.1771 | 0 | 0 | 0 | 0 | 0 | 0 | 0 | 0.030045
1996 | 361.1875 | 0 | 0.036054 | 0 | 0 | 0 | 0 | -0.016256 | 0.019229
1996 | 361.1979 | 0 | 0 | 0 | 0 | 0 | 0 | 0.024384 | 0.034051
1996 | 361.2083 | 0 | 0 | 0 | 0 | 0 | 0 | -0.024384 | -0.028042
1996 | 361.2188 | 0 | 0 | 0 | 0 | 0 | 0 | 0.044704 | 0.01362
1996 | 361.2292 | 0 | 0 | 0 | 0 | 0 | 0 | 0.008128 | 0.054081
1996 | 361.2396 | 0 | 0 | 0 | 0 | 0 | 0 | 0 | -0.0016024
1996 | 361.25 | 0 | 0 | 0 | 0 | 0 | 0 | 0.008128 | -0.023235
1996 | 361.2604 | 0.024384 | 0.06009 | 0 | 0 | 0 | 0 | -0.02032 | 0.0088132
1996 | 361.2708 | 0.024384 | 0 | 0 | 0 | 0 | 0 | 0.036576 | 0.05368
1996 | 361.2813 | 0 | 0 | 0 | 0 | 0 | 0 | 0.004064 | 0.035253
1996 | 361.2917 | 0 | 0 | 0 | 0 | 0 | 0 | 0 | -0.025638
1996 | 361.3021 | 0 | 0 | 0 | 0 | 0 | 0 | 0.016256 | -0.025238
1996 | 361.3125 | 0 | 0 | 0 | 0 | 0 | 0 | 0.008128 | -0.04006
1996 | 361.3229 | 0 | 0 | 0 | 0 | 0 | 0 | 0.04064 | 0.12218
1996 | 361.3333 | 0 | 0 | 0 | 0 | 0 | 0 | -0.028448 | 0
1996 | 361.3438 | 0 | 0 | 0 | 0 | 0 | 0 | 0.032512 | 0.016825
1996 | 361.3542 | 0 | 0 | 0 | 0 | 0 | 0 | 0.004064 | -0.010816
1996 | 361.3646 | 0 | 0 | 0 | 0 | 0 | 0 | 0.004064 | 0.0096144
1996 | 361.375 | 0 | 0 | 0 | 0 | 0 | 0 | 0.004064 | -0.0032048
1996 | 361.3854 | 0 | 0 | 0 | 0 | 0 | 0 | 0.004064 | 0.065698
1996 | 361.3958 | 0 | 0 | 0 | 0 | 0 | 0 | -0.008128 | 0.0004006
1996 | 361.4063 | 0 | 0 | 0 | 0 | 0 | 0 | -0.008128 | -0.01322
1996 | 361.4167 | 0 | 0 | 0 | 0 | 0 | 0 | 0.032512 | 0.025238
1996 | 361.4271 | 0 | 0 | 0 | 0 | 0 | 0 | -0.016256 | 0.023635
1996 | 361.4375 | 0 | 0 | 0 | 0 | 0 | 0 | 0.024384 | 0.0064096
1996 | 361.4479 | 0 | 0 | 0 | 0 | 0 | 0 | 0.036576 | 0.0044066
1996 | 361.4583 | 0 | 0 | 0 | 0 | 0 | 0 | 0.024384 | 0.0036054
1996 | 361.4688 | 0 | 0 | 0 | 0 | 0 | 0 | -0.008128 | 0.0048072
1996 | 361.4792 | 0 | 0 | 0 | 0 | 0 | 0 | 0.016256 | 0.018428
1996 | 361.4896 | 0.024384 | 0 | 0 | 0 | 0 | 0 | 0 | -0.060891
1996 | 361.5 | 0 | 0 | 0 | 0 | 0 | 0 | 0.044704 | 0.055283
1996 | 361.5104 | 0 | 0 | 0 | 0 | 0 | 0 | -0.004064 | 0.0056084
1996 | 361.5208 | 0 | 0 | 0 | 0 | 0 | 0 | 0.024384 | 0.035253
1996 | 361.5313 | 0 | 0 | 0 | 0 | 0 | 0 | -0.008128 | -0.011617
1996 | 361.5417 | 0 | 0 | 0 | 0 | 0 | 0 | 0.028448 | 0.004006
1996 | 361.5521 | 0 | 0 | 0 | 0 | 0 | 0 | 0.008128 | 0.014021
1996 | 361.5625 | 0 | 0 | 0 | 0 | 0 | 0 | 0.008128 | 0.010416
1996 | 361.5729 | 0 | 0 | 0 | 0 | 0 | 0 | 0.008128 | -0.0012018
1996 | 361.5833 | 0 | 0 | 0 | 0 | 0 | 0 | 0.024384 | 0.01362
1996 | 361.5938 | 0 | 0 | 0 | 0 | 0 | 0 | 0.032512 | 0.010015
1996 | 361.6042 | 0 | 0 | 0 | 0 | 0 | 0 | 0.004064 | 0.01322
1996 | 361.6146 | 0 | 0 | 0 | 0 | 0 | 0 | 0 | 0.0056084
1996 | 361.625 | 0 | 0 | 0 | 0 | 0 | 0 | 0.02032 | -0.0016024
1996 | 361.6354 | 0 | 0 | 0 | 0 | 0 | 0 | 0 | -0.01362
1996 | 361.6458 | 0 | 0 | 0 | 0 | 0 | 0 | -0.004064 | 0.018428
1996 | 361.6563 | 0 | 0 | 0 | 0 | 0 | 0 | 0.004064 | -0.01322
1996 | 361.6667 | 0 | 0 | 0 | 0 | 0 | 0 | 0.012192 | 0.008012
1996 | 361.6771 | 0 | 0.025638 | 0 | 0 | 0 | 0 | -0.016256 | 0.0076114
1996 | 361.6875 | 0 | 0 | 0 | 0 | 0 | 0 | -0.012192 | 0.0024036
1996 | 361.6979 | 0 | 0 | 0 | 0 | 0 | 0 | 0.012192 | 0.002003
1996 | 361.7083 | 0 | 0 | 0 | 0 | 0 | 0 | 0.012192 | 0.0044066
1996 | 361.7188 | 0 | 0 | 0 | 0 | 0 | 0 | 0.008128 | 0.015623
1996 | 361.7292 | 0 | 0 | 0 | 0 | 0 | 0 | 0.008128 | 0.011217
1996 | 361.7396 | 0 | 0 | 0 | 0 | 0 | 0 | 0 | -0.028443
1996 | 361.75 | 0 | 0 | 0 | 0 | 0 | 0 | -0.004064 | 0.0008012
1996 | 361.7604 | 0 | 0 | 0 | 0 | 0 | 0 | -2.2737e-13 | -0.011617
1996 | 361.7708 | 0 | 0 | 0 | 0 | 0 | 0 | 0.004064 | 0.0012018
1996 | 361.7813 | 0 | 0 | 0 | 0 | 0 | 0 | -0.004064 | 0.004006
1996 | 361.7917 | 0 | 0 | 0 | 0 | 0 | 0 | -0.008128 | -0.0004006
1996 | 361.8021 | 0 | 0 | 0 | 0 | 0 | 0 | -0.036576 | -0.035253
1996 | 361.8125 | 0 | 0 | 0 | 0 | 0 | 0 | 0.008128 | 0.0008012
1996 | 361.8229 | 0 | 0 | 0 | 0 | 0 | 0 | 0.016256 | 0.018027
1996 | 361.8333 | 0.024384 | 0 | 0 | 0 | 0 | 0 | 0.012192 | -0.016024
1996 | 361.8438 | 0 | 0 | 0 | 0 | 0 | 0 | 0 | 0.014422
1996 | 361.8542 | 0 | 0 | 0 | 0 | 0 | 0 | -0.02032 | -0.010015
1996 | 361.8646 | 0 | 0 | 0 | 0 | 0 | 0 | -0.004064 | 0.006009
1996 | 361.875 | 0 | 0 | 0 | 0 | 0 | 0 | 0.02032 | 0.011617
1996 | 361.8854 | 0.024384 | 0 | 0 | 0 | 0 | 0 | -0.008128 | 0.01362
1996 | 361.8958 | 0 | 0.030446 | 0 | 0 | 0 | 0 | -0.004064 | 0.0096144
1996 | 361.9063 | 0 | 0 | 0 | 0 | 0 | 0 | 0.024384 | 0.022434
1996 | 361.9167 | 0 | 0 | 0 | 0 | 0 | 0 | 0.016256 | 0.015623
1996 | 361.9271 | 0 | 0 | 0 | 0 | 0 | 0 | 0.016256 | 0.012419
1996 | 361.9375 | 0 | 0 | 0 | 0 | 0 | 0 | 0.028448 | 0.0096144
1996 | 361.9479 | 0.032512 | 0 | 0 | 0 | 0 | 0 | -0.012192 | -0.031247
1996 | 361.9583 | 0.024384 | 0 | 0 | 0 | 0 | 0 | -0.012192 | -0.010015
1996 | 361.9688 | 0 | 0 | 0 | 0 | 0 | 0 | -0.004064 | 0.0032048
1996 | 361.9792 | 0.048768 | 0.04647 | 0 | 0 | 0 | 0 | -0.008128 | 0.0052078
1996 | 361.9896 | 0.024384 | 0 | 0 | 0 | 0 | 0 | -0.004064 | -0.023635
1996 | 362 | 0 | 0 | 0 | 0 | 0 | 0 | 0 | 0.01362
1996 | 362.0104 | 0 | 0 | 0 | 0 | 0 | 0 | 0.04064 | 0.056485
1996 | 362.0208 | 0.032512 | 0 | 0 | 0 | 0 | 0 | -0.016256 | -0.045668
1996 | 362.0313 | 0 | 0 | 0 | 0 | 0 | 0 | 0.056896 | 0.021632
1996 | 362.0417 | 0 | 0 | 0 | 0 | 0 | 0 | 0.044704 | 0.048873
1996 | 362.0521 | 0 | 0 | 0 | 0 | 0 | 0 | 0.032512 | 0.032849
1996 | 362.0625 | 0 | 0 | 0 | 0 | 0 | 0 | 0.016256 | 0
1996 | 362.0729 | 0 | 0 | 0 | 0 | 0 | 0 | 0.04064 | 0.017626
1996 | 362.0833 | 0.089408 | 0.05368 | 0 | 0 | 0 | 0 | -0.004064 | -0.008012
1996 | 362.0938 | 0 | 0 | 0 | 0 | 0 | 0 | -0.016256 | 0.014021
1996 | 362.1042 | 0 | 0 | 0 | 0 | 0 | 0 | -0.004064 | -0.0052078
1996 | 362.1146 | 0 | 0 | 0 | 0 | 0 | 0 | -0.008128 | 0.008012
1996 | 362.125 | 0 | 0 | 0 | 0 | 0 | 0 | 0.04064 | -0.0068102
1996 | 362.1354 | 0 | 0 | 0 | 0 | 0 | 0 | 0.008128 | 0.008012
1996 | 362.1458 | 0 | 0 | 0 | 0 | 0 | 0 | 0 | -0.0036054
1996 | 362.1563 | 0 | 0 | 0 | 0 | 0 | 0 | 0.004064 | 0.041662
1996 | 362.1667 | 0.04064 | 0.021632 | 0 | 0 | 0 | 0 | 0.02032 | -0.012018
1996 | 362.1771 | 0.024384 | 0 | 0 | 0 | 0 | 0 | 0.012192 | -0.0028042
1996 | 362.1875 | 0 | 0 | 0 | 0 | 0 | 0 | 0.044704 | 0.025638
1996 | 362.1979 | 0 | 0 | 0 | 0 | 0 | 0 | 0.028448 | 0.0036054
1996 | 362.2083 | 0 | 0 | 0 | 0 | 0 | 0 | 0.016256 | 0.019629
1996 | 362.2188 | 0 | 0 | 0 | 0 | 0 | 0 | 0.012192 | 0.01322
1996 | 362.2292 | 0 | 0 | 0 | 0 | 0 | 0 | 0.024384 | 0.011217
1996 | 362.2396 | 0 | 0 | 0 | 0 | 0 | 0 | 0.004064 | -0.0064096
1996 | 362.25 | 0 | 0 | 0 | 0 | 0 | 0 | -0.012192 | -0.0036054
1996 | 362.2604 | 0.024384 | 0 | 0 | 0 | 0 | 0 | -0.016256 | -0.010416
1996 | 362.2708 | 0 | 0 | 0 | 0 | 0 | 0 | -0.028448 | -0.030846
1996 | 362.2813 | 0 | 0 | 0 | 0 | 0 | 0 | 0.036576 | 0.0036054
1996 | 362.2917 | 0 | 0 | 0 | 0 | 0 | 0 | 0.012192 | -0.0064096
1996 | 362.3021 | 0 | 0 | 0 | 0 | 0 | 0 | 0.093472 | 0.10856
1996 | 362.3125 | 0 | 0 | 0 | 0 | 0 | 0 | -0.028448 | -0.048072
1996 | 362.3229 | 0 | 0 | 0 | 0 | 0 | 0 | 0.008128 | 0.034051
1996 | 362.3333 | 0 | 0 | 0 | 0 | 0 | 0 | 0.036576 | 0.004006
1996 | 362.3438 | 0.065024 | 0.034452 | 0 | 0 | 0 | 0 | -0.008128 | 0.018828
1996 | 362.3542 | 0 | 0 | 0 | 0 | 0 | 0 | 0.02032 | 0.0032048
1996 | 362.3646 | 0 | 0 | 0 | 0 | 0 | 0 | 0.008128 | -0.019629
1996 | 362.375 | 0 | 0 | 0 | 0 | 0 | 0 | -0.028448 | 0.036455
1996 | 362.3854 | 0 | 0.040861 | 0 | 0 | 0 | 0 | 0.036576 | -0.0004006
1996 | 362.3958 | 0 | 0 | 0 | 0 | 0 | 0 | 0.052832 | 0.064897
1996 | 362.4063 | 0.065024 | 0 | 0 | 0 | 0 | 0 | -0.008128 | -0.025238
1996 | 362.4167 | 0 | 0.023235 | 0 | 0 | 0 | 0 | -0.032512 | 0.022033
1996 | 362.4271 | 0 | 0 | 0 | 0 | 0 | 0 | 0.024384 | 0.035653
1996 | 362.4375 | 0 | 0.030446 | 0 | 0 | 0 | 0 | 0.012192 | -0.042063
1996 | 362.4479 | 0 | 0 | 0 | 0 | 0 | 0 | 0.02032 | -0.047671
1996 | 362.4583 | 0 | 0 | 0 | 0 | 0 | 0 | -0.028448 | 0.02003
1996 | 362.4688 | 0 | 0 | 0 | 0 | 0 | 0 | 0.024384 | 0.099749
1996 | 362.4792 | 0.056896 | 0 | 0 | 0 | 0 | 0 | 0.012192 | 0.017226
1996 | 362.4896 | 0 | 0 | 0 | 0 | 0 | 0 | 0.089408 | 0.10936
1996 | 362.5 | 0 | 0 | 0 | 0 | 0 | 0 | 0.044704 | 0.0084126
1996 | 362.5104 | 0 | 0 | 0 | 0 | 0 | 0 | 0.004064 | -0.056084
1996 | 362.5208 | 0 | 0 | 0 | 0 | 0 | 0 | -0.008128 | 0.028042
1996 | 362.5313 | 0 | 0 | 0 | 0 | 0 | 0 | 0.06096 | 0.10215
1996 | 362.5417 | 0 | 0 | 0 | 0 | 0 | 0 | 0.028448 | -0.055283
1996 | 362.5521 | 0 | 0 | 0 | 0 | 0 | 0 | -0.012192 | 0.020831
1996 | 362.5625 | 0 | 0 | 0 | 0 | 0 | 0 | 0.065024 | -0.0012018
1996 | 362.5729 | 0 | 0 | 0 | 0 | 0 | 0 | -0.004064 | 0.08653
1996 | 362.5833 | 0 | 0 | 0 | 0 | 0 | 0 | 0.024384 | -0.044467
1996 | 362.5938 | 0 | 0 | 0 | 0 | 0 | 0 | 0.048768 | 0.086129
1996 | 362.6042 | 0 | 0.024837 | 0 | 0 | 0 | 0 | 0.028448 | 0.039659
1996 | 362.6146 | 0 | 0 | 0 | 0 | 0 | 0 | 0.012192 | 0.014021
1996 | 362.625 | 0 | 0 | 0 | 0 | 0 | 0 | 0 | -0.0028042
1996 | 362.6354 | 0.024384 | 0 | 0 | 0 | 0 | 0 | 0.048768 | 0.048072
1996 | 362.6458 | 0 | 0 | 0 | 0 | 0 | 0 | -0.008128 | 0.088933
1996 | 362.6563 | 0 | 0 | 0 | 0 | 0 | 0 | 0.02032 | 0.022834
1996 | 362.6667 | 0 | 0 | 0 | 0 | 0 | 0 | 0.065024 | -0.090135
1996 | 362.6771 | 0 | 0 | 0 | 0 | 0 | 0 | 0.056896 | 0.096945
1996 | 362.6875 | 0 | 0 | 0 | 0 | 0 | 0 | 0.02032 | -0.096945
1996 | 362.6979 | 0 | 0.042464 | 0 | 0 | 0 | 0 | 0.048768 | 0.12338
1996 | 362.7083 | 0.065024 | 0 | 0 | 0 | 0 | 0 | 0.004064 | 0.061292
1996 | 362.7188 | 0 | 0 | 0 | 0 | 0 | 0 | 0.028448 | 0.012419
1996 | 362.7292 | 0 | 0 | 0 | 0 | 0 | 0 | 0.08128 | 0.041662
1996 | 362.7396 | 0 | 0 | 0 | 0 | 0 | 0 | -0.024384 | 0.0032048
1996 | 362.75 | 0 | 0 | 0 | 0 | 0 | 0 | 0.004064 | 0.068503
1996 | 362.7604 | 0 | 0 | 0 | 0 | 0 | 0 | 0.028448 | 0.027641
1996 | 362.7708 | 0 | 0 | 0 | 0 | 0 | 0 | 0.016256 | -0.02644
1996 | 362.7813 | 0 | 0 | 0 | 0 | 0 | 0 | 0.065024 | 0.010416
1996 | 362.7917 | 0.04064 | 0.022434 | 0 | 0 | 0 | 0 | 0 | 0.0036054
1996 | 362.8021 | 0 | 0 | 0 | 0 | 0 | 0 | 0.036576 | 0.072509
1996 | 362.8125 | 0 | 0 | 0 | 0 | 0 | 0 | 0.02032 | -0.019629
1996 | 362.8229 | 0 | 0 | 0 | 0 | 0 | 0 | 0.004064 | 0.0016024
1996 | 362.8333 | 0.024384 | 0 | 0 | 0 | 0 | 0 | -0.012192 | 0.004006
1996 | 362.8438 | 0 | 0 | 0 | 0 | 0 | 0 | 0.008128 | 0.0044066
1996 | 362.8542 | 0 | 0.052078 | 0 | 0 | 0 | 0 | -0.024384 | -0.019629
1996 | 362.8646 | 0.032512 | 0 | 0 | 0 | 0 | 0 | 0.028448 | 0.043265
1996 | 362.875 | 0 | 0 | 0 | 0 | 0 | 0 | -0.012192 | 0.051677
1996 | 362.8854 | 0 | 0 | 0 | 0 | 0 | 0 | 0.024384 | -0.042464
1996 | 362.8958 | 0 | 0 | 0 | 0 | 0 | 0 | 0.044704 | 0.040461
1996 | 362.9063 | 0 | 0 | 0 | 0 | 0 | 0 | 0.044704 | -0.0036054
1996 | 362.9167 | 0 | 0 | 0 | 0 | 0 | 0 | 0.036576 | 0.060891
1996 | 362.9271 | 0 | 0 | 0 | 0 | 0 | 0 | 0.024384 | 0.01362
1996 | 362.9375 | 0 | 0 | 0 | 0 | 0 | 0 | 0.02032 | 0.015223
1996 | 362.9479 | 0 | 0 | 0 | 0 | 0 | 0 | -0.008128 | 0.010015
1996 | 362.9583 | 0 | 0 | 0 | 0 | 0 | 0 | 0.04064 | 0.010816
1996 | 362.9688 | 0 | 0 | 0 | 0 | 0 | 0 | -0.016256 | -0.0028042
1996 | 362.9792 | 0 | 0 | 0 | 0 | 0 | 0 | -0.02032 | -0.011217
1996 | 362.9896 | 0 | 0 | 0 | 0 | 0 | 0 | 0.016256 | 0.014021
1996 | 363 | 0 | 0 | 0 | 0 | 0 | 0 | 0.06096 | 0.039659
1996 | 363.0104 | 0 | 0 | 0 | 0 | 0 | 0 | 0.004064 | 0.0076114
1996 | 363.0208 | 0 | 0 | 0 | 0 | 0 | 0 | 0.028448 | 0.0088132
1996 | 363.0313 | 0 | 0 | 0 | 0 | 0 | 0 | 0.004064 | 0.016024
1996 | 363.0417 | 0 | 0 | 0 | 0 | 0 | 0 | 0.012192 | 0.01322
1996 | 363.0521 | 0 | 0 | 0 | 0 | 0 | 0 | 0.008128 | 0.015223
1996 | 363.0625 | 0 | 0 | 0 | 0 | 0 | 0 | -0.008128 | -0.0076114
1996 | 363.0729 | 0 | 0 | 0 | 0 | 0 | 0 | -0.012192 | -0.014422
1996 | 363.0833 | 0 | 0 | 0 | 0 | 0 | 0 | 0 | 0.0004006
1996 | 363.0938 | 0 | 0 | 0 | 0 | 0 | 0 | 0 | -0.0092138
1996 | 363.1042 | 0 | 0 | 0 | 0 | 0 | 0 | 0.028448 | 0.03365
1996 | 363.1146 | 0 | 0 | 0 | 0 | 0 | 0 | -0.008128 | -0.0036054
1996 | 363.125 | 0 | 0 | 0 | 0 | 0 | 0 | -0.016256 | -0.019629
1996 | 363.1354 | 0 | 0 | 0 | 0 | 0 | 0 | 0.024384 | 0.014021
1996 | 363.1458 | 0 | 0 | 0 | 0 | 0 | 0 | -0.004064 | 0.008012
1996 | 363.1563 | 0 | 0 | 0 | 0 | 0 | 0 | -0.016256 | -0.016825
1996 | 363.1667 | 0 | 0 | 0 | 0 | 0 | 0 | 0.032512 | 0.016825
1996 | 363.1771 | 0 | 0 | 0 | 0 | 0 | 0 | 0 | 0.014021
1996 | 363.1875 | 0 | 0 | 0 | 0 | 0 | 0 | -0.024384 | -0.022033
1996 | 363.1979 | 0 | 0 | 0 | 0 | 0 | 0 | -0.004064 | -0.0064096
1996 | 363.2083 | 0 | 0 | 0 | 0 | 0 | 0 | 0.004064 | 0.002003
1996 | 363.2188 | 0 | 0 | 0 | 0 | 0 | 0 | 0.008128 | 0.02003
1996 | 363.2292 | 0 | 0 | 0 | 0 | 0 | 0 | 0.02032 | 0.012018
1996 | 363.2396 | 0 | 0 | 0 | 0 | 0 | 0 | 0 | -0.014021
1996 | 363.25 | 0 | 0 | 0 | 0 | 0 | 0 | 0.016256 | 0.0088132
1996 | 363.2604 | 0 | 0 | 0 | 0 | 0 | 0 | -0.004064 | -0.017626
1996 | 363.2708 | 0 | 0 | 0 | 0 | 0 | 0 | 0.016256 | 0.048873
1996 | 363.2813 | 0 | 0 | 0 | 0 | 0 | 0 | 0.008128 | 0.0052078
1996 | 363.2917 | 0 | 0 | 0 | 0 | 0 | 0 | -0.004064 | -0.016024
1996 | 363.3021 | 0 | 0 | 0 | 0 | 0 | 0 | 0.016256 | 0.022033
1996 | 363.3125 | 0 | 0 | 0 | 0 | 0 | 0 | 0 | 0.008012
1996 | 363.3229 | 0 | 0 | 0 | 0 | 0 | 0 | 0.008128 | -0.0032048
1996 | 363.3333 | 0 | 0 | 0 | 0 | 0 | 0 | 0 | -0.008012
1996 | 363.3438 | 0 | 0 | 0 | 0 | 0 | 0 | 0.008128 | 0.012018
1996 | 363.3542 | 0 | 0 | 0 | 0 | 0 | 0 | -0.008128 | 0.0016024
1996 | 363.3646 | 0 | 0 | 0 | 0 | 0 | 0 | 0.004064 | 0
1996 | 363.375 | 0 | 0 | 0 | 0 | 0 | 0 | 0.004064 | -0.011217
1996 | 363.3854 | 0 | 0 | 0 | 0 | 0 | 0 | -0.004064 | -0.011617
1996 | 363.3958 | 0 | 0 | 0 | 0 | 0 | 0 | 0.008128 | 0.018828
1996 | 363.4063 | 0 | 0 | 0 | 0 | 0 | 0 | 0.008128 | 0.0028042
1996 | 363.4167 | 0 | 0 | 0 | 0 | 0 | 0 | 0 | -0.0008012
1996 | 363.4271 | 0 | 0 | 0 | 0 | 0 | 0 | -0.008128 | 0.018428
1996 | 363.4375 | 0 | 0 | 0 | 0 | 0 | 0 | -0.004064 | -0.0088132
1996 | 363.4479 | 0 | 0 | 0 | 0 | 0 | 0 | 0.032512 | 0.032849
1996 | 363.4583 | 0 | 0.032849 | 0 | 0 | 0 | 0 | -0.008128 | 0.0008012
1996 | 363.4688 | 0 | 0 | 0 | 0 | 0 | 0 | 0.032512 | 0.048072
1996 | 363.4792 | 0 | 0 | 0 | 0 | 0 | 0 | -0.008128 | 0.0028042
1996 | 363.4896 | 0 | 0 | 0 | 0 | 0 | 0 | 0.048768 | 0.030846
1996 | 363.5 | 0 | 0 | 0 | 0 | 0 | 0 | 0.016256 | 0.047271
1996 | 363.5104 | 0 | 0 | 0 | 0 | 0 | 0 | 0.028448 | 0.01362
1996 | 363.5208 | 0 | 0 | 0 | 0 | 0 | 0 | 0.012192 | 0
1996 | 363.5313 | 0 | 0 | 0 | 0 | 0 | 0 | -0.004064 | 0.0052078
1996 | 363.5417 | 0 | 0 | 0 | 0 | 0 | 0 | 0.004064 | 0.0048072
1996 | 363.5521 | 0 | 0 | 0 | 0 | 0 | 0 | 0.032512 | 0.0008012
1996 | 363.5625 | 0 | 0 | 0 | 0 | 0 | 0 | 0.02032 | 0.034051
1996 | 363.5729 | 0 | 0 | 0 | 0 | 0 | 0 | 0.004064 | 0.02644
1996 | 363.5833 | 0 | 0 | 0 | 0 | 0 | 0 | -0.004064 | 0.0036054
1996 | 363.5938 | 0 | 0 | 0 | 0 | 0 | 0 | 0.032512 | 0.018027
1996 | 363.6042 | 0 | 0 | 0 | 0 | 0 | 0 | 0.028448 | 0.01362
1996 | 363.6146 | 0 | 0 | 0 | 0 | 0 | 0 | 0.02032 | -0.027241
1996 | 363.625 | 0 | 0 | 0 | 0 | 0 | 0 | 0.024384 | 0.063695
1996 | 363.6354 | 0 | 0 | 0 | 0 | 0 | 0 | 0.012192 | 0.017226
1996 | 363.6458 | 0 | 0 | 0 | 0 | 0 | 0 | 0.012192 | 0.027241
1996 | 363.6563 | 0 | 0 | 0 | 0 | 0 | 0 | 0.008128 | -0.012419
1996 | 363.6667 | 0 | 0 | 0 | 0 | 0 | 0 | 0.008128 | 0.038057
1996 | 363.6771 | 0 | 0 | 0 | 0 | 0 | 0 | 0.02032 | 0.0032048
1996 | 363.6875 | 0 | 0 | 0 | 0 | 0 | 0 | 0.012192 | 0.019629
1996 | 363.6979 | 0 | 0.021632 | 0 | 0 | 0 | 0 | 0.004064 | 0.0096144
1996 | 363.7083 | 0 | 0 | 0 | 0 | 0 | 0 | 0.004064 | 0.008012
1996 | 363.7188 | 0 | 0 | 0 | 0 | 0 | 0 | 0.036576 | 0.0028042
1996 | 363.7292 | 0 | 0 | 0 | 0 | 0 | 0 | -0.004064 | -0.0064096
1996 | 363.7396 | 0 | 0 | 0 | 0 | 0 | 0 | -0.004064 | 0.0084126
1996 | 363.75 | 0 | 0 | 0 | 0 | 0 | 0 | 0.008128 | 0.0084126
1996 | 363.7604 | 0 | 0 | 0 | 0 | 0 | 0 | -0.004064 | 0.018428
1996 | 363.7708 | 0 | 0 | 0 | 0 | 0 | 0 | 0.004064 | 0.0044066
1996 | 363.7813 | 0 | 0 | 0 | 0 | 0 | 0 | 0.012192 | 0.010816
1996 | 363.7917 | 0 | 0 | 0 | 0 | 0 | 0 | -0.012192 | -0.012018
1996 | 363.8021 | 0 | 0 | 0 | 0 | 0 | 0 | 0.008128 | 0.010015
1996 | 363.8125 | 0 | 0 | 0 | 0 | 0 | 0 | 0 | -0.020831
1996 | 363.8229 | 0 | 0 | 0 | 0 | 0 | 0 | 0.008128 | 0.0044066
1996 | 363.8333 | 0 | 0 | 0 | 0 | 0 | 0 | 0.008128 | 0.018828
1996 | 363.8438 | 0 | 0 | 0 | 0 | 0 | 0 | 0 | -0.016825
1996 | 363.8542 | 0 | 0 | 0 | 0 | 0 | 0 | -0.008128 | 0.0032048
1996 | 363.8646 | 0 | 0 | 0 | 0 | 0 | 0 | 0 | 0.024437
1996 | 363.875 | 0 | 0 | 0 | 0 | 0 | 0 | -0.004064 | -0.002003
1996 | 363.8854 | 0 | 0.024036 | 0 | 0 | 0 | 0 | 0 | 0.0064096
1996 | 363.8958 | 0 | 0 | 0 | 0 | 0 | 0 | -0.004064 | 0.008012
1996 | 363.9063 | 0 | 0 | 0 | 0 | 0 | 0 | 0.008128 | 0.0028042
1996 | 363.9167 | 0 | 0 | 0 | 0 | 0 | 0 | 0 | -0.014021
1996 | 363.9271 | 0 | 0 | 0 | 0 | 0 | 0 | 0 | 0.011617
1996 | 363.9375 | 0 | 0 | 0 | 0 | 0 | 0 | -0.004064 | -0.0012018
1996 | 363.9479 | 0 | 0 | 0 | 0 | 0 | 0 | 0.004064 | 0.0016024
1996 | 363.9583 | 0 | 0 | 0 | 0 | 0 | 0 | -0.004064 | 0.0096144
1996 | 363.9688 | 0 | 0 | 0 | 0 | 0 | 0 | 0.004064 | -0.015623
1996 | 363.9792 | 0 | 0 | 0 | 0 | 0 | 0 | 0 | 0.0048072
1996 | 363.9896 | 0 | 0 | 0 | 0 | 0 | 0 | -0.008128 | -0.0084126
1996 | 364 | 0 | 0 | 0 | 0 | 0 | 0 | -0.008128 | 0.0088132
1996 | 364.0104 | 0 | 0 | 0 | 0 | 0 | 0 | 0.016256 | -0.0096144
1996 | 364.0208 | 0 | 0 | 0 | 0 | 0 | 0 | -0.004064 | -0.0012018
1996 | 364.0313 | 0 | 0 | 0 | 0 | 0 | 0 | 0.008128 | 0.017226
1996 | 364.0417 | 0 | 0 | 0 | 0 | 0 | 0 | -0.008128 | 0.012419
1996 | 364.0521 | 0 | 0 | 0 | 0 | 0 | 0 | 0.004064 | -0.0084126
1996 | 364.0625 | 0 | 0 | 0 | 0 | 0 | 0 | 0.008128 | 0.0064096
1996 | 364.0729 | 0 | 0 | 0 | 0 | 0 | 0 | 0.004064 | 0.0072108
1996 | 364.0833 | 0 | 0 | 0 | 0 | 0 | 0 | 0 | 0.0016024
1996 | 364.0938 | 0 | 0 | 0 | 0 | 0 | 0 | 0 | 0.0004006
1996 | 364.1042 | 0 | 0 | 0 | 0 | 0 | 0 | -0.004064 | -0.010416
1996 | 364.1146 | 0 | 0 | 0 | 0 | 0 | 0 | 0.004064 | 0.012419
1996 | 364.125 | 0 | 0 | 0 | 0 | 0 | 0 | -0.004064 | -0.0056084
1996 | 364.1354 | 0 | 0 | 0 | 0 | 0 | 0 | 0 | -0.0008012
1996 | 364.1458 | 0 | 0 | 0 | 0 | 0 | 0 | 0.004064 | 0.008012
1996 | 364.1563 | 0 | 0 | 0 | 0 | 0 | 0 | -0.004064 | 0.002003
1996 | 364.1667 | 0 | 0 | 0 | 0 | 0 | 0 | 0 | 0.0052078
1996 | 364.1771 | 0 | 0 | 0 | 0 | 0 | 0 | 0 | -0.0044066
1996 | 364.1875 | 0 | 0 | 0 | 0 | 0 | 0 | 0 | -0.020431
1996 | 364.1979 | 0 | 0 | 0 | 0 | 0 | 0 | 0.004064 | 0.012419
1996 | 364.2083 | 0 | 0 | 0 | 0 | 0 | 0 | 0.004064 | -0.0024036
1996 | 364.2188 | 0 | 0 | 0 | 0 | 0 | 0 | 0 | 0.0048072
1996 | 364.2292 | 0 | 0 | 0 | 0 | 0 | 0 | -0.008128 | 0.0044066
1996 | 364.2396 | 0 | 0 | 0 | 0 | 0 | 0 | 0.004064 | -0.0024036
1996 | 364.25 | 0 | 0 | 0 | 0 | 0 | 0 | 0.004064 | 0.0076114
1996 | 364.2604 | 0 | 0 | 0 | 0 | 0 | 0 | 0 | -0.0056084
1996 | 364.2708 | 0 | 0 | 0 | 0 | 0 | 0 | 0 | -0.0084126
1996 | 364.2813 | 0 | 0 | 0 | 0 | 0 | 0 | 0.008128 | 0.018828
1996 | 364.2917 | 0 | 0 | 0 | 0 | 0 | 0 | -0.016256 | -0.006009
1996 | 364.3021 | 0 | 0 | 0 | 0 | 0 | 0 | 0.004064 | -0.0052078
1996 | 364.3125 | 0 | 0 | 0 | 0 | 0 | 0 | 0.004064 | 0.0008012
1996 | 364.3229 | 0 | 0 | 0 | 0 | 0 | 0 | 0.016256 | 0.010816
1996 | 364.3333 | 0 | 0 | 0 | 0 | 0 | 0 | -0.004064 | -0.0028042
1996 | 364.3438 | 0 | 0 | 0 | 0 | 0 | 0 | 0.004064 | 0.018027
1996 | 364.3542 | 0 | 0 | 0 | 0 | 0 | 0 | 0.004064 | -0.018428
1996 | 364.3646 | 0 | 0 | 0 | 0 | 0 | 0 | 0.004064 | -0.018428
1996 | 364.375 | 0 | 0 | 0 | 0 | 0 | 0 | 0.008128 | 0.04647
1996 | 364.3854 | 0 | 0 | 0 | 0 | 0 | 0 | 0 | 0.010015
1996 | 364.3958 | 0 | 0 | 0 | 0 | 0 | 0 | 0.008128 | 0.010015
1996 | 364.4063 | 0 | 0 | 0 | 0 | 0 | 0 | 0.004064 | 0.019229
1996 | 364.4167 | 0 | 0.022434 | 0 | 0 | 0 | 0 | 0.008128 | 0.0024036
1996 | 364.4271 | 0 | 0 | 0 | 0 | 0 | 0 | 0.012192 | 0.0096144
1996 | 364.4375 | 0 | 0 | 0 | 0 | 0 | 0 | 0.008128 | 0.027641
1996 | 364.4479 | 0 | 0 | 0 | 0 | 0 | 0 | 0.012192 | -0.0032048
1996 | 364.4583 | 0 | 0 | 0 | 0 | 0 | 0 | 0.016256 | 0.0084126
1996 | 364.4688 | 0 | 0 | 0 | 0 | 0 | 0 | 0.024384 | 0.030846
1996 | 364.4792 | 0 | 0 | 0 | 0 | 0 | 0 | 0.012192 | -0.0004006
1996 | 364.4896 | 0 | 0 | 0 | 0 | 0 | 0 | 0.02032 | 0.016825
1996 | 364.5 | 0 | 0 | 0 | 0 | 0 | 0 | 0.004064 | -0.012419
1996 | 364.5104 | 0 | 0 | 0 | 0 | 0 | 0 | 0.004064 | 0.024437
1996 | 364.5208 | 0 | 0 | 0 | 0 | 0 | 0 | 0.012192 | 0.006009
1996 | 364.5313 | 0 | 0 | 0 | 0 | 0 | 0 | 0.032512 | 0.054882
1996 | 364.5417 | 0 | 0 | 0 | 0 | 0 | 0 | 0.024384 | 0.017226
1996 | 364.5521 | 0 | 0 | 0 | 0 | 0 | 0 | 0.02032 | -0.0064096
1996 | 364.5625 | 0 | 0 | 0 | 0 | 0 | 0 | 0.02032 | 0.038057
1996 | 364.5729 | 0 | 0 | 0 | 0 | 0 | 0 | 0.016256 | 0.0084126
1996 | 364.5833 | 0 | 0 | 0 | 0 | 0 | 0 | 0.016256 | 0.0008012
1996 | 364.5938 | 0 | 0 | 0 | 0 | 0 | 0 | 0.012192 | 0.021232
1996 | 364.6042 | 0 | 0 | 0 | 0 | 0 | 0 | 0.036576 | 0.012419
1996 | 364.6146 | 0 | 0 | 0 | 0 | 0 | 0 | -0.004064 | 0.0076114
1996 | 364.625 | 0 | 0 | 0 | 0 | 0 | 0 | 0.016256 | 0.038458
1996 | 364.6354 | 0 | 0 | 0 | 0 | 0 | 0 | 0.016256 | 0.02003
1996 | 364.6458 | 0 | 0 | 0 | 0 | 0 | 0 | 0.024384 | 0.0048072
1996 | 364.6563 | 0 | 0 | 0 | 0 | 0 | 0 | 0.012192 | 0.0012018
1996 | 364.6667 | 0 | 0 | 0 | 0 | 0 | 0 | 0.012192 | 0.028843
1996 | 364.6771 | 0 | 0 | 0 | 0 | 0 | 0 | 0.004064 | -0.012419
1996 | 364.6875 | 0 | 0 | 0 | 0 | 0 | 0 | 0.02032 | 0.008012
1996 | 364.6979 | 0 | 0 | 0 | 0 | 0 | 0 | 0.004064 | 0.031247
1996 | 364.7083 | 0 | 0 | 0 | 0 | 0 | 0 | 0.004064 | 0.0044066
1996 | 364.7188 | 0 | 0 | 0 | 0 | 0 | 0 | 0.008128 | 0.006009
1996 | 364.7292 | 0 | 0 | 0 | 0 | 0 | 0 | 0.004064 | 0.018027
1996 | 364.7396 | 0 | 0 | 0 | 0 | 0 | 0 | 0 | 0.0012018
1996 | 364.75 | 0 | 0 | 0 | 0 | 0 | 0 | 0 | 0.0044066
1996 | 364.7604 | 0 | 0 | 0 | 0 | 0 | 0 | 0 | -0.019629
1996 | 364.7708 | 0 | 0 | 0 | 0 | 0 | 0 | 0.004064 | 0.01362
1996 | 364.7813 | 0 | 0 | 0 | 0 | 0 | 0 | 0.004064 | -0.0048072
1996 | 364.7917 | 0 | 0 | 0 | 0 | 0 | 0 | 0 | -0.010816
1996 | 364.8021 | 0 | 0 | 0 | 0 | 0 | 0 | 0.004064 | 0.011217
1996 | 364.8125 | 0 | 0 | 0 | 0 | 0 | 0 | -0.004064 | 0.012819
1996 | 364.8229 | 0 | 0 | 0 | 0 | 0 | 0 | 0.008128 | -0.019629
1996 | 364.8333 | 0 | 0 | 0 | 0 | 0 | 0 | 0 | 0.0064096
1996 | 364.8438 | 0 | 0 | 0 | 0 | 0 | 0 | 0 | 0.0064096
1996 | 364.8542 | 0 | 0 | 0 | 0 | 0 | 0 | 0 | 0.019229
1996 | 364.8646 | 0 | 0.028042 | 0 | 0 | 0 | 0 | 0 | 0.015223
1996 | 364.875 | 0 | 0.037656 | 0 | 0 | 0 | 0 | 0 | 0.02644
1996 | 364.8854 | 0 | 0 | 0 | 0 | 0 | 0 | -0.004064 | 0.0044066
1996 | 364.8958 | 0 | 0 | 0 | 0 | 0 | 0 | 0.004064 | -0.0092138
1996 | 364.9063 | 0 | 0 | 0 | 0 | 0 | 0 | 0 | 0.010816
1996 | 364.9167 | 0 | 0 | 0 | 0 | 0 | 0 | 0.004064 | 0.021232
1996 | 364.9271 | 0 | 0 | 0 | 0 | 0 | 0 | 0.004064 | 0.0044066
1996 | 364.9375 | 0 | 0 | 0 | 0 | 0 | 0 | 0 | -0.0068102
1996 | 364.9479 | 0 | 0 | 0 | 0 | 0 | 0 | -0.004064 | 0.0008012
1996 | 364.9583 | 0 | 0 | 0 | 0 | 0 | 0 | 0 | 0.0008012
1996 | 364.9688 | 0 | 0 | 0 | 0 | 0 | 0 | 0 | -0.0044066
1996 | 364.9792 | 0 | 0 | 0 | 0 | 0 | 0 | 0.004064 | 0.0052078
1996 | 364.9896 | 0 | 0 | 0 | 0 | 0 | 0 | 0 | -0.012018
1996 | 365 | 0 | 0 | 0 | 0 | 0 | 0 | 0 | 0.015223
1996 | 365.0104 | 0 | 0 | 0 | 0 | 0 | 0 | -0.008128 | -0.010816
1996 | 365.0208 | 0 | 0 | 0 | 0 | 0 | 0 | -0.004064 | 0.0036054
1996 | 365.0313 | 0 | 0 | 0 | 0 | 0 | 0 | -0.004064 | -0.012018
1996 | 365.0417 | 0 | 0 | 0 | 0 | 0 | 0 | -0.004064 | 0.012419
1996 | 365.0521 | 0 | 0 | 0 | 0 | 0 | 0 | 0.004064 | -0.0044066
1996 | 365.0625 | 0 | 0 | 0 | 0 | 0 | 0 | 0.008128 | 0.012419
1996 | 365.0729 | 0 | 0 | 0 | 0 | 0 | 0 | 0.004064 | 0.0036054
1996 | 365.0833 | 0 | 0 | 0 | 0 | 0 | 0 | 0.004064 | 0.0016024
1996 | 365.0938 | 0 | 0 | 0 | 0 | 0 | 0 | -0.008128 | -0.0012018
1996 | 365.1042 | 0 | 0 | 0 | 0 | 0 | 0 | -0.008128 | 0.0084126
1996 | 365.1146 | 0 | 0.02003 | 0 | 0 | 0 | 0 | -0.008128 | -0.0068102
1996 | 365.125 | 0 | 0 | 0 | 0 | 0 | 0 | 0 | 0.0064096
1996 | 365.1354 | 0 | 0.022434 | 0 | 0 | 0 | 0 | -0.012192 | -0.0028042
1996 | 365.1458 | 0 | 0 | 0 | 0 | 0 | 0 | 0.008128 | 0.038858
1996 | 365.1563 | 0 | 0 | 0 | 0 | 0 | 0 | 0 | -0.0024036
1996 | 365.1667 | 0 | 0 | 0 | 0 | 0 | 0 | 0 | -0.0096144
1996 | 365.1771 | 0 | 0 | 0 | 0 | 0 | 0 | -0.008128 | -0.0008012
1996 | 365.1875 | 0 | 0 | 0 | 0 | 0 | 0 | 0.004064 | 0.0032048
1996 | 365.1979 | 0 | 0 | 0 | 0 | 0 | 0 | -0.004064 | 0.0056084
1996 | 365.2083 | 0 | 0 | 0 | 0 | 0 | 0 | -0.004064 | 2.2737e-13
1996 | 365.2188 | 0 | 0 | 0 | 0 | 0 | 0 | 0.008128 | -0.016825
1996 | 365.2292 | 0 | 0 | 0 | 0 | 0 | 0 | 0.008128 | 0.022033
1996 | 365.2396 | 0 | 0 | 0 | 0 | 0 | 0 | -0.004064 | 0.0088132
1996 | 365.25 | 0 | 0 | 0 | 0 | 0 | 0 | 0.016256 | 0.017626
1996 | 365.2604 | 0 | 0 | 0 | 0 | 0 | 0 | 0.008128 | -0.0036054
1996 | 365.2708 | 0 | 0 | 0 | 0 | 0 | 0 | 0 | 0.0032048
1996 | 365.2813 | 0 | 0 | 0 | 0 | 0 | 0 | 0 | 0.0068102
1996 | 365.2917 | 0 | 0 | 0 | 0 | 0 | 0 | 0.004064 | -0.0032048
1996 | 365.3021 | 0 | 0 | 0 | 0 | 0 | 0 | -0.004064 | 0.0076114
1996 | 365.3125 | 0 | 0 | 0 | 0 | 0 | 0 | 0.012192 | 0.016825
1996 | 365.3229 | 0 | 0 | 0 | 0 | 0 | 0 | -0.012192 | -0.017626
1996 | 365.3333 | 0 | 0 | 0 | 0 | 0 | 0 | 0.016256 | 0.0028042
1996 | 365.3438 | 0 | 0 | 0 | 0 | 0 | 0 | -0.004064 | -0.0028042
1996 | 365.3542 | 0 | 0 | 0 | 0 | 0 | 0 | -0.016256 | -0.014021
1996 | 365.3646 | 0 | 0 | 0 | 0 | 0 | 0 | 0.012192 | -0.0012018
1996 | 365.375 | 0 | 0 | 0 | 0 | 0 | 0 | -0.004064 | 0.040861
1996 | 365.3854 | 0.032512 | 0 | 0 | 0 | 0 | 0 | 0.024384 | -0.02684
1996 | 365.3958 | 0 | 0 | 0 | 0 | 0 | 0 | 0.008128 | 0.015223
1996 | 365.4063 | 0 | 0 | 0 | 0 | 0 | 0 | -0.004064 | 0.047671
1996 | 365.4167 | 0 | 0 | 0 | 0 | 0 | 0 | 0 | -0.029244
1996 | 365.4271 | 0 | 0 | 0 | 0 | 0 | 0 | 0.008128 | 0.01362
1996 | 365.4375 | 0 | 0 | 0 | 0 | 0 | 0 | -2.2737e-13 | 0.0016024
1996 | 365.4479 | 0 | 0 | 0 | 0 | 0 | 0 | -0.02032 | -0.031247
1996 | 365.4583 | 0 | 0 | 0 | 0 | 0 | 0 | 0.032512 | 0.031247
1996 | 365.4688 | 0 | 0 | 0 | 0 | 0 | 0 | 0.02032 | 0.0008012
1996 | 365.4792 | 0 | 0 | 0 | 0 | 0 | 0 | -0.02032 | 0.02003
1996 | 365.4896 | 0 | 0 | 0 | 0 | 0 | 0 | 0.024384 | 0.006009
1996 | 365.5 | 0 | 0 | 0 | 0 | 0 | 0 | -0.008128 | 0.0044066
1996 | 365.5104 | 0 | 0 | 0 | 0 | 0 | 0 | 0.028448 | -0.028042
1996 | 365.5208 | 0 | 0 | 0 | 0 | 0 | 0 | 0 | -0.034452
1996 | 365.5313 | 0 | 0 | 0 | 0 | 0 | 0 | 0.028448 | 0.077716
1996 | 365.5417 | 0 | 0 | 0 | 0 | 0 | 0 | -0.016256 | 0.027241
1996 | 365.5521 | 0 | 0 | 0 | 0 | 0 | 0 | 0.056896 | 0.010416
1996 | 365.5625 | 0 | 0 | 0 | 0 | 0 | 0 | 0.008128 | 0.022834
1996 | 365.5729 | 0 | 0 | 0 | 0 | 0 | 0 | 0.04064 | 0.072509
1996 | 365.5833 | 0 | 0 | 0 | 0 | 0 | 0 | 0.008128 | -0.0084126
1996 | 365.5938 | 0 | 0 | 0 | 0 | 0 | 0 | 0.077216 | 0.10856
1996 | 365.6042 | 0 | 0 | 0 | 0 | 0 | 0 | 0.036576 | -0.0004006
1996 | 365.6146 | 0 | 0 | 0 | 0 | 0 | 0 | 0.02032 | 0.03365
1996 | 365.625 | 0 | 0 | 0 | 0 | 0 | 0 | -0.008128 | -0.04647
1996 | 365.6354 | 0 | 0 | 0 | 0 | 0 | 0 | -0.004064 | 0.057686
1996 | 365.6458 | 0 | 0 | 0 | 0 | 0 | 0 | 0.024384 | 0.020431
1996 | 365.6563 | 0 | 0 | 0 | 0 | 0 | 0 | 0.06096 | 0.056485
1996 | 365.6667 | 0 | 0 | 0 | 0 | 0 | 0 | 0.02032 | 0.02644
1996 | 365.6771 | 0 | 0 | 0 | 0 | 0 | 0 | 0.052832 | 0.020831
1996 | 365.6875 | 0 | 0 | 0 | 0 | 0 | 0 | 0.028448 | 0.028843
1996 | 365.6979 | 0 | 0 | 0 | 0 | 0 | 0 | 0.048768 | 0.014822
1996 | 365.7083 | 0 | 0 | 0 | 0 | 0 | 0 | 0.028448 | 0.04687
1996 | 365.7188 | 0 | 0 | 0 | 0 | 0 | 0 | 0.012192 | -0.0032048
1996 | 365.7292 | 0 | 0 | 0 | 0 | 0 | 0 | 0.052832 | 0.030846
1996 | 365.7396 | 0 | 0 | 0 | 0 | 0 | 0 | 0.008128 | 0.0096144
1996 | 365.75 | 0 | 0 | 0 | 0 | 0 | 0 | 0 | -0.0012018
1996 | 365.7604 | 0 | 0 | 0 | 0 | 0 | 0 | 0 | 0.011617
1996 | 365.7708 | 0 | 0.04006 | 0 | 0 | 0 | 0 | 0.004064 | -0.010015
1996 | 365.7813 | 0 | 0 | 0 | 0 | 0 | 0 | 0 | 0.042063
1996 | 365.7917 | 0 | 0 | 0 | 0 | 0 | 0 | 0.004064 | 0.0072108
1996 | 365.8021 | 0 | 0 | 0 | 0 | 0 | 0 | 0 | -0.0048072
1996 | 365.8125 | 0 | 0 | 0 | 0 | 0 | 0 | 0.008128 | -0.014021
1996 | 365.8229 | 0 | 0 | 0 | 0 | 0 | 0 | -0.004064 | 0.025238
1996 | 365.8333 | 0 | 0 | 0 | 0 | 0 | 0 | 0 | -0.0016024
1996 | 365.8438 | 0 | 0 | 0 | 0 | 0 | 0 | 0.008128 | 0.0064096
1996 | 365.8542 | 0 | 0 | 0 | 0 | 0 | 0 | 0 | 0.002003
1996 | 365.8646 | 0 | 0 | 0 | 0 | 0 | 0 | 0 | -0.019229
1996 | 365.875 | 0 | 0 | 0 | 0 | 0 | 0 | 0 | 0.016425
1996 | 365.8854 | 0 | 0 | 0 | 0 | 0 | 0 | 0 | 0
1996 | 365.8958 | 0 | 0 | 0 | 0 | 0 | 0 | 0 | 0.0024036
1996 | 365.9063 | 0 | 0 | 0 | 0 | 0 | 0 | 0.004064 | -0.0084126
1996 | 365.9167 | 0 | 0 | 0 | 0 | 0 | 0 | -0.004064 | 0.019229
1996 | 365.9271 | 0 | 0 | 0 | 0 | 0 | 0 | 0 | 0.012819
1996 | 365.9375 | 0 | 0 | 0 | 0 | 0 | 0 | 0.004064 | -0.031247
1996 | 365.9479 | 0 | 0 | 0 | 0 | 0 | 0 | 0.004064 | 0.0028042
1996 | 365.9583 | 0 | 0 | 0 | 0 | 0 | 0 | 0 | 0.0028042
1996 | 365.9688 | 0 | 0 | 0 | 0 | 0 | 0 | 0 | 0.0076114
1996 | 365.9792 | 0 | 0 | 0 | 0 | 0 | 0 | 0.004064 | -0.0068102
1996 | 365.9896 | 0 | 0 | 0 | 0 | 0 | 0 | -0.004064 | 0.0076114
1996 | 366 | 0 | 0 | 0 | 0 | 0 | 0 | 0 | -0.002003
1996 | 366.0104 | 0 | 0 | 0 | 0 | 0 | 0 | 0 | -0.0052078
1996 | 366.0208 | 0 | 0 | 0 | 0 | 0 | 0 | 0 | 0.0072108
1996 | 366.0313 | 0 | 0 | 0 | 0 | 0 | 0 | 0.004064 | 0.0032048
1996 | 366.0417 | 0 | 0 | 0 | 0 | 0 | 0 | 0 | 0.010416
1996 | 366.0521 | 0 | 0 | 0 | 0 | 0 | 0 | 0 | -0.010416
1996 | 366.0625 | 0 | 0 | 0 | 0 | 0 | 0 | -0.004064 | 0.0004006
1996 | 366.0729 | 0 | 0 | 0 | 0 | 0 | 0 | 0 | 0.014822
1996 | 366.0833 | 0 | 0 | 0 | 0 | 0 | 0 | 0 | -0.023635
1996 | 366.0938 | 0 | 0 | 0 | 0 | 0 | 0 | 0.008128 | 0.016024
1996 | 366.1042 | 0 | 0 | 0 | 0 | 0 | 0 | 0 | -0.004006
1996 | 366.1146 | 0 | 0 | 0 | 0 | 0 | 0 | 0 | -0.0028042
1996 | 366.125 | 0 | 0 | 0 | 0 | 0 | 0 | 0 | 0.0052078
1996 | 366.1354 | 0 | 0 | 0 | 0 | 0 | 0 | 0 | -0.0084126
1996 | 366.1458 | 0 | 0 | 0 | 0 | 0 | 0 | 0 | 0.023635
1996 | 366.1563 | 0 | 0 | 0 | 0 | 0 | 0 | -0.012192 | -0.021232
1996 | 366.1667 | 0 | 0 | 0 | 0 | 0 | 0 | 0.012192 | -0.0012018
1996 | 366.1771 | 0 | 0 | 0 | 0 | 0 | 0 | 0.008128 | 0.014822
1996 | 366.1875 | 0 | 0 | 0 | 0 | 0 | 0 | 0.004064 | 0.0084126
1996 | 366.1979 | 0 | 0 | 0 | 0 | 0 | 0 | 0 | -0.0016024
1996 | 366.2083 | 0 | 0 | 0 | 0 | 0 | 0 | 0.004064 | 0.0032048
1996 | 366.2188 | 0 | 0 | 0 | 0 | 0 | 0 | -0.004064 | -0.0008012
1996 | 366.2292 | 0 | 0 | 0 | 0 | 0 | 0 | -0.008128 | -0.0068102
1996 | 366.2396 | 0 | 0 | 0 | 0 | 0 | 0 | -0.02032 | -0.0044066
1996 | 366.25 | 0 | 0 | 0 | 0 | 0 | 0 | 0.028448 | 0.012018
1996 | 366.2604 | 0 | 0 | 0 | 0 | 0 | 0 | 0.02032 | 0.012819
1996 | 366.2708 | 0 | 0 | 0 | 0 | 0 | 0 | -0.004064 | 0.002003
1996 | 366.2813 | 0 | 0 | 0 | 0 | 0 | 0 | 0 | -0.0092138
1996 | 366.2917 | 0 | 0 | 0 | 0 | 0 | 0 | -0.004064 | 0.0044066
1996 | 366.3021 | 0 | 0 | 0 | 0 | 0 | 0 | 0.004064 | -0.002003
1996 | 366.3125 | 0 | 0 | 0 | 0 | 0 | 0 | 0 | -0.0008012
1996 | 366.3229 | 0 | 0 | 0 | 0 | 0 | 0 | 0.004064 | 0.014822
1996 | 366.3333 | 0 | 0 | 0 | 0 | 0 | 0 | -0.004064 | -0.0084126
1996 | 366.3438 | 0 | 0 | 0 | 0 | 0 | 0 | 0.012192 | -0.002003
1996 | 366.3542 | 0 | 0 | 0 | 0 | 0 | 0 | 0.008128 | 0.015623
1996 | 366.3646 | 0 | 0 | 0 | 0 | 0 | 0 | 0 | 0.021232
1996 | 366.375 | 0 | 0 | 0 | 0 | 0 | 0 | -0.004064 | -0.017226
1996 | 366.3854 | 0 | 0 | 0 | 0 | 0 | 0 | 0.008128 | 0.0044066
1996 | 366.3958 | 0 | 0 | 0 | 0 | 0 | 0 | 0.004064 | -0.022033
1996 | 366.4063 | 0 | 0 | 0 | 0 | 0 | 0 | 0 | -0.006009
1996 | 366.4167 | 0 | 0 | 0 | 0 | 0 | 0 | -0.012192 | 0.011217
1996 | 366.4271 | 0 | 0 | 0 | 0 | 0 | 0 | 0.018898 | -0.021232
1996 | 366.4375 | 0 | 0 | 0 | 0 | 0 | 0 | 0.007112 | 0.036855
1996 | 366.4479 | 0 | 0 | 0 | 0 | 0 | 0 | 0.024384 | 0.043665
1996 | 366.4583 | 0 | 0 | 0 | 0 | 0 | 0 | 0.024384 | -0.014021
1996 | 366.4688 | 0 | 0 | 0 | 0 | 0 | 0 | 0.02032 | 0.018828
1996 | 366.4792 | 0 | 0 | 0 | 0 | 0 | 0 | 0.004064 | 0.05328
1996 | 366.4896 | 0 | 0 | 0 | 0 | 0 | 0 | 0.016256 | -0.032449
1996 | 366.5 | 0 | 0 | 0 | 0 | 0 | 0 | -0.012192 | 0.023235
1996 | 366.5104 | 0 | 0 | 0 | 0 | 0 | 0 | 0.016256 | 0.0084126
1996 | 366.5208 | 0 | 0 | 0 | 0 | 0 | 0 | 0.008128 | 0.022033
1996 | 366.5313 | 0 | 0 | 0 | 0 | 0 | 0 | 0.016256 | 0.012419
1996 | 366.5417 | 0 | 0 | 0 | 0 | 0 | 0 | -0.008128 | -0.0064096
1996 | 366.5521 | 0 | 0 | 0 | 0 | 0 | 0 | 0.02032 | 0.034051
1996 | 366.5625 | 0 | 0 | 0 | 0 | 0 | 0 | 0.036576 | 0.0056084
1996 | 366.5729 | 0 | 0 | 0 | 0 | 0 | 0 | 0.008128 | 0.031647
1996 | 366.5833 | 0 | 0 | 0 | 0 | 0 | 0 | 0.032512 | 0.043265
1996 | 366.5938 | 0 | 0 | 0 | 0 | 0 | 0 | 0.008128 | 0.012819
1996 | 366.6042 | 0 | 0 | 0 | 0 | 0 | 0 | -0.008128 | 0.0068102
1996 | 366.6146 | 0 | 0 | 0 | 0 | 0 | 0 | 0.04064 | 0.038458
1996 | 366.625 | 0 | 0 | 0 | 0 | 0 | 0 | 0.065024 | 0.040861
1996 | 366.6354 | 0 | 0 | 0 | 0 | 0 | 0 | -0.004064 | 0.014422
1996 | 366.6458 | 0 | 0 | 0 | 0 | 0 | 0 | 0.032512 | 0.036054
1996 | 366.6563 | 0 | 0.02644 | 0 | 0 | 0 | 0 | 0.012192 | -0.0056084
1996 | 366.6667 | 0 | 0 | 0 | 0 | 0 | 0 | 0.016256 | 0.050075
1996 | 366.6771 | 0 | 0 | 0 | 0 | 0 | 0 | 0.04064 | 0.037656
1996 | 366.6875 | 0 | 0 | 0 | 0 | 0 | 0 | 0.004064 | -0.014422
1996 | 366.6979 | 0 | 0 | 0 | 0 | 0 | 0 | 0.036576 | 0.03325
1996 | 366.7083 | 0 | 0 | 0 | 0 | 0 | 0 | 0.02032 | 0.0056084
1996 | 366.7188 | 0 | 0 | 0 | 0 | 0 | 0 | 0.02032 | 0.035253
1996 | 366.7292 | 0 | 0 | 0 | 0 | 0 | 0 | 0.02032 | -0.025638
1996 | 366.7396 | 0 | 0 | 0 | 0 | 0 | 0 | 0 | 0.045268
1996 | 366.75 | 0 | 0 | 0 | 0 | 0 | 0 | 0.004064 | -0.015223
1996 | 366.7604 | 0 | 0 | 0 | 0 | 0 | 0 | 0 | 0.004006
1996 | 366.7708 | 0 | 0 | 0 | 0 | 0 | 0 | 0.004064 | -0.017626
1996 | 366.7813 | 0 | 0 | 0 | 0 | 0 | 0 | 0 | -0.014422
1996 | 366.7917 | 0 | 0 | 0 | 0 | 0 | 0 | 0 | 0.012419
1996 | 366.8021 | 0 | 0 | 0 | 0 | 0 | 0 | 0 | 0.015223
1996 | 366.8125 | 0 | 0 | 0 | 0 | 0 | 0 | 0.004064 | -0.020431
1996 | 366.8229 | 0 | 0 | 0 | 0 | 0 | 0 | -0.012192 | 0.011617
1996 | 366.8333 | 0.024384 | 0 | 0 | 0 | 0 | 0 | 0 | 0.0056084
1996 | 366.8438 | 0 | 0.021632 | 0 | 0 | 0 | 0 | -0.016256 | -0.022834
1996 | 366.8542 | 0 | 0 | 0 | 0 | 0 | 0 | 0.016256 | 0.028042
1996 | 366.8646 | 0 | 0 | 0 | 0 | 0 | 0 | 0 | -0.0048072
1996 | 366.875 | 0 | 0 | 0 | 0 | 0 | 0 | -0.008128 | 0.0056084
1996 | 366.8854 | 0 | 0 | 0 | 0 | 0 | 0 | 0 | 0.0008012
1996 | 366.8958 | 0 | 0 | 0 | 0 | 0 | 0 | 0 | 0.0088132
1996 | 366.9063 | 0 | 0.043265 | 0 | 0 | 0 | 0 | -0.008128 | -0.014021
1996 | 366.9167 | 0 | 0 | 0 | 0 | 0 | 0 | 0.004064 | 0.017226
1996 | 366.9271 | 0 | 0 | 0 | 0 | 0 | 0 | 0.012192 | 0.042864
1996 | 366.9375 | 0 | 0 | 0 | 0 | 0 | 0 | -0.004064 | -0.010416
1996 | 366.9479 | 0 | 0 | 0 | 0 | 0 | 0 | -0.004064 | -0.014021
1996 | 366.9583 | 0 | 0 | 0 | 0 | 0 | 0 | -0.004064 | 0.016825
1996 | 366.9688 | 0 | 0 | 0 | 0 | 0 | 0 | -0.004064 | -0.030045
1996 | 366.9792 | 0 | 0 | 0 | 0 | 0 | 0 | 0 | 0.0072108
1996 | 366.9896 | 0 | 0 | 0 | 0 | 0 | 0 | -0.004064 | -0.012419
1996 | 367 | 0 | 0 | 0 | 0 | 0 | 0 | -0.016256 | 0.0052078

## Dic. 1995-6 alfalfa daily Irrig
Spreadsheet tab | Element or value display name | Description | Data type | Character length | Acceptable values | Required? | Accepts null value?
1995-6 alfalfa daily Irrig | Year | Year | year - yyyy | 4 |  | Yes | No
1995-6 alfalfa daily Irrig | Day of year | Serial day of year beginning with 1 on January 1. | integer | Up to 3 | 1 to 366 | Yes | No
1995-6 alfalfa daily Irrig | NE irrigation in mm | Irrigation in mm applied to NE lysimeter as determined by lysimeter mass change | decimal |  |  | Yes | Yes, #N/A
1995-6 alfalfa daily Irrig | SE irrigation in mm | Irrigation in mm applied to SE lysimeter as determined by lysimeter mass change | decimal |  |  | Yes | Yes, #N/A
1995-6 alfalfa daily Irrig | NE method | Method of irrigation application in NE field and lysimeter. Spray stands for mid elevation (approximately 1.5 m above the soil surface) spray heads on drop hoses space every 1.52 m along the irrigation system lateral. Sprinkler stands for impact sprinklers with a 6 degree discharge angle mounted at 6-m spacing on the top of the irrigation system lateral. LEPA stands for low elevation precision application with LEPA heads at 0.3 m above the soil surface.The linear move irrigation system was aligned N-S and moved east to west or west to east. Includes irrigations applied in late 1995 in preparation for and after alfalfa planting. | alphabetical | variable | spray, sprinkler, LEPA | Yes | Yes, #N/A
1995-6 alfalfa daily Irrig | SE method | Method of irrigation application in SE field and lysimeter. Spray stands for mid elevation (approximately 1.5 m above the soil surface) spray heads on drop hoses spaced every 1.52 m along the irrigation system lateral. Sprinkler stands for impact sprinklers with a 6 degree discharge angle mounted on the top of the irrigation system lateral. LEPA stands for low elevation precision application with LEPA heads at 0.3 m above the soil surface.The linear move irrigation system was aligned N-S and moved east to west or west to east. Includes irrigations applied in late 1995 in preparation for and after alfalfa planting. | alphabetical | variable | spray, sprinkler, LEPA | Yes | Yes, #N/A

## 1995-6 alfalfa daily Irrig
Year | DOY | NE irrigation in mm | SE irrigation in mm | NE method | SE method
1995 | 223 | 11.9 | 11.3 | MESA | MESA
1995 | 224 | 24.2 | 24.2 | MESA | MESA
1995 | 233 | 27.9 | 27.6 | MESA | MESA
1995 | 257 | 11 | 10.5 | MESA | MESA
1995 | 290 | 14.2 | 13.5 | MESA | MESA
1995 | 293 | 14.8 | 14.1 | MESA | MESA
1995 | 299 | 14 | 13.1 | MESA | MESA
1995 | 317 | 14.2 | 13.5 | MESA | MESA
1995 | 324 | 12.3 | 11.4 | MESA | MESA
1995 | 334 | 13 | 11.9 | MESA | MESA
1995 | 348 | 13.8 | 12.5 | MESA | MESA
1996 | 53 | 13.3868 | 12.8512 | MESA | MESA
1996 | 57 | 14.6385 | 12.8032 | MESA | MESA
1996 | 71 | 17.88 | 15.8878 | MESA | MESA
1996 | 74 | 17.2964 | 16.9213 | MESA | MESA
1996 | 82 | 18.9976 | 15.6314 | MESA | MESA
1996 | 93 | 22.8145 | 21.5411 | MESA | MESA
1996 | 99 | 17.4996 | 16.2211 | MESA | MESA
1996 | 101 | 17.6735 | 14.847 | MESA | MESA
1996 | 103 | 15.4269 | 14.3759 | MESA | MESA
1996 | 106 | 25.0668 | 24.6401 | MESA | MESA
1996 | 108 | 23.2566 | 21.8431 | MESA | MESA
1996 | 110 | 17.8247 | 16.4887 | MESA | MESA
1996 | 113 | 24.84 | 22.2734 | MESA | MESA
1996 | 115 | 26.8866 | 23.8437 | MESA | MESA
1996 | 117 | 14.2321 | 13.2839 | MESA | MESA
1996 | 120 | 26.9175 | 26.7441 | MESA | MESA
1996 | 122 | 25.7576 | 23.4992 | MESA | MESA
1996 | 124 | 16.8087 | 15.0225 | MESA | MESA
1996 | 127 | 28.765 | 28.2022 | MESA | MESA
1996 | 129 | 36.7386 | 0 | Drip | none
1996 | 130 | 27.5214 | 22.8743 | MESA | MESA
1996 | 131 | 0 | 33.1537 | none | Drip
1996 | 134 | 24.8879 | 23.3069 | MESA | MESA
1996 | 136 | 24.1564 | 24.1882 | MESA | MESA
1996 | 150 | 37.7204 | 35.6197 | MESA | MESA
1996 | 152 | 15.7277 | 13.5803 | MESA | MESA
1996 | 155 | 25.9121 | 23.6594 | MESA | MESA
1996 | 157 | 25.4406 | 25.0295 | MESA | MESA
1996 | 159 | 18.735 | 19.0605 | MESA | MESA
1996 | 162 | 0 | 24.1642 | none | MESA
1996 | 164 | 22.1082 | 20.1822 | MESA | MESA
1996 | 166 | 16.7924 | 14.4056 | MESA | MESA
1996 | 169 | 28.7894 | 25.6704 | MESA | MESA
1996 | 171 | 26.3591 | 24.5247 | MESA | MESA
1996 | 173 | 25.4813 | 23.2108 | MESA | MESA
1996 | 176 | 18.353 | 19.2849 | MESA | MESA
1996 | 201 | 17.0273 | 17.3957 | MESA | MESA
1996 | 204 | 21.288 | 21.8527 | MESA | MESA
1996 | 211 | 25.665 | 25.5535 | MESA | MESA
1996 | 215 | 20.0388 | 18.2906 | MESA | MESA
1996 | 218 | 27.8961 | 25.5711 | MESA | MESA
1996 | 220 | 26.7484 | 23.7548 | MESA | MESA
1996 | 222 | 15.9796 | 15.0465 | MESA | MESA
1996 | 235 | 19.378 | 18.0526 | MESA | MESA
1996 | 236 | 20.0949 | 16.5368 | MESA | MESA
1996 | 248 | 44.3708 | 40.5728 | MESA | MESA
1996 | 250 | 0 | 12.699 | none | MESA
1996 | 267 | 20.2387 | 19.365 | MESA | MESA
1996 | 274 | 15.7033 | 14.2694 | MESA | MESA
1996 | 290 | 16.6104 | 14.5522 | MESA | MESA
1996 | 298 | 39.7866 | 36.3753 | MESA | MESA
1996 | 325 | 35.6966 | 33.0175 | MESA | MESA