## Sheet1
Basic information |  | Basic information | [6 empty] | Location |  |  |  |  | Parameters affecting flue gas volume | [6 empty] | Emission control technology |  |  | Emission rates, mg/Nm3 @6% oC 25oC |  |  |  |  | Emissions, metric tonnes per year (after scaling)
Platts ID | Health Project ID | Unit Name | Power plant name | Capacity, MW | Status | Start of operation | Ownership | Fuel | Country | Province | City & District | Lat | Lon | Boiler type | Steam condition | Efficiency | Fuel | Coal type | Capacity factor | Basic information source | Desulphurization | De-NOx | Particle control | SO2 | NOx | PM | Fuel use, TJ | Flue gas volume, Nm3/year | SO2 | NOx | PM10 | PM2.5
1019328 | Platts-OPR-1019328 | AICHI REFINERY 4 | AICHI REFINERY | 40 | Operating | 1986 | IDEMITSU KOSAN COMPANY LTD | Coal | JAPAN | Aichi |  | 35.1802 | 136.9066 |  | SUBCR | 41.66% | Coal |  | 62.22% | Platts | Unknown/No | Yes | Yes | 156.59 | 188.8136 | 15.3827 | 1772.9603 | 597664927.1863 | 102.6498 | 121.4243 | 1.8847 | 1.0858
1019328 | Platts-OPR-1019328 | AICHI REFINERY 5 | AICHI REFINERY | 25 | Operating | 1996 | IDEMITSU KOSAN COMPANY LTD | Coal | JAPAN | Aichi |  | 35.1802 | 136.9066 |  | SUBCR | 32.89% | Coal |  | 62.22% | Platts | Unknown/No | Yes | Yes | 156.59 | 188.8136 | 15.3827 | 1403.7072 | 473189713.4321 | 81.271 | 96.1354 | 1.4922 | 0.85962
1041990 | Platts-OPR-1041990 | AKO CEMENT PLANT 1 | AKO CEMENT PLANT | 102.5 | Operating | 1997 | SUMITOMO CORP | Coal | JAPAN | Hyogo | Ako | 34.75 | 134.4 |  | SUBCR | 32.89% | Coal |  | 67.75% | Platts | Yes | Unknown/No | Unknown/No | 156.59 | 188.8136 | 15.3827 | 6267.2095 | 2112676337.1198 | 362.8553 | 429.2209 | 6.6622 | 2.8836
1049310 | Platts-OPR-1049310 | AMAMAPARE PORT 1 | AMAMAPARE PORT | 65 | Operating | 1998 | PT PUNCAKJAYA POWER | Coal | INDONESIA | West Papua | Amamapare | -4.8833 | 136.8 |  | SUBCR | 30.8% | Coal |  | 54.47% | Platts | Unknown/No | Unknown/No | Unknown/No | 1771.7877 | 910.7143 | 4441.6309 | 3052.5551 | 1029016333.5651 | 1823.1985 | 937.1399 | 2553.4471 | 666.1166
1049310 | Platts-OPR-1049310 | AMAMAPARE PORT 2 | AMAMAPARE PORT | 65 | Operating | 1998 | PT PUNCAKJAYA POWER | Coal | INDONESIA | West Papua | Amamapare | -4.8833 | 136.8 |  | SUBCR | 30.8% | Coal |  | 54.47% | Platts | Unknown/No | Unknown/No | Unknown/No | 1771.7877 | 910.7143 | 4441.6309 | 3052.5551 | 1029016333.5651 | 1823.1985 | 937.1399 | 2553.4471 | 666.1166
1049310 | Platts-OPR-1049310 | AMAMAPARE PORT 3 | AMAMAPARE PORT | 65 | Operating | 1998 | PT PUNCAKJAYA POWER | Coal | INDONESIA | West Papua | Amamapare | -4.8833 | 136.8 |  | SUBCR | 30.8% | Coal |  | 54.47% | Platts | Unknown/No | Unknown/No | Unknown/No | 1771.7877 | 910.7143 | 4441.6309 | 3052.5551 | 1029016333.5651 | 1823.1985 | 937.1399 | 2553.4471 | 666.1166
1012183 | Platts-OPR-1012183 | AMPHAR SAMPRAN 1 | AMPHAR SAMPRAN | 14.9 | Operating | 1990 | CHIEM PATANA KNITTING CO LTD | Coal | THAILAND | Nakhon Pathom | Sampran Dist | 13.727 | 100.2153 |  | SUBCR | 24.26% | Lignite | LIG | 8.15% | Platts | Unknown/No | Unknown/No | Unknown/No | 483.5929 | 741.4 | 9.8571 | 156.4488 | 56415419.8665 | 27.2821 | 41.8264 | 0.55609 | 0.2407
1073594 | Platts-OPR-1073594 | AMURANG MINAHASA-1 NO 1 | AMURANG MINAHASA-1 | 25 | Operating | 2013 | PT PLN PERSERO | Coal | INDONESIA | North Sulawesi | Kec Tenga - Kab Minahasa Selatan | 1.0947 | 124.4642 |  | SUBCR | 30.8% | Coal | SUB | 52.87% | Platts | Low-sulphur coal | Unknown/No | Unknown/No | 1033.5428 | 803.5714 | 107.1429 | 1139.4649 | 384113603.6469 | 396.9979 | 308.6627 | 66.978 | 28.9905
1073594 | Platts-OPR-1073594 | AMURANG MINAHASA-1 NO 2 | AMURANG MINAHASA-1 | 25 | Operating | 2013 | PT PLN PERSERO | Coal | INDONESIA | North Sulawesi | Kec Tenga - Kab Minahasa Selatan | 1.0947 | 124.4642 |  | SUBCR | 30.8% | Coal | SUB | 52.87% | Platts | Low-sulphur coal | Unknown/No | Unknown/No | 1033.5428 | 803.5714 | 107.1429 | 1139.4649 | 384113603.6469 | 396.9979 | 308.6627 | 66.978 | 28.9905
1013466 | Platts-OPR-1013466 | ARAI PLANT 1 | ARAI PLANT | 3 | Operating | 1983 | DAICEL CHEMICAL INDUSTRIES CO | Coal | JAPAN | Niigata |  | 37.9162 | 139.0364 |  | SUBCR | 32.89% | Coal |  | 41.51% | Platts | Unknown/No | Unknown/No | Unknown/No | 156.59 | 188.8136 | 15.3827 | 112.372 | 37880587.8085 | 6.506 | 7.696 | 0.11945 | 0.051704
1013466 | Platts-OPR-1013466 | ARAI PLANT 2 | ARAI PLANT | 6.1 | Operating | 1987 | DAICEL CHEMICAL INDUSTRIES CO | Coal | JAPAN | Niigata |  | 37.9162 | 139.0364 |  | SUBCR | 32.89% | Coal |  | 41.51% | Platts | Unknown/No | Unknown/No | Unknown/No | 156.59 | 188.8136 | 15.3827 | 228.4897 | 77023861.8772 | 13.229 | 15.6485 | 0.24289 | 0.10513
1025170 | Platts-OPR-1025170 | AYUTHAYA MILL 1 | AYUTHAYA MILL | 36 | Operating | 1993 | HIENG SENG FIBER CONTAINER CO | Coal | THAILAND | Ayutthaya | Bang Sai | 14.2124 | 100.4966 |  | SUBCR | 27.18% | Coal | BIT/LIG | 39.34% | Platts | Unknown/No | Unknown/No | Yes | 2142.5 | 880 | 126.5563 | 1628.2811 | 548893560.0958 | 3062.2503 | 644.592 | 69.4659 | 30.0673
1025170 | Platts-OPR-1025170 | AYUTHAYA MILL 2 | AYUTHAYA MILL | 20.6 | Operating | 2006 | HIENG SENG FIBER CONTAINER CO | Coal | THAILAND | Ayutthaya | Bang Sai | 14.2124 | 100.4966 |  | SUBCR | 27.18% | Coal | BIT/LIG | 39.34% | Platts | Unknown/No | Unknown/No | Yes | 1377.3214 | 770 | 126.5563 | 931.7386 | 314089092.7215 | 1126.4706 | 322.7436 | 39.7499 | 17.2052
1057775 | Platts-OPR-1057775 | BAI BANG MILL 1 | BAI BANG MILL | 14 | Operating | 1982 | VIETNAM NATIONAL PAPER CORP | Coal | VIETNAM | Phu Tho | Phong Chau - Phu Ninh Dist | 21.2684 | 105.2046 |  | SUBCR | 29.71% | Coal |  | 24.56% | Platts | Unknown/No | Unknown/No | Unknown/No | 1500 | 1012.4501 | 126.5563 | 294.1224 | 99148647.7499 | 381.4849 | 156.3975 | 40.3651 | 17.4715
1057775 | Platts-OPR-1057775 | BAI BANG MILL 2 | BAI BANG MILL | 14 | Operating | 1982 | VIETNAM NATIONAL PAPER CORP | Coal | VIETNAM | Phu Tho | Phong Chau - Phu Ninh Dist | 21.2684 | 105.2046 |  | SUBCR | 29.71% | Coal |  | 24.56% | Platts | Unknown/No | Unknown/No | Unknown/No | 1500 | 1012.4501 | 126.5563 | 294.1224 | 99148647.7499 | 381.4849 | 156.3975 | 40.3651 | 17.4715
1028800 | Platts-OPR-1028800 | BAN PONG SKI 1 | BAN PONG SKI | 14.5 | Operating | 1993 | SIAM CEMENT GROUP | Coal | THAILAND | Ratchaburi | Ban Pong | 13.8163 | 99.8774 | ACFB | SUBCR | 27.18% | Lignite | LIG | 51.92% | Platts | ACFB | ACFB | Yes | 609.0821 | 440 | 174.7787 | 865.6999 | 312171371.2847 | 495.1088 | 183.2989 | 54.5609 | 23.6159
1028801 | Platts-OPR-1028801 | BAN PONG SPI 4 | BAN PONG SPI | 10.26 | Operating | 1987 | SIAM PAPER INDUSTRIES CO LTD | Coal | THAILAND | Ratchaburi | Ban Pong | 13.8163 | 99.8774 |  | SUBCR | 27.18% | Lignite | LIG | 16.87% | Platts | Unknown/No | Unknown/No | Unknown/No | 2142.5 | 699.1149 | 174.7787 | 199.038 | 71773107.63 | 400.4186 | 66.9614 | 20.6726 | 8.9479
1028801 | Platts-OPR-1028801 | BAN PONG SPI 5 | BAN PONG SPI | 5 | Operating | 1993 | SIAM PAPER INDUSTRIES CO LTD | Coal | THAILAND | Ratchaburi | Ban Pong | 13.8163 | 99.8774 |  | SUBCR | 27.18% | Lignite | LIG | 16.87% | Platts | Unknown/No | Unknown/No | Unknown/No | 2142.5 | 699.1149 | 174.7787 | 96.9971 | 34977147.9678 | 195.1358 | 32.6323 | 10.0744 | 4.3606
1058500 | Platts-OPR-1058500 | BANDUNG INDOSYNTEC 1 | BANDUNG INDOSYNTEC | 30 | Operating | 2006 | PT PANASIA INDOSYNTEC TBK | Coal | INDONESIA | West Java | Kab Bandung | -6.5565 | 107.4366 |  | SUBCR | 30.8% | Coal |  | 52.87% | Platts | FGD | Unknown/No | Yes | 442.9469 | 910.7143 | 126.5563 | 1367.3578 | 460936324.3763 | 204.1703 | 419.7813 | 39.084 | 16.917
1018349 | Platts-OPR-1018349 | BANGKOK HSFC PLANT 1 | BANGKOK HSFC PLANT | 10 | Operating | 1982 | HIANG SENG FIBRE CONTAINER CO | Coal | THAILAND | Bangkok | Chong Non See - Bangkok | 14.4 | 100.5833 |  | SUBCR | 27.18% | Lignite | LIG | 34.21% | Platts | Unknown/No | Unknown/No | Unknown/No | 2142.5 | 699.1149 | 174.7787 | 393.3427 | 141839385.3633 | 791.315 | 132.3304 | 40.8537 | 17.6829
1018349 | Platts-OPR-1018349 | BANGKOK HSFC PLANT 2R | BANGKOK HSFC PLANT | 36 | Operating | 2008 | HIANG SENG FIBRE CONTAINER CO | Coal | THAILAND | Bangkok | Chong Non See - Bangkok | 14.4 | 100.5833 |  | SUBCR | 27.18% | Lignite | LIG | 34.21% | Platts | Unknown/No | Unknown/No | Unknown/No | 1377.3214 | 699.1149 | 128.5714 | 1416.0338 | 510621787.3077 | 1831.3289 | 476.3893 | 108.1906 | 46.8288
1018349 | Platts-OPR-1018349 | BANGKOK HSFC PLANT 3 | BANGKOK HSFC PLANT | 3.5 | Operating | 1986 | HIANG SENG FIBRE CONTAINER CO | Coal | THAILAND | Bangkok | Chong Non See - Bangkok | 14.4 | 100.5833 |  | SUBCR | 27.18% | Lignite | LIG | 34.21% | Platts | Unknown/No | Unknown/No | Unknown/No | 2142.5 | 699.1149 | 174.7787 | 137.67 | 49643784.8771 | 276.9602 | 46.3156 | 14.2988 | 6.189
1026034 | Platts-OPR-1026034 | BANJARMASIN (ASAM-ASAM)-A NO 1 | BANJARMASIN (ASAM-ASAM)-A | 65 | Operating | 2000 | PT PLN PERSERO | Coal | INDONESIA | South Kalimantan | Banjarmasin - Kalsel | -3.0926 | 115.2838 |  | SUBCR | 30.8% | Lignite | LIG | 57.08% | Platts | Low-sulphur coal | Unknown/No | Unknown/No | 1033.5428 | 699.1149 | 160.7143 | 3198.8842 | 1153517650.1724 | 1192.2099 | 806.4414 | 301.7087 | 130.5903
1026034 | Platts-OPR-1026034 | BANJARMASIN (ASAM-ASAM)-A NO 2 | BANJARMASIN (ASAM-ASAM)-A | 65 | Operating | 2000 | PT PLN PERSERO | Coal | INDONESIA | South Kalimantan | Banjarmasin - Kalsel | -3.0926 | 115.2838 |  | SUBCR | 30.8% | Lignite | LIG | 57.08% | Platts | Low-sulphur coal | Unknown/No | Unknown/No | 1033.5428 | 699.1149 | 160.7143 | 3198.8842 | 1153517650.1724 | 1192.2099 | 806.4414 | 301.7087 | 130.5903
1066873 | Platts-OPR-1066873 | BANTEN LONTAR 1 | BANTEN LONTAR | 315 | Operating | 2011 | PT PLN PERSERO | Coal | INDONESIA | Banten | Kec Kemiri - Kab Tangerang | -6.0589 | 106.4643 |  | SUBCR | 30.8% | Coal |  | 52.87% | Platts | Low-sulphur coal | Unknown/No | Yes | 1033.5428 | 803.5714 | 107.1429 | 14357.2572 | 4839831405.9508 | 5002.1729 | 3889.1502 | 347.4308 | 150.3805
1066873 | Platts-OPR-1066873 | BANTEN LONTAR 2 | BANTEN LONTAR | 315 | Operating | 2012 | PT PLN PERSERO | Coal | INDONESIA | Banten | Kec Kemiri - Kab Tangerang | -6.0589 | 106.4643 |  | SUBCR | 30.8% | Coal |  | 52.87% | Platts | Low-sulphur coal | Unknown/No | Yes | 1033.5428 | 803.5714 | 107.1429 | 14357.2572 | 4839831405.9508 | 5002.1729 | 3889.1502 | 347.4308 | 150.3805
1066873 | Platts-OPR-1066873 | BANTEN LONTAR 3 | BANTEN LONTAR | 315 | Operating | 2012 | PT PLN PERSERO | Coal | INDONESIA | Banten | Kec Kemiri - Kab Tangerang | -6.0589 | 106.4643 |  | SUBCR | 30.8% | Coal |  | 52.87% | Platts | Low-sulphur coal | Unknown/No | Yes | 1033.5428 | 803.5714 | 107.1429 | 14357.2572 | 4839831405.9508 | 5002.1729 | 3889.1502 | 347.4308 | 150.3805
1093251 | Platts-OPR-1093251 | BANTEN SURALAYA 1 | BANTEN SURALAYA | 625 | Operating | 2011 | PT PLN PERSERO | Coal | INDONESIA | Banten | Kecamatan Pulomerak - Cilegon | -5.8892 | 106.0336 |  | SUBCR | 30.8% | Coal | SUB | 52.87% | Platts | Low-sulphur coal | Unknown/No | Yes | 1033.5428 | 803.5714 | 107.1429 | 28486.6215 | 9602840091.1722 | 9924.9463 | 7716.5679 | 689.3467 | 298.374
1052953 | Platts-OPR-1052953 | BANWOL CHP 1 | BANWOL CHP | 56 | Operating | 1990 | STX ENERGY CO LTD | Coal | SOUTH KOREA | Gyeonggi-do | Ansan-si | 37.3236 | 126.8219 |  | SUBCR | 29.73% | Coal | BIT | 58.81% | Platts | Unknown/No | Yes | Unknown/No | 390.5995 | 282.1685 | 27.4839 | 3350.9117 | 1129592333.424 | 441.2183 | 318.7354 | 31.0457 | 13.4377
1052953 | Platts-OPR-1052953 | BANWOL CHP 2 | BANWOL CHP | 6 | Operating | 1990 | STX ENERGY CO LTD | Coal | SOUTH KOREA | Gyeonggi-do | Ansan-si | 37.3236 | 126.8219 |  | SUBCR | 29.73% | Coal | BIT | 58.81% | Platts | Unknown/No | Yes | Unknown/No | 390.5995 | 282.1685 | 27.4839 | 359.0263 | 121027750.0097 | 47.2734 | 34.1502 | 3.3263 | 1.4398
1083447 | Platts-OPR-1083447 | BARRU 1 | BARRU | 50 | Operating | 2014 | PT PLN PERSERO | Coal | INDONESIA | South Sulawesi | Kab Barru - Kec Balusu | -4.2211 | 119.6112 |  | SUBCR | 30.8% | Coal |  | 52.87% | Platts | Low-sulphur coal | Unknown/No | Yes | 1033.5428 | 803.5714 | 107.1429 | 2278.9297 | 768227207.2938 | 793.9957 | 617.3254 | 55.1477 | 23.8699
1083447 | Platts-OPR-1083447 | BARRU 2 | BARRU | 50 | Operating | 2014 | PT PLN PERSERO | Coal | INDONESIA | South Sulawesi | Kab Barru - Kec Balusu | -4.2211 | 119.6112 |  | SUBCR | 30.8% | Coal |  | 52.87% | Platts | Low-sulphur coal | Unknown/No | Yes | 1033.5428 | 803.5714 | 107.1429 | 2278.9297 | 768227207.2938 | 793.9957 | 617.3254 | 55.1477 | 23.8699
1026006 | Platts-OPR-1026006 | BATU HIJAU 1 | BATU HIJAU | 31 | Operating | 1999 | PT NEWMONT NUSA TENGGARA | Coal | INDONESIA | West Nusa Tenggara | Batu Hijau - Simbawa | 3.8833 | 108.4 |  | SUBCR | 30.8% | Coal |  | 57.5% | Platts | Unknown/No | Unknown/No | Unknown/No | 1771.7877 | 910.7143 | 4441.6309 | 1536.8414 | 518069248.1137 | 917.9087 | 471.8131 | 1285.5602 | 335.3635
1026006 | Platts-OPR-1026006 | BATU HIJAU 2 | BATU HIJAU | 31 | Operating | 1999 | PT NEWMONT NUSA TENGGARA | Coal | INDONESIA | West Nusa Tenggara | Batu Hijau - Simbawa | 3.8833 | 108.4 |  | SUBCR | 30.8% | Coal |  | 57.5% | Platts | Unknown/No | Unknown/No | Unknown/No | 1771.7877 | 910.7143 | 4441.6309 | 1536.8414 | 518069248.1137 | 917.9087 | 471.8131 | 1285.5602 | 335.3635
1026006 | Platts-OPR-1026006 | BATU HIJAU 3 | BATU HIJAU | 31 | Operating | 1999 | PT NEWMONT NUSA TENGGARA | Coal | INDONESIA | West Nusa Tenggara | Batu Hijau - Simbawa | 3.8833 | 108.4 |  | SUBCR | 30.8% | Coal |  | 57.5% | Platts | Unknown/No | Unknown/No | Unknown/No | 1771.7877 | 910.7143 | 4441.6309 | 1536.8414 | 518069248.1137 | 917.9087 | 471.8131 | 1285.5602 | 335.3635
1026006 | Platts-OPR-1026006 | BATU HIJAU 4 | BATU HIJAU | 31 | Operating | 1999 | PT NEWMONT NUSA TENGGARA | Coal | INDONESIA | West Nusa Tenggara | Batu Hijau - Simbawa | 3.8833 | 108.4 |  | SUBCR | 30.8% | Coal |  | 57.5% | Platts | Unknown/No | Unknown/No | Unknown/No | 1771.7877 | 910.7143 | 4441.6309 | 1536.8414 | 518069248.1137 | 917.9087 | 471.8131 | 1285.5602 | 335.3635
1078636 | Platts-OPR-1078636 | BAYAN TABANG 1 | BAYAN TABANG | 10 | Operating | 2009 | PT KALTIM SUPACOAL (KSC) | Coal | INDONESIA | East Kalimantan | Tabang | 0.57588 | 116.0183 | ACFB | SUBCR | 30.8% | Coal | SUB | 52.87% | Platts | Yes | Unknown/No | Unknown/No | 442.9469 | 803.5714 | 107.1429 | 455.7859 | 153645441.4588 | 68.0568 | 123.4651 | 26.7912 | 11.5962
1090145 | Platts-OPR-1090145 | BITUNG PLANT 1 | BITUNG PLANT | 12 | Operating |  | PT MULTI NABATI SULAWESI | Coal | INDONESIA | North Sulawesi | Bitung | 1.4451 | 125.1824 |  | SUBCR | 30.8% | Coal |  | 27.35% | Platts | Unknown/No | Unknown/No | Yes | 1771.7877 | 910.7143 | 126.5563 | 282.997 | 95398274.0623 | 169.0255 | 86.8806 | 8.0891 | 3.5012
1039868 | Platts-OPR-1039868 | BLCP 1 | BLCP | 717 | Operating | 2006 | BANPU/EGCO | Coal | THAILAND | Rayong | Amphur Muang | 12.6833 | 101.2374 |  | SUBCR | 27.18% | Coal | BIT | 71.18% | Platts | Yes | Yes | Yes | 801.9071 | 530.2 | 30.8679 | 58681.9946 | 19781700390.7683 | 15863.0868 | 10488.2575 | 610.6187 | 264.2976
1039868 | Platts-OPR-1039868 | BLCP 2 | BLCP | 717 | Operating | 2007 | BANPU/EGCO | Coal | THAILAND | Rayong | Amphur Muang | 12.6833 | 101.2374 |  | SUBCR | 27.18% | Coal | BIT | 71.18% | Platts | Yes | Yes | Yes | 801.9071 | 530.2 | 30.8679 | 58681.9946 | 19781700390.7683 | 15863.0868 | 10488.2575 | 610.6187 | 264.2976
1026052 | Platts-OPR-1026052 | BUKIT ASAM 1 | BUKIT ASAM | 65 | Operating | 1989 | PT PLN PERSERO | Coal | INDONESIA | South Sumatra | Tanjung Enim - Kab Muara Enim | -3.2333 | 106.0833 |  | SUBCR | 30.8% | Coal | SUB | 49.06% | Platts | Low-sulphur coal | Unknown/No | Unknown/No | 1033.5428 | 910.7143 | 126.5563 | 2749.0542 | 926706186.3695 | 957.7905 | 843.9646 | 190.8687 | 82.6148
1026052 | Platts-OPR-1026052 | BUKIT ASAM 2 | BUKIT ASAM | 65 | Operating | 1989 | PT PLN PERSERO | Coal | INDONESIA | South Sumatra | Tanjung Enim - Kab Muara Enim | -3.2333 | 106.0833 |  | SUBCR | 30.8% | Coal | SUB | 49.06% | Platts | Low-sulphur coal | Unknown/No | Unknown/No | 1033.5428 | 910.7143 | 126.5563 | 2749.0542 | 926706186.3695 | 957.7905 | 843.9646 | 190.8687 | 82.6148
1026052 | Platts-OPR-1026052 | BUKIT ASAM 3 | BUKIT ASAM | 65 | Operating | 1994 | PT PLN PERSERO | Coal | INDONESIA | South Sumatra | Tanjung Enim - Kab Muara Enim | -3.2333 | 106.0833 |  | SUBCR | 30.8% | Coal | SUB | 49.06% | Platts | Low-sulphur coal | Unknown/No | Unknown/No | 1033.5428 | 910.7143 | 126.5563 | 2749.0542 | 926706186.3695 | 957.7905 | 843.9646 | 190.8687 | 82.6148
1026052 | Platts-OPR-1026052 | BUKIT ASAM 4 | BUKIT ASAM | 65 | Operating | 1995 | PT PLN PERSERO | Coal | INDONESIA | South Sumatra | Tanjung Enim - Kab Muara Enim | -3.2333 | 106.0833 |  | SUBCR | 30.8% | Coal | SUB | 49.06% | Platts | Low-sulphur coal | Unknown/No | Unknown/No | 1033.5428 | 910.7143 | 126.5563 | 2749.0542 | 926706186.3695 | 957.7905 | 843.9646 | 190.8687 | 82.6148
1061048 | Platts-OPR-1061048 | BUSAN DYEING 1 | BUSAN DYEING | 19 | Operating | 1991 | BUSAN DYEING COMPLEX | Coal | SOUTH KOREA | Busan | Busan-si | 35.1796 | 129.0756 | ACFB | SUBCR | 29.73% | Coal | BIT | 68.58% | Platts | Yes | Unknown/No | Unknown/No | 390.5995 | 282.1685 | 27.4839 | 1325.849 | 446943685.3072 | 174.576 | 126.1134 | 12.2838 | 5.3169
1023488 | Platts-OPR-1023488 | CALACA SEMIRARA 1 | CALACA SEMIRARA | 300 | Operating | 1984 | DMCI HOLDINGS | Coal | PHILIPPINES | Batangas (CALABARZON) | Calaca | 13.9326 | 120.7897 |  | SUBCR | 26.5% | Coal | BIT/SUB | 35.38% | Platts | Low-sulphur coal | Unknown/No | Yes | 1599.1071 | 803.5714 | 71.7857 | 10816.1845 | 3646135800.6911 | 5830.5618 | 2929.9306 | 261.7405 | 113.2906
1023488 | Platts-OPR-1023488 | CALACA SEMIRARA 2 | CALACA SEMIRARA | 300 | Operating | 1995 | DMCI HOLDINGS | Coal | PHILIPPINES | Batangas (CALABARZON) | Calaca | 13.9326 | 120.7897 |  | SUBCR | 26.5% | Coal | SUB | 35.38% | Platts | Low-sulphur coal | Unknown/No | Yes | 1599.1071 | 803.5714 | 71.7857 | 10816.1845 | 3646135800.6911 | 5830.5618 | 2929.9306 | 261.7405 | 113.2906
1060224 | Platts-OPR-1060224 | CALUMPIT MILL 1R | CALUMPIT MILL | 24 | Operating | 2006 | SIAM KRAFT INDUSTRY CO LTD | Coal | PHILIPPINES | Bulacan (Central Luzon) | Calumpit | 14.9164 | 120.7658 | ACFB | SUBCR | 26.5% | Coal |  | 43.87% | Platts | Yes | Unknown/No | Unknown/No | 594 | 1012.4501 | 126.5563 | 1072.7906 | 361637699.6225 | 214.8128 | 790.3412 | 45.7675 | 19.8098
1053569 | Platts-OPR-1053569 | CAM PHA 1 | CAM PHA | 170 | Operating | 2011 | VIETNAM COAL-MINERAL INDUST | Coal | VIETNAM | Quang Ninh | Cam Pha | 21.0167 | 107.3167 | ACFB | SUBCR | 29.71% | Coal | ANTH/CULM | 45.67% | Platts | Yes | Unknown/No | Yes | 350 | 455 | 126.5563 | 6639.9471 | 2238326153.68 | 783.4142 | 1586.7345 | 283.2742 | 122.6112
1053569 | Platts-OPR-1053569 | CAM PHA 2 | CAM PHA | 170 | Operating | 2011 | VIETNAM COAL-MINERAL INDUST | Coal | VIETNAM | Quang Ninh | Cam Pha | 21.0167 | 107.3167 | ACFB | SUBCR | 29.71% | Coal | ANTH/CULM | 45.67% | Platts | Yes | Unknown/No | Yes | 350 | 455 | 126.5563 | 6639.9471 | 2238326153.68 | 783.4142 | 1586.7345 | 283.2742 | 122.6112
1053569 | Platts-OPR-1053569 | CAM PHA 3 | CAM PHA | 170 | Operating | 2011 | VIETNAM COAL-MINERAL INDUST | Coal | VIETNAM | Quang Ninh | Cam Pha | 21.0167 | 107.3167 | ACFB | SUBCR | 29.71% | Coal | ANTH/CULM | 45.67% | Platts | Yes | Unknown/No | Yes | 350 | 455 | 126.5563 | 6639.9471 | 2238326153.68 | 783.4142 | 1586.7345 | 283.2742 | 122.6112
1053569 | Platts-OPR-1053569 | CAM PHA 4 | CAM PHA | 170 | Operating | 2011 | VIETNAM COAL-MINERAL INDUST | Coal | VIETNAM | Quang Ninh | Cam Pha | 21.0167 | 107.3167 | ACFB | SUBCR | 29.71% | Coal | ANTH/CULM | 45.67% | Platts | Yes | Unknown/No | Yes | 350 | 455 | 126.5563 | 6639.9471 | 2238326153.68 | 783.4142 | 1586.7345 | 283.2742 | 122.6112
1045255 | Platts-OPR-1045255 | CAO NGAN 1 | CAO NGAN | 50 | Operating | 2006 | VIETNAM COAL-MINERAL INDUST | Coal | VIETNAM | Thai Nguyen | Cao Ngan | 21.631 | 105.8067 | ACFB | SUBCR | 29.71% | Coal | ANTH | 62.31% | Platts | Yes | Unknown/No | Unknown/No | 500 | 650 | 126.5563 | 2664.6662 | 898258969.6141 | 449.1295 | 909.6711 | 365.6963 | 158.2865
1045255 | Platts-OPR-1045255 | CAO NGAN 2 | CAO NGAN | 50 | Operating | 2006 | VIETNAM COAL-MINERAL INDUST | Coal | VIETNAM | Thai Nguyen | Cao Ngan | 21.631 | 105.8067 | ACFB | SUBCR | 29.71% | Coal | ANTH | 62.31% | Platts | Yes | Unknown/No | Unknown/No | 500 | 650 | 126.5563 | 2664.6662 | 898258969.6141 | 449.1295 | 909.6711 | 365.6963 | 158.2865
1068048 | Platts-OPR-1068048 | CDE LAMPUNG 1 | CDE LAMPUNG | 25 | Operating | 2009 | PT TRUBA ALAM MANUNGGAL ENGRG | Coal | INDONESIA | Lampung |  | -4.5586 | 105.4068 |  | SUBCR | 30.8% | Coal |  | 52.87% | Platts | Unknown/No | Unknown/No | Unknown/No | 1771.7877 | 803.5714 | 4441.6309 | 1139.4649 | 384113603.6469 | 680.5677 | 308.6627 | 953.1567 | 248.6496
1068048 | Platts-OPR-1068048 | CDE LAMPUNG 2 | CDE LAMPUNG | 25 | Operating | 2009 | PT TRUBA ALAM MANUNGGAL ENGRG | Coal | INDONESIA | Lampung |  | -4.5586 | 105.4068 |  | SUBCR | 30.8% | Coal |  | 52.87% | Platts | Unknown/No | Unknown/No | Unknown/No | 1771.7877 | 803.5714 | 4441.6309 | 1139.4649 | 384113603.6469 | 680.5677 | 308.6627 | 953.1567 | 248.6496
1017110 | Platts-OPR-1017110 | CHANGHUA PLANT G3 | CHANGHUA PLANT | 21.175 | Operating | 1988 | FORMOSA CHEMICALS & FIBERS | Coal | TAIWAN | Changhua County |  | 24.0816 | 120.5385 |  | SUBCR | 30.65% | Coal |  | 60.34% | Platts | Unknown/No | Unknown/No | Unknown/No | 520.7994 | 564.337 | 66.8776 | 1260.3101 | 424850550.9628 | 32.3969 | 117.9461 | 11.8136 | 5.1133
1017110 | Platts-OPR-1017110 | CHANGHUA PLANT G4 | CHANGHUA PLANT | 21.68 | Operating | 1986 | FORMOSA CHEMICALS & FIBERS | Coal | TAIWAN | Changhua County |  | 24.0816 | 120.5385 |  | SUBCR | 30.65% | Coal |  | 60.34% | Platts | Unknown/No | Unknown/No | Unknown/No | 520.7994 | 564.337 | 66.8776 | 1290.3671 | 434982760.0884 | 33.1695 | 120.759 | 12.0953 | 5.2353
1017110 | Platts-OPR-1017110 | CHANGHUA PLANT G7 | CHANGHUA PLANT | 101.06 | Operating | 1996 | FORMOSA CHEMICALS & FIBERS | Coal | TAIWAN | Changhua County |  | 24.0816 | 120.5385 |  | SUBCR | 30.65% | Coal |  | 60.34% | Platts | Unknown/No | Unknown/No | Unknown/No | 520.7994 | 94.0562 | 37.5614 | 6014.9678 | 2027645651.962 | 154.6177 | 93.8185 | 31.6664 | 13.7064
1017110 | Platts-OPR-1017110 | CHANGHUA PLANT G8 | CHANGHUA PLANT | 104.04 | Operating | 2001 | FORMOSA CHEMICALS & FIBERS | Coal | TAIWAN | Changhua County |  | 24.0816 | 120.5385 |  | SUBCR | 30.65% | Coal |  | 60.34% | Platts | Unknown/No | Unknown/No | Unknown/No | 520.7994 | 94.0562 | 37.5614 | 6192.3338 | 2087435717.6937 | 159.1769 | 96.5849 | 32.6002 | 14.1105
1052898 | Platts-OPR-1052898 | CHIAYI PLANT CY 1 | CHIAYI PLANT CY | 40 | Operating | 1991 | FORMOSA PLASTICS CORP | Coal | TAIWAN | Chiyai County | Chiayi | 22.6537 | 120.6315 |  | SUBCR | 30.65% | Coal |  | 69.93% | Platts | Unknown/No | Unknown/No | Unknown/No | 520.7994 | 564.337 | 116.3487 | 2759.435 | 930205524.7881 | 70.9326 | 258.2417 | 44.9993 | 19.4773
1075361 | Platts-OPR-1075361 | CHIUTANG MILL 1 | CHIUTANG MILL | 50 | Operating | 2011 | YFY GROUP | Coal | TAIWAN | Kaohsiung County | Tahsu Hsiang | 23.0109 | 120.666 | ACFB | SUBCR | 30.65% | Coal | BIT | 66.25% | Platts | Yes | Unknown/No | Unknown/No | 520.7994 | 94.0562 | 77.8712 | 3267.5389 | 1101487374.5064 | 83.9937 | 50.9654 | 35.6633 | 15.4363
1031605 | Platts-OPR-1031605 | CHUO WORKS 7R | CHUO WORKS | 78 | Operating | 2007 | TOKUYAMA CORP | Coal | JAPAN | Osaka | Osaka City | 34.6937 | 135.5022 |  | SUBCR | 32.89% | Coal |  | 56.25% | Platts | Unknown/No | Unknown/No | Unknown/No | 156.59 | 188.8136 | 15.3827 | 3959.4321 | 1334724576.4409 | 229.2409 | 271.1687 | 4.209 | 1.8218
1059638 | Platts-OPR-1059638 | CILACAP SUMBER 1 | CILACAP SUMBER | 300 | Operating | 2006 | PT SUMBER ENERGI/PT INDO POWER | Coal | INDONESIA | Central Java | Kec Karangkandri - Kab Adipala | -7.7513 | 109.0186 |  | SUBCR | 30.8% | Coal | SUB | 59.26% | Platts | Low-sulphur coal | Unknown/No | Yes | 1033.5428 | 910.7143 | 126.5563 | 15326.9105 | 5166701516.6392 | 5340.0072 | 4705.3889 | 438.0985 | 189.6247
1059638 | Platts-OPR-1059638 | CILACAP SUMBER 2 | CILACAP SUMBER | 300 | Operating | 2006 | PT SUMBER ENERGI/PT INDO POWER | Coal | INDONESIA | Central Java | Kec Karangkandri - Kab Adipala | -7.7513 | 109.0186 |  | SUBCR | 30.8% | Coal | SUB | 59.26% | Platts | Low-sulphur coal | Unknown/No | Yes | 1033.5428 | 910.7143 | 126.5563 | 15326.9105 | 5166701516.6392 | 5340.0072 | 4705.3889 | 438.0985 | 189.6247
1066870 | Platts-OPR-1066870 | CIREBON 1 | CIREBON | 700 | Operating | 2012 | MARUBENI CORP | Coal | INDONESIA | West Java | Cirebon | -6.7703 | 108.6149 | TANGENT | SUPERC | 32.75% | Coal |  | 86.16% | Platts | Low-sulphur coal | Yes | Yes | 1033.5428 | 803.5714 | 107.1429 | 48910.222 | 16487635840.9711 | 17040.6775 | 13248.9931 | 1183.5767 | 512.2944
1046066 | Platts-OPR-1046066 | DAEJEON 1 | DAEJEON | 88.15 | Operating | 1997 | KOREA ENERGY MANAGEMENT CORP | Coal | SOUTH KOREA | Daejeon | Daejeon-si | 36.3214 | 127.4197 |  | SUBCR | 29.73% | Coal | BIT | 73.95% | Platts | Unknown/No | Unknown/No | Unknown/No | 390.5995 | 282.1685 | 27.4839 | 6632.2647 | 2235736432.3017 | 873.2776 | 630.8544 | 61.4469 | 26.5964
1027915 | Platts-OPR-1027915 | DAEJEON PLANT S2 | DAEJEON PLANT | 20 | Operating | 1987 | SAMYANG CO LTD | Coal | SOUTH KOREA | Daejeon | Daejeon-si | 36.3504 | 127.3845 |  | SUBCR | 29.73% | Coal |  | 66.82% | Platts | Unknown/No | Unknown/No | Unknown/No | 390.5995 | 282.1685 | 27.4839 | 1359.6868 | 458350405.2208 | 179.0315 | 129.3321 | 12.5973 | 5.4526
1021184 | Platts-OPR-1021184 | DANGJIN 01 | DANGJIN | 500 | Operating | 1999 | KOREA ELECTRIC POWER CORP | Coal | SOUTH KOREA | Chungcheongnam-do | Dangjin-kun | 37.0551 | 126.5122 | TANGENT | SUPERC | 34.12% | Coal | BIT | 82.31% | Platts | Yes | Yes | Yes | 74.5986 | 119.1171 | 3.2085 | 36496.6917 | 12303034777.3353 | 917.7888 | 1465.5015 | 39.4748 | 17.0861
1021184 | Platts-OPR-1021184 | DANGJIN 02 | DANGJIN | 500 | Operating | 1999 | KOREA ELECTRIC POWER CORP | Coal | SOUTH KOREA | Chungcheongnam-do | Dangjin-kun | 37.0551 | 126.5122 | TANGENT | SUPERC | 34.12% | Coal | BIT | 82.31% | Platts | Yes | Yes | Yes | 74.5986 | 119.1171 | 3.2085 | 36496.6917 | 12303034777.3353 | 917.7888 | 1465.5015 | 39.4748 | 17.0861
1021184 | Platts-OPR-1021184 | DANGJIN 03 | DANGJIN | 500 | Operating | 2000 | KOREA ELECTRIC POWER CORP | Coal | SOUTH KOREA | Chungcheongnam-do | Dangjin-kun | 37.0551 | 126.5122 | TANGENT | SUPERC | 34.12% | Coal | BIT | 82.31% | Platts | Yes | Yes | Yes | 74.5986 | 119.1171 | 3.2085 | 36496.6917 | 12303034777.3353 | 917.7888 | 1465.5015 | 39.4748 | 17.0861
1021184 | Platts-OPR-1021184 | DANGJIN 04 | DANGJIN | 500 | Operating | 2001 | KOREA ELECTRIC POWER CORP | Coal | SOUTH KOREA | Chungcheongnam-do | Dangjin-kun | 37.0551 | 126.5122 | TANGENT | SUPERC | 34.12% | Coal | BIT | 82.31% | Platts | Yes | Yes | Yes | 74.5986 | 119.1171 | 3.2085 | 36496.6917 | 12303034777.3353 | 917.7888 | 1465.5015 | 39.4748 | 17.0861
1021184 | Platts-OPR-1021184 | DANGJIN 05 | DANGJIN | 518.8 | Operating | 2005 | KOREA ELECTRIC POWER CORP | Coal | SOUTH KOREA | Chungcheongnam-do | Dangjin-kun | 37.0551 | 126.5122 | TANGENT | ULTRSC | 34.62% | Coal | BIT/SUB | 82.31% | Platts | Yes | Yes | Yes | 74.5986 | 119.1171 | 3.2085 | 37321.0187 | 12580915408.5526 | 938.5183 | 1498.6018 | 40.3664 | 17.472
1021184 | Platts-OPR-1021184 | DANGJIN 06 | DANGJIN | 518.8 | Operating | 2006 | KOREA ELECTRIC POWER CORP | Coal | SOUTH KOREA | Chungcheongnam-do | Dangjin-kun | 37.0551 | 126.5122 | TANGENT | ULTRSC | 34.62% | Coal | BIT/SUB | 82.31% | Platts | Yes | Yes | Yes | 74.5986 | 119.1171 | 3.2085 | 37321.0187 | 12580915408.5526 | 938.5183 | 1498.6018 | 40.3664 | 17.472
1021184 | Platts-OPR-1021184 | DANGJIN 07 | DANGJIN | 518.8 | Operating | 2007 | KOREA ELECTRIC POWER CORP | Coal | SOUTH KOREA | Chungcheongnam-do | Dangjin-kun | 37.0551 | 126.5122 | TANGENT | ULTRSC | 34.62% | Coal | BIT | 82.31% | Platts | Yes | Yes | Yes | 74.5986 | 119.1171 | 3.2085 | 37321.0187 | 12580915408.5526 | 938.5183 | 1498.6018 | 40.3664 | 17.472
1021184 | Platts-OPR-1021184 | DANGJIN 08 | DANGJIN | 518.8 | Operating | 2007 | KOREA ELECTRIC POWER CORP | Coal | SOUTH KOREA | Chungcheongnam-do | Dangjin-kun | 37.0551 | 126.5122 | TANGENT | ULTRSC | 34.62% | Coal | BIT | 82.31% | Platts | Yes | Yes | Yes | 74.5986 | 119.1171 | 3.2085 | 37321.0187 | 12580915408.5526 | 938.5183 | 1498.6018 | 40.3664 | 17.472
1018133 | Platts-OPR-1018133 | DANGJIN MILL EXP 1 | DANGJIN MILL EXP | 200 | Operating | 2010 | HYUNDAI MOTORS GROUP | Coal | SOUTH KOREA | Chungcheongnam-do | Dangjin-kun | 37.4805 | 129.1433 |  |  | 31.6% | Coal |  | 71.03% | Platts | Unknown/No | Unknown/No | Yes | 390.5995 | 131.6786 | 18.3226 | 13602.9857 | 4585566472.3369 | 1791.1202 | 603.8211 | 84.0196 | 36.3667
1018133 | Platts-OPR-1018133 | DANGJIN MILL EXP 2 | DANGJIN MILL EXP | 200 | Operating | 2010 | HYUNDAI MOTORS GROUP | Coal | SOUTH KOREA | Chungcheongnam-do | Dangjin-kun | 37.4805 | 129.1433 |  |  | 31.6% | Coal |  | 71.03% | Platts | Unknown/No | Unknown/No | Unknown/No | 390.5995 | 131.6786 | 18.3226 | 13602.9857 | 4585566472.3369 | 1791.1202 | 603.8211 | 84.0196 | 36.3667
1018133 | Platts-OPR-1018133 | DANGJIN MILL EXP 3 | DANGJIN MILL EXP | 200 | Operating | 2013 | HYUNDAI MOTORS GROUP | Coal | SOUTH KOREA | Chungcheongnam-do | Dangjin-kun | 37.4805 | 129.1433 |  |  | 31.6% | Coal |  | 71.03% | Platts | Unknown/No | Unknown/No | Unknown/No | 390.5995 | 131.6786 | 18.3226 | 13602.9857 | 4585566472.3369 | 1791.1202 | 603.8211 | 84.0196 | 36.3667
1021185 | Platts-OPR-1021185 | DONGHAE 1 | DONGHAE | 220 | Operating | 1998 | KOREA ELECTRIC POWER CORP | Anth | SOUTH KOREA | Gangwon-do | Donghae-si | 37.497 | 129.1274 | ACFB | SUBCR | 29.73% | Anth | ANTH | 78.79% | Platts | Yes | Unknown/No | Yes | 74.5986 | 119.1171 | 3.2085 | 17636.1723 | 5945153672.9776 | 443.5 | 708.1693 | 19.0753 | 8.2565
1021185 | Platts-OPR-1021185 | DONGHAE 2 | DONGHAE | 220 | Operating | 1999 | KOREA ELECTRIC POWER CORP | Anth | SOUTH KOREA | Gangwon-do | Donghae-si | 37.497 | 129.1274 | ACFB | SUBCR | 29.73% | Anth | ANTH | 78.79% | Platts | Yes | Unknown/No | Yes | 74.5986 | 119.1171 | 3.2085 | 17636.1723 | 5945153672.9776 | 443.5 | 708.1693 | 19.0753 | 8.2565
1090144 | Platts-OPR-1090144 | DUMAI KID 1 | DUMAI KID | 15 | Operating | 2010 | WILMAR GROUP INTERNATIONAL | Coal | INDONESIA | Riau | Kot Dumai | 1.6833 | 101.45 |  | SUBCR | 30.8% | Coal |  | 52.87% | Platts | Unknown/No | Unknown/No | Yes | 1771.7877 | 803.5714 | 107.1429 | 683.6789 | 230468162.1881 | 408.3406 | 185.1976 | 16.5443 | 7.161
1090144 | Platts-OPR-1090144 | DUMAI KID 2 | DUMAI KID | 15 | Operating | 2010 | WILMAR GROUP INTERNATIONAL | Coal | INDONESIA | Riau | Kot Dumai | 1.6833 | 101.45 |  | SUBCR | 30.8% | Coal |  | 52.87% | Platts | Unknown/No | Unknown/No | Yes | 1771.7877 | 803.5714 | 107.1429 | 683.6789 | 230468162.1881 | 408.3406 | 185.1976 | 16.5443 | 7.161
1061001 | Platts-OPR-1061001 | DYTEC PLANT 1 | DYTEC PLANT | 13.5 | Operating | 1994 | DAEGU DYEING INDUSTRIAL COMPLX | Coal | SOUTH KOREA | Gyeongsangnam-do | Daegu-shi | 35.4606 | 128.2132 | ACFB | SUBCR | 29.73% | Coal |  | 66.89% | Platts | Yes | Unknown/No | Unknown/No | 390.5995 | 282.1685 | 27.4839 | 918.8136 | 309732052.8104 | 120.9812 | 87.3966 | 8.5127 | 3.6846
1077849 | Platts-OPR-1077849 | ELITE KRAFT FACTORY 1 | ELITE KRAFT FACTORY | 9.8 | Operating | 2008 | ELITE KRAFT PAPER CO LTD | Coal | THAILAND | Sa Kaeo | Tumbon Salalumdoun - Amphoe Muang | 13.824 | 102.0646 | ACFB | SUBCR | 27.18% | Coal |  | 50.9% | Platts | ACFB | ACFB | Unknown/No | 609.0821 | 440 | 126.5563 | 573.5648 | 193348693.179 | 306.6541 | 113.5293 | 40.3247 | 17.454
1058260 | Platts-OPR-1058260 | EMBALUT 1 | EMBALUT | 25 | Operating | 2008 | PT JAWA POS | Coal | INDONESIA | East Kalimantan | Tanjung Batu - Kab Kutai | 2.2833 | 118.0833 | ACFB | SUBCR | 30.8% | Coal |  | 55.55% | Platts | ACFB | ACFB | Unknown/No | 609.0821 | 440 | 126.5563 | 1197.238 | 403588942.4337 | 245.8188 | 177.5791 | 83.1251 | 35.9795
1058260 | Platts-OPR-1058260 | EMBALUT 2 | EMBALUT | 25 | Operating | 2008 | PT JAWA POS | Coal | INDONESIA | East Kalimantan | Tanjung Batu - Kab Kutai | 2.2833 | 118.0833 | ACFB | SUBCR | 30.8% | Coal |  | 55.55% | Platts | ACFB | ACFB | Unknown/No | 609.0821 | 440 | 126.5563 | 1197.238 | 403588942.4337 | 245.8188 | 177.5791 | 83.1251 | 35.9795
1083445 | Platts-OPR-1083445 | ENDE 1 | ENDE | 7 | Operating | 2011 | PT PLN PERSERO | Coal | INDONESIA | East Nusa Tenggara | Flores | -8.8432 | 121.6623 |  | SUBCR | 30.8% | Coal |  | 52.87% | Platts | Low-sulphur coal | Unknown/No | Unknown/No | 1033.5428 | 803.5714 | 107.1429 | 319.0502 | 107551809.0211 | 111.1594 | 86.4256 | 18.7538 | 8.1173
1083445 | Platts-OPR-1083445 | ENDE 2 | ENDE | 7 | Operating | 2011 | PT PLN PERSERO | Coal | INDONESIA | East Nusa Tenggara | Flores | -8.8432 | 121.6623 |  | SUBCR | 30.8% | Coal |  | 52.87% | Platts | Low-sulphur coal | Unknown/No | Unknown/No | 1033.5428 | 803.5714 | 107.1429 | 319.0502 | 107551809.0211 | 111.1594 | 86.4256 | 18.7538 | 8.1173
1053416 | Platts-OPR-1053416 | FUKUYAMA WORKS 1 | FUKUYAMA WORKS | 35 | Operating | 1966 | JFE STEEL CORP | Coal | JAPAN | Hiroshima | Kurashiki-shi | 34.3852 | 132.4553 |  | SUBCR | 32.89% | Coal |  | 60% | Platts | Unknown/No | Unknown/No | Unknown/No | 156.59 | 188.8136 | 15.3827 | 1895.0662 | 638826830.1632 | 109.7194 | 129.787 | 2.0145 | 0.87195
1053416 | Platts-OPR-1053416 | FUKUYAMA WORKS 2 | FUKUYAMA WORKS | 25.5 | Operating | 1985 | JFE STEEL CORP | Coal | JAPAN | Hiroshima | Kurashiki-shi | 34.3852 | 132.4553 |  | SUBCR | 32.89% | Coal |  | 60% | Platts | Unknown/No | Unknown/No | Unknown/No | 156.59 | 188.8136 | 15.3827 | 1380.6911 | 465430976.2618 | 79.9385 | 94.5591 | 1.4677 | 0.63528
1053416 | Platts-OPR-1053416 | FUKUYAMA WORKS 3 | FUKUYAMA WORKS | 33 | Operating | 1989 | JFE STEEL CORP | Coal | JAPAN | Hiroshima | Kurashiki-shi | 34.3852 | 132.4553 |  | SUBCR | 32.89% | Coal |  | 60% | Platts | Unknown/No | Unknown/No | Unknown/No | 156.59 | 188.8136 | 15.3827 | 1786.7767 | 602322439.8682 | 103.4498 | 122.3706 | 1.8994 | 0.82212
1053416 | Platts-OPR-1053416 | FUKUYAMA WORKS 4 | FUKUYAMA WORKS | 30.6 | Operating | 1997 | JFE STEEL CORP | Coal | JAPAN | Hiroshima | Kurashiki-shi | 34.3852 | 132.4553 |  | SUBCR | 32.89% | Coal |  | 60% | Platts | Unknown/No | Unknown/No | Unknown/No | 156.59 | 188.8136 | 15.3827 | 1656.8293 | 558517171.5141 | 95.9261 | 113.4709 | 1.7613 | 0.76233
1093297 | Platts-OPR-1093297 | GALANG BATANG 1 | GALANG BATANG | 22 | Operating | 2012 | PT PLN PERSERO | Coal | INDONESIA | Riau | Tanjung Pinang - Pulau Bintan | 1.6684 | 101.446 | STOKER/TG | SUBCR | 30.8% | Coal | SUB | 52.87% | Platts | Low-sulphur coal | Unknown/No | Unknown/No | 1033.5428 | 803.5714 | 107.1429 | 1002.7291 | 338019971.2093 | 349.3581 | 271.6232 | 58.9406 | 25.5116
1093297 | Platts-OPR-1093297 | GALANG BATANG 2 | GALANG BATANG | 22 | Operating | 2012 | PT PLN PERSERO | Coal | INDONESIA | Riau | Tanjung Pinang - Pulau Bintan | 1.6684 | 101.446 | STOKER/TG | SUBCR | 30.8% | Coal | SUB | 52.87% | Platts | Low-sulphur coal | Unknown/No | Unknown/No | 1033.5428 | 803.5714 | 107.1429 | 1002.7291 | 338019971.2093 | 349.3581 | 271.6232 | 58.9406 | 25.5116
1077767 | Platts-OPR-1077767 | GHECO ONE 1 | GHECO ONE | 700 | Operating | 2012 | GDF SUEZ SA | Coal | THAILAND | Rayong | Muang Dist | 12.6747 | 101.1347 | WALL | SUPERC | 42% | Coal | BIT | 50.9% | Platts | Yes | Yes | Yes | 162.2179 | 123.2 | 39.4821 | 26509.194 | 8936249295.265 | 1449.6192 | 1100.9459 | 352.8223 | 152.7141
1085976 | Platts-OPR-1085976 | GIMCHEON 1 | GIMCHEON | 29.5 | Operating | 2012 | SK HOLDINGS | Coal | SOUTH KOREA | Gyeongsangbuk-do | Gimcheon | 36.1218 | 128.1198 |  | SUBCR | 29.73% | Coal |  | 65.38% | Platts | Unknown/No | Unknown/No | Unknown/No | 390.5995 | 131.6786 | 18.3226 | 1962.3386 | 661504346.5729 | 258.3833 | 87.106 | 12.1205 | 5.2462
1085976 | Platts-OPR-1085976 | GIMCHEON 2 | GIMCHEON | 29.5 | Operating | 2012 | SK HOLDINGS | Coal | SOUTH KOREA | Gyeongsangbuk-do | Gimcheon | 36.1218 | 128.1198 |  | SUBCR | 29.73% | Coal |  | 65.38% | Platts | Unknown/No | Unknown/No | Unknown/No | 390.5995 | 131.6786 | 18.3226 | 1962.3386 | 661504346.5729 | 258.3833 | 87.106 | 12.1205 | 5.2462
1012951 | Platts-OPR-1012951 | GLOW SPP PHASE 4 NO 1 | GLOW SPP PHASE 3-5 | 152 | Operating | 1999 | GDF SUEZ SA | Coal | THAILAND | Rayong | Muang Dist | 12.6833 | 101.2374 | ACFB | SUBCR | 58.71% | Coal | BIT | 61.81% | Platts | ACFB | ACFB | Yes | 609.0821 | 440 | 126.5563 | 5000.3647 | 1685622934.842 | 2673.425 | 989.7539 | 213.3261 | 122.8944
1012951 | Platts-OPR-1012951 | GLOW SPP PHASE 4 NO 2 | GLOW SPP PHASE 3-5 | 152 | Operating | 1999 | GDF SUEZ SA | Coal | THAILAND | Rayong | Muang Dist | 12.6833 | 101.2374 | ACFB | SUBCR | 58.71% | Coal | BIT | 61.81% | Platts | ACFB | ACFB | Yes | 609.0821 | 440 | 126.5563 | 5000.3647 | 1685622934.842 | 2673.425 | 989.7539 | 213.3261 | 122.8944
1012951 | Platts-OPR-1012951 | GLOW SPP PHASE 4 NO 3 | GLOW SPP PHASE 3-5 | 127 | Operating | 2010 | GDF SUEZ SA | Coal | THAILAND | Rayong | Muang Dist | 12.6833 | 101.2374 | ACFB | SUBCR | 58.71% | Coal | BIT | 61.81% | Platts | ACFB | ACFB | Unknown/No | 609.0821 | 440 | 126.5563 | 4177.9363 | 1408382320.5588 | 2233.717 | 826.9654 | 293.7311 | 127.1373
1042781 | Platts-OPR-1042781 | GOTSU WORKS NPI 1R | GOTSU WORKS NPI | 7 | Operating | 2008 | NIPPON PAPER INDUSTRIES CO LTD | Coal | JAPAN | Shimane | Gotsu | 35 | 132.2167 |  | SUBCR | 32.89% | Coal |  | 84.36% | Platts | Yes | Yes | Yes | 156.59 | 188.8136 | 15.3827 | 532.9159 | 179645942.836 | 30.8545 | 36.4977 | 0.5665 | 0.2452
1042781 | Platts-OPR-1042781 | GOTSU WORKS NPI 2R | GOTSU WORKS NPI | 6 | Operating | 2008 | NIPPON PAPER INDUSTRIES CO LTD | Coal | JAPAN | Shimane | Gotsu | 35 | 132.2167 |  | SUBCR | 32.89% | Coal |  | 84.36% | Platts | Yes | Yes | Yes | 156.59 | 188.8136 | 15.3827 | 456.785 | 153982236.7165 | 26.4467 | 31.2837 | 0.48557 | 0.21017
1064475 | Platts-OPR-1064475 | GRESIK MILL | GRESIK MILL | 25 | Operating | 2004 | JAWA POS | Coal | INDONESIA | East Java | Gresik | -7.1539 | 112.6561 |  | SUBCR | 30.8% | Coal |  | 65.25% | Platts | Unknown/No | Unknown/No | Unknown/No | 1771.7877 | 910.7143 | 4441.6309 | 1406.2749 | 474055273.1965 | 839.9253 | 431.7289 | 1176.3419 | 306.8718
1058618 | Platts-OPR-1058618 | GRESIK PRIMA 1 | GRESIK PRIMA | 25 | Operating | 2003 | PT PRIMA ELEKTRIK POWER | Coal | INDONESIA | East Java | Gresik | -7.0248 | 113.7992 |  | SUBCR | 30.8% | Coal |  | 52.87% | Platts | Unknown/No | Unknown/No | Unknown/No | 1771.7877 | 910.7143 | 4441.6309 | 1139.4649 | 384113603.6469 | 680.5677 | 349.8177 | 953.1567 | 248.6496
1046964 | Platts-OPR-1046964 | GUMI CHP 1 | GUMI CHP | 85.5 | Operating | 1992 | STX ENERGY CO LTD | Coal | SOUTH KOREA | Gyeongsangbuk-do | Gumi-si | 36.1195 | 128.3446 |  | SUBCR | 29.73% | Coal | BIT | 66.58% | Platts | Unknown/No | Unknown/No | Unknown/No | 390.5995 | 282.1685 | 27.4839 | 5792.0377 | 1952495904.9682 | 762.644 | 550.9329 | 53.6623 | 23.227
1069147 | Platts-OPR-1069147 | GUNJANG HANWHA 1 | GUNJANG HANWHA | 50 | Operating | 2010 | HANWHA GROUP | Coal | SOUTH KOREA | Jeollabuk-do | Gunsan-si | 35.9786 | 126.7114 | ACFB | SUBCR | 29.73% | Coal |  | 65.38% | Platts | Yes | Unknown/No | Unknown/No | 390.5995 | 131.6786 | 18.3226 | 3325.9976 | 1121193807.7507 | 437.9378 | 147.6373 | 20.5432 | 8.8918
1069147 | Platts-OPR-1069147 | GUNJANG HANWHA 2 | GUNJANG HANWHA | 50 | Operating | 2010 | HANWHA GROUP | Coal | SOUTH KOREA | Jeollabuk-do | Gunsan-si | 35.9786 | 126.7114 | ACFB | SUBCR | 29.73% | Coal |  | 65.38% | Platts | Yes | Unknown/No | Unknown/No | 390.5995 | 131.6786 | 18.3226 | 3325.9976 | 1121193807.7507 | 437.9378 | 147.6373 | 20.5432 | 8.8918
1069128 | Platts-OPR-1069128 | GUNSAN COGEN 1 | GUNSAN COGEN | 16 | Operating | 1989 | DC CHEMICAL CO LTD | Coal | SOUTH KOREA | Jeollabuk-do | Gunsan-si | 35.9677 | 126.7366 |  | SUBCR | 29.73% | Coal | BIT | 65.38% | Platts | Unknown/No | Unknown/No | Unknown/No | 390.5995 | 282.1685 | 27.4839 | 1064.3192 | 358782018.4802 | 140.1401 | 101.237 | 9.8607 | 4.2681
1021161 | Platts-OPR-1021161 | GUNSAN S1 | GUNSAN | 75 | Operating | 1968 | KOREA ELECTRIC POWER CORP | Anth | SOUTH KOREA | Jeollabuk-do | Gunsan-si | 35.9786 | 126.7114 |  | SUBCR | 29.73% | Anth | ANTH | 67.94% | Platts | Unknown/No | Unknown/No | Yes | 74.5986 | 119.1171 | 3.2085 | 5184.2262 | 1747602667.5427 | 130.3687 | 208.1693 | 5.6073 | 2.427
1024773 | Platts-OPR-1024773 | GUSHIKAWA 1 | GUSHIKAWA | 156 | Operating | 1994 | OKINAWA ELECTRIC POWER CO | Coal | JAPAN | Okinawa | Gushikawa City | 26.3544 | 127.8686 |  | SUBCR | 32.89% | Coal | BIT | 67.62% | Platts | Yes | Yes | Yes | 156.59 | 188.8136 | 15.3827 | 9519.0295 | 3208864856.5771 | 551.1273 | 651.9276 | 10.119 | 4.3799
1024773 | Platts-OPR-1024773 | GUSHIKAWA 2 | GUSHIKAWA | 156 | Operating | 1995 | OKINAWA ELECTRIC POWER CO | Coal | JAPAN | Okinawa | Gushikawa City | 26.3544 | 127.8686 | CAROLINA | SUBCR | 32.89% | Coal | BIT | 67.62% | Platts | Yes | Yes | Yes | 156.59 | 188.8136 | 15.3827 | 9519.0295 | 3208864856.5771 | 551.1273 | 651.9276 | 10.119 | 4.3799
1057776 | Platts-OPR-1057776 | HA BAC PLANT | HA BAC PLANT | 12 | Operating |  | HA BAC NITROGEN FERTILISER | Coal | VIETNAM | Bac Giang |  | 21.2909 | 106.1867 |  | SUBCR | 29.71% | Coal |  | 78.61% | Platts | Unknown/No | Unknown/No | Unknown/No | 1500 | 1012.4501 | 126.5563 | 806.8056 | 271974180.3716 | 1046.4494 | 429.0133 | 110.7253 | 47.9259
1022910 | Platts-OPR-1022910 | HACHINOHE MILL 1 | HACHINOHE MILL | 8.6 | Operating | 1966 | MITSUBISHI CORP | Coal | JAPAN | Aomori | Hachinohe-shi | 40.5092 | 141.4314 |  | SUBCR | 32.89% | Coal |  | 61.71% | Platts | Unknown/No | Unknown/No | Unknown/No | 156.59 | 188.8136 | 15.3827 | 478.9677 | 161460007.7181 | 27.731 | 32.8029 | 0.50916 | 0.22038
1022910 | Platts-OPR-1022910 | HACHINOHE MILL 2 | HACHINOHE MILL | 10 | Operating | 1970 | MITSUBISHI CORP | Coal | JAPAN | Aomori | Hachinohe-shi | 40.5092 | 141.4314 |  | SUBCR | 32.89% | Coal |  | 61.71% | Platts | Unknown/No | Unknown/No | Unknown/No | 156.59 | 188.8136 | 15.3827 | 556.9392 | 187744195.021 | 32.2453 | 38.143 | 0.59204 | 0.25626
1022910 | Platts-OPR-1022910 | HACHINOHE MILL 3 | HACHINOHE MILL | 8.6 | Operating | 1971 | MITSUBISHI CORP | Coal | JAPAN | Aomori | Hachinohe-shi | 40.5092 | 141.4314 |  | SUBCR | 32.89% | Coal |  | 61.71% | Platts | Unknown/No | Unknown/No | Unknown/No | 156.59 | 188.8136 | 15.3827 | 478.9677 | 161460007.7181 | 27.731 | 32.8029 | 0.50916 | 0.22038
1022910 | Platts-OPR-1022910 | HACHINOHE MILL 4 | HACHINOHE MILL | 11 | Operating | 1984 | MITSUBISHI CORP | Coal | JAPAN | Aomori | Hachinohe-shi | 40.5092 | 141.4314 |  | SUBCR | 32.89% | Coal |  | 61.71% | Platts | Unknown/No | Unknown/No | Unknown/No | 156.59 | 188.8136 | 15.3827 | 612.6331 | 206518614.5231 | 35.4699 | 41.9573 | 0.65125 | 0.28188
1022910 | Platts-OPR-1022910 | HACHINOHE MILL 5 | HACHINOHE MILL | 10.3 | Operating | 1987 | MITSUBISHI CORP | Coal | JAPAN | Aomori | Hachinohe-shi | 40.5092 | 141.4314 |  | SUBCR | 32.89% | Coal |  | 61.71% | Platts | Unknown/No | Unknown/No | Unknown/No | 156.59 | 188.8136 | 15.3827 | 573.6473 | 193376520.8717 | 33.2127 | 39.2873 | 0.6098 | 0.26394
1022910 | Platts-OPR-1022910 | HACHINOHE MILL 6 | HACHINOHE MILL | 35 | Operating | 1988 | MITSUBISHI CORP | Coal | JAPAN | Aomori | Hachinohe-shi | 40.5092 | 141.4314 |  | SUBCR | 32.89% | Coal |  | 61.71% | Platts | Unknown/No | Unknown/No | Unknown/No | 156.59 | 188.8136 | 15.3827 | 1949.2871 | 657104682.5736 | 112.8587 | 133.5004 | 2.0721 | 0.8969
1022910 | Platts-OPR-1022910 | HACHINOHE MILL 7 | HACHINOHE MILL | 55 | Operating | 1995 | MITSUBISHI CORP | Coal | JAPAN | Aomori | Hachinohe-shi | 40.5092 | 141.4314 |  | SUBCR | 32.89% | Coal |  | 61.71% | Platts | Unknown/No | Unknown/No | Unknown/No | 156.59 | 188.8136 | 15.3827 | 3063.1654 | 1032593072.6157 | 177.3494 | 209.7863 | 3.2562 | 1.4094
1021147 | Platts-OPR-1021147 | HADONG 1 | HADONG | 500 | Operating | 1997 | KOREA ELECTRIC POWER CORP | Coal | SOUTH KOREA | Gyeongsangnam-do | Hadong-gun | 34.9506 | 127.8219 | TANGENT | SUPERC | 34.12% | Coal | BIT | 93.42% | Platts | Yes | Yes | Yes | 74.5986 | 119.1171 | 3.2085 | 41423.0766 | 13963719136.4472 | 1041.6735 | 1663.3173 | 44.8032 | 19.3924
1021147 | Platts-OPR-1021147 | HADONG 2 | HADONG | 500 | Operating | 1997 | KOREA ELECTRIC POWER CORP | Coal | SOUTH KOREA | Gyeongsangnam-do | Hadong-gun | 34.9506 | 127.8219 | TANGENT | SUPERC | 34.12% | Coal | BIT | 93.42% | Platts | Yes | Yes | Yes | 74.5986 | 119.1171 | 3.2085 | 41423.0766 | 13963719136.4472 | 1041.6735 | 1663.3173 | 44.8032 | 19.3924
1021147 | Platts-OPR-1021147 | HADONG 3 | HADONG | 500 | Operating | 1998 | KOREA ELECTRIC POWER CORP | Coal | SOUTH KOREA | Gyeongsangnam-do | Hadong-gun | 34.9506 | 127.8219 | TANGENT | SUPERC | 34.12% | Coal | BIT | 93.42% | Platts | Yes | Yes | Yes | 74.5986 | 119.1171 | 3.2085 | 41423.0766 | 13963719136.4472 | 1041.6735 | 1663.3173 | 44.8032 | 19.3924
1021147 | Platts-OPR-1021147 | HADONG 4 | HADONG | 500 | Operating | 1999 | KOREA ELECTRIC POWER CORP | Coal | SOUTH KOREA | Gyeongsangnam-do | Hadong-gun | 34.9506 | 127.8219 | TANGENT | SUPERC | 34.12% | Coal | BIT | 93.42% | Platts | Yes | Yes | Yes | 74.5986 | 119.1171 | 3.2085 | 41423.0766 | 13963719136.4472 | 1041.6735 | 1663.3173 | 44.8032 | 19.3924
1021147 | Platts-OPR-1021147 | HADONG 5 | HADONG | 500 | Operating | 2000 | KOREA ELECTRIC POWER CORP | Coal | SOUTH KOREA | Gyeongsangnam-do | Hadong-gun | 34.9506 | 127.8219 | TANGENT | SUPERC | 34.12% | Coal | BIT | 93.42% | Platts | Yes | Yes | Yes | 74.5986 | 119.1171 | 3.2085 | 41423.0766 | 13963719136.4472 | 1041.6735 | 1663.3173 | 44.8032 | 19.3924
1021147 | Platts-OPR-1021147 | HADONG 6 | HADONG | 500 | Operating | 2001 | KOREA ELECTRIC POWER CORP | Coal | SOUTH KOREA | Gyeongsangnam-do | Hadong-gun | 34.9506 | 127.8219 | TANGENT | SUPERC | 34.12% | Coal | BIT | 93.42% | Platts | Yes | Yes | Yes | 74.5986 | 119.1171 | 3.2085 | 41423.0766 | 13963719136.4472 | 1041.6735 | 1663.3173 | 44.8032 | 19.3924
1021147 | Platts-OPR-1021147 | HADONG 7 | HADONG | 500 | Operating | 2008 | KOREA ELECTRIC POWER CORP | Coal | SOUTH KOREA | Gyeongsangnam-do | Hadong-gun | 34.9506 | 127.8219 | TANGENT | ULTRSC | 34.62% | Coal | BIT | 93.42% | Platts | Yes | Yes | Yes | 74.5986 | 119.1171 | 3.2085 | 40823.7015 | 13761669779.6504 | 1026.6009 | 1639.2498 | 44.1549 | 19.1118
1021147 | Platts-OPR-1021147 | HADONG 8 | HADONG | 500 | Operating | 2009 | KOREA ELECTRIC POWER CORP | Coal | SOUTH KOREA | Gyeongsangnam-do | Hadong-gun | 34.9506 | 127.8219 | TANGENT | ULTRSC | 34.62% | Coal | BIT | 93.42% | Platts | Yes | Yes | Yes | 74.5986 | 119.1171 | 3.2085 | 40823.7015 | 13761669779.6504 | 1026.6009 | 1639.2498 | 44.1549 | 19.1118
1053570 | Platts-OPR-1053570 | HAI PHONG THERMAL-II NO 1 | HAI PHONG THERMAL | 300 | Operating | 2011 | ELECTRICITY OF VIETNAM (EVN) | Coal | VIETNAM | Hai Phong | Thuy Nguyen Dist | 20.86 | 106.74 |  | SUBCR | 29.71% | Coal | ANTH | 45.67% | Platts | Unknown/No | Unknown/No | Unknown/No | 350 | 455 | 126.5563 | 11717.5536 | 3949987330.0235 | 3546.1984 | 2800.1197 | 1608.1062 | 696.0459
1053570 | Platts-OPR-1053570 | HAI PHONG THERMAL-II NO 2 | HAI PHONG THERMAL | 300 | Operating | 2011 | ELECTRICITY OF VIETNAM (EVN) | Coal | VIETNAM | Hai Phong | Thuy Nguyen Dist | 20.86 | 106.74 |  | SUBCR | 29.71% | Coal | ANTH | 45.67% | Platts | Unknown/No | Unknown/No | Unknown/No | 350 | 455 | 126.5563 | 11717.5536 | 3949987330.0235 | 3546.1984 | 2800.1197 | 1608.1062 | 696.0459
1053570 | Platts-OPR-1053570 | HAI PHONG THERMAL-II NO 3 | HAI PHONG THERMAL | 300 | Operating | 2013 | ELECTRICITY OF VIETNAM (EVN) | Coal | VIETNAM | Hai Phong | Thuy Nguyen Dist | 20.86 | 106.74 |  | SUBCR | 29.71% | Coal | ANTH | 45.67% | Platts | Unknown/No | Unknown/No | Unknown/No | 350 | 455 | 126.5563 | 11717.5536 | 3949987330.0235 | 3546.1984 | 2800.1197 | 1608.1062 | 696.0459
1052790 | Platts-OPR-1052790 | HAIFENG HP 1 | HAIFENG HP | 107.125 | Operating | 2000 | FORMOSA PETROCHEM CORP (FPCC) | Coal | TAIWAN | Yunlin County |  | 23.7559 | 120.3897 |  | SUBCR | 30.65% | Coal | BIT | 79.69% | Platts | Unknown/No | Unknown/No | Unknown/No | 520.7994 | 94.0562 | 37.5614 | 8421.5035 | 2838888819.1725 | 216.4788 | 131.3544 | 44.3358 | 19.1901
1052790 | Platts-OPR-1052790 | HAIFENG HP 2 | HAIFENG HP | 107.125 | Operating | 2000 | FORMOSA PETROCHEM CORP (FPCC) | Coal | TAIWAN | Yunlin County |  | 23.7559 | 120.3897 |  | SUBCR | 30.65% | Coal | BIT | 79.69% | Platts | Unknown/No | Unknown/No | Unknown/No | 520.7994 | 94.0562 | 37.5614 | 8421.5035 | 2838888819.1725 | 216.4788 | 131.3544 | 44.3358 | 19.1901
1052790 | Platts-OPR-1052790 | HAIFENG HP 3 | HAIFENG HP | 107.125 | Operating | 2000 | FORMOSA PETROCHEM CORP (FPCC) | Coal | TAIWAN | Yunlin County |  | 23.7559 | 120.3897 |  | SUBCR | 30.65% | Coal | BIT | 79.69% | Platts | Unknown/No | Unknown/No | Unknown/No | 520.7994 | 94.0562 | 37.5614 | 8421.5035 | 2838888819.1725 | 216.4788 | 131.3544 | 44.3358 | 19.1901
1012269 | Platts-OPR-1012269 | HEKINAN 1 | HEKINAN | 700 | Operating | 1991 | CHUBU ELECTRIC POWER CO INC | Coal | JAPAN | Aichi | Hekinan | 34.8833 | 136.9833 |  | SUPERC | 44.81% | Coal | BIT | 68.34% | Platts | Yes | Yes | Yes | 29.8711 | 23.0183 | 15.3827 | 31682.3636 | 10680124783.6152 | 349.9159 | 264.5232 | 33.6792 | 14.5776
1012269 | Platts-OPR-1012269 | HEKINAN 2 | HEKINAN | 700 | Operating | 1992 | CHUBU ELECTRIC POWER CO INC | Coal | JAPAN | Aichi | Hekinan | 34.8833 | 136.9833 | BENSON | SUPERC | 44.81% | Coal | BIT | 68.34% | Platts | Yes | Yes | Yes | 29.8711 | 23.0183 | 15.3827 | 31682.3636 | 10680124783.6152 | 349.9159 | 264.5232 | 33.6792 | 14.5776
1012269 | Platts-OPR-1012269 | HEKINAN 3 | HEKINAN | 700 | Operating | 1993 | CHUBU ELECTRIC POWER CO INC | Coal | JAPAN | Aichi | Hekinan | 34.8833 | 136.9833 | OPPOSED | ULTRSC | 44.81% | Coal | BIT | 68.34% | Platts | Yes | Yes | Yes | 29.8711 | 23.0183 | 15.3827 | 31682.3636 | 10680124783.6152 | 349.9159 | 264.5232 | 33.6792 | 14.5776
1012269 | Platts-OPR-1012269 | HEKINAN 4 | HEKINAN | 1000 | Operating | 2001 | CHUBU ELECTRIC POWER CO INC | Coal | JAPAN | Aichi | Hekinan | 34.8833 | 136.9833 | OPPOSED | ULTRSC | 44.81% | Coal | BIT | 68.34% | Platts | Yes | Yes | Yes | 29.8711 | 23.0183 | 15.3827 | 45260.5195 | 15257321119.4503 | 499.8798 | 377.8903 | 48.1132 | 20.8251
1012269 | Platts-OPR-1012269 | HEKINAN 5 | HEKINAN | 1000 | Operating | 2002 | CHUBU ELECTRIC POWER CO INC | Coal | JAPAN | Aichi | Hekinan | 34.8833 | 136.9833 | OPPOSED | ULTRSC | 44.81% | Coal | BIT | 68.34% | Platts | Yes | Yes | Yes | 29.8711 | 23.0183 | 15.3827 | 45260.5195 | 15257321119.4503 | 499.8798 | 377.8903 | 48.1132 | 20.8251
1053414 | Platts-OPR-1053414 | HIKARI WORKS 1 | HIKARI WORKS | 50 | Operating | 1989 | NIPPON STEEL & SUMITOMO METAL | Coal | JAPAN | Yamaguchi | Hikari City | 33.955 | 131.95 |  | SUBCR | 32.89% | Coal |  | 59.64% | Platts | Unknown/No | Unknown/No | Unknown/No | 156.59 | 188.8136 | 15.3827 | 2691.1862 | 907198881.4758 | 155.8127 | 184.3106 | 2.8608 | 1.2383
1024080 | Platts-OPR-1024080 | HIROHATA WORKS 6 | HIROHATA WORKS | 145 | Operating | 1996 | NIPPON STEEL & SUMITOMO METAL | Coal | JAPAN | Hyogo | Himeji City | 34.8167 | 134.7 | CAROLINA | SUBCR | 32.89% | Coal |  | 63.17% | Platts | Unknown/No | Unknown/No | Unknown/No | 156.59 | 188.8136 | 15.3827 | 8265.8609 | 2786421705.221 | 478.572 | 566.1021 | 8.7868 | 3.8033
1024080 | Platts-OPR-1024080 | HIROHATA WORKS 7 | HIROHATA WORKS | 145 | Operating | 1999 | NIPPON STEEL & SUMITOMO METAL | Coal | JAPAN | Hyogo | Himeji City | 34.8167 | 134.7 | CAROLINA | SUBCR | 32.89% | Coal |  | 63.17% | Platts | Unknown/No | Unknown/No | Unknown/No | 156.59 | 188.8136 | 15.3827 | 8265.8609 | 2786421705.221 | 478.572 | 566.1021 | 8.7868 | 3.8033
1031644 | Platts-OPR-1031644 | HIRONO 5 | HIRONO | 600 | Operating | 2004 | TOKYO ELECTRIC POWER CO | Coal | JAPAN | Fukushima | Futaba-gun | 37.2327 | 141.0138 |  | ULTRSC | 42.28% | Coal | BIT | 68.53% | Platts | Yes | Yes | Yes | 62.4959 | 45.147 | 4.2967 | 28861.8956 | 9729345003.1019 | 608.0444 | 439.2504 | 41.8037 | 18.0941
1031644 | Platts-OPR-1031644 | HIRONO 6 | HIRONO | 600 | Operating | 2013 | TOKYO ELECTRIC POWER CO | Coal | JAPAN | Fukushima | Futaba-gun | 37.2327 | 141.0138 |  | ULTRSC | 42.28% | Coal | BIT | 68.53% | Platts | Yes | Yes | Yes | 62.4959 | 45.147 | 4.2967 | 28861.8956 | 9729345003.1019 | 608.0444 | 439.2504 | 41.8037 | 18.0941
1073381 | Platts-OPR-1073381 | HIROSHIMA MAZDA 1 | HIROSHIMA MAZDA | 24.9 | Operating | 2008 | MAZDA/MITSUBISHI | Coal | JAPAN | Hiroshima | Hiroshima City | 34.3963 | 132.4594 |  | SUBCR | 32.89% | Coal |  | 67.66% | Platts | Yes | Yes | Yes | 156.59 | 188.8136 | 15.3827 | 1520.3147 | 512498085.7244 | 88.0223 | 104.1214 | 1.6161 | 0.69952
1073381 | Platts-OPR-1073381 | HIROSHIMA MAZDA 2 | HIROSHIMA MAZDA | 24.9 | Operating | 2008 | MAZDA/MITSUBISHI | Coal | JAPAN | Hiroshima | Hiroshima City | 34.3963 | 132.4594 |  | SUBCR | 32.89% | Coal |  | 67.66% | Platts | Yes | Yes | Yes | 156.59 | 188.8136 | 15.3827 | 1520.3147 | 512498085.7244 | 88.0223 | 104.1214 | 1.6161 | 0.69952
1031645 | Platts-OPR-1031645 | HITACHINAKA 1 | HITACHINAKA | 1000 | Operating | 2003 | TOKYO ELECTRIC POWER CO | Coal | JAPAN | Ibaraki | Naka-Gun - Tokai-mura | 36.4368 | 140.6138 | BENSON | ULTRSC | 42.28% | Coal | BIT | 69.67% | Platts | Yes | Yes | Yes | 101.5559 | 63.9582 | 4.9105 | 48899.3103 | 16483957514.8708 | 1674.0429 | 1054.2842 | 80.9439 | 35.0354
1031645 | Platts-OPR-1031645 | HITACHINAKA 2 | HITACHINAKA | 1000 | Operating | 2013 | TOKYO ELECTRIC POWER CO | Coal | JAPAN | Ibaraki | Naka-Gun - Tokai-mura | 36.4368 | 140.6138 | BENSON | ULTRSC | 42.28% | Coal | BIT | 69.67% | Platts | Yes | Yes | Unknown/No | 101.5559 | 63.9582 | 4.9105 | 48899.3103 | 16483957514.8708 | 1674.0429 | 1054.2842 | 80.9439 | 35.0354
1018748 | Platts-OPR-1018748 | HO-PING 1 | HO-PING | 660 | Operating | 2002 | TCC GROUP/CLP GROUP | Coal | TAIWAN | Hualien County | Shiu-Lin Hsiang | 23.8471 | 120.5776 |  | SUBCR | 30.65% | Coal |  | 80.71% | Platts | Yes | Yes | Yes | 520.7994 | 94.0562 | 22.9033 | 52548.6277 | 17714142386.0439 | 1350.7879 | 819.6273 | 168.6875 | 73.014
1018748 | Platts-OPR-1018748 | HO-PING 2 | HO-PING | 660 | Operating | 2002 | TCC GROUP/CLP GROUP | Coal | TAIWAN | Hualien County | Shiu-Lin Hsiang | 23.8471 | 120.5776 |  | SUBCR | 30.65% | Coal |  | 80.71% | Platts | Yes | Yes | Yes | 520.7994 | 94.0562 | 22.9033 | 52548.6277 | 17714142386.0439 | 1350.7879 | 819.6273 | 168.6875 | 73.014
1072714 | Platts-OPR-1072714 | HOFU ESC (A) | HOFU ESC | 28.1 | Operating |  | ITOCHU ENEX CO LTD | Coal | JAPAN | Yamaguchi | Hofu-shi | 34.0532 | 131.569 |  | SUBCR | 32.89% | Coal |  | 64.09% | Platts | Unknown/No | Unknown/No | Unknown/No | 156.59 | 188.8136 | 15.3827 | 1625.1776 | 547847357.1315 | 94.0936 | 111.3032 | 1.7276 | 0.74777
1072714 | Platts-OPR-1072714 | HOFU ESC 1 | HOFU ESC | 16.8 | Operating | 1985 | ITOCHU ENEX CO LTD | Coal | JAPAN | Yamaguchi | Hofu-shi | 34.0532 | 131.569 |  | SUBCR | 32.89% | Coal |  | 64.09% | Platts | Unknown/No | Unknown/No | Unknown/No | 156.59 | 188.8136 | 15.3827 | 971.6364 | 327538633.4451 | 56.2552 | 66.5442 | 1.0329 | 0.44707
1072714 | Platts-OPR-1072714 | HOFU ESC 2 | HOFU ESC | 16.45 | Operating | 2008 | ITOCHU ENEX CO LTD | Coal | JAPAN | Yamaguchi | Hofu-shi | 34.0532 | 131.569 |  | SUBCR | 32.89% | Coal |  | 64.09% | Platts | Unknown/No | Unknown/No | Unknown/No | 156.59 | 188.8136 | 15.3827 | 951.394 | 320714911.915 | 55.0833 | 65.1579 | 1.0114 | 0.43775
1022448 | Platts-OPR-1022448 | HOFU MAZDA S1 | HOFU MAZDA | 20.5 | Operating | 1993 | MAZDA/MITSUBISHI | Coal | JAPAN | Yamaguchi | Hofu-shi | 34.0518 | 131.5627 | ACFB | SUBCR | 32.89% | Coal |  | 48.29% | Platts | Yes | Unknown/No | Unknown/No | 156.59 | 188.8136 | 15.3827 | 893.3746 | 301156576.1391 | 51.7241 | 61.1843 | 0.94968 | 0.41106
1052922 | Platts-OPR-1052922 | HONAM 1 | HONAM | 250 | Operating | 1973 | KOREA ELECTRIC POWER CORP | Coal | SOUTH KOREA | Jeollanam-do | Yusu-si | 34.375 | 126.5567 | WALL | SUBCR | 29.73% | Coal | BIT | 60.44% | Platts | Unknown/No | Yes | Yes | 74.5986 | 119.1171 | 3.2085 | 15372.9951 | 5182236659.5558 | 386.5874 | 617.2929 | 16.6274 | 7.1969
1052922 | Platts-OPR-1052922 | HONAM 2 | HONAM | 250 | Operating | 1973 | KOREA ELECTRIC POWER CORP | Coal | SOUTH KOREA | Jeollanam-do | Yusu-si | 34.375 | 126.5567 | WALL | SUBCR | 29.73% | Coal | BIT | 60.44% | Platts | Unknown/No | Yes | Yes | 74.5986 | 119.1171 | 3.2085 | 15372.9951 | 5182236659.5558 | 386.5874 | 617.2929 | 16.6274 | 7.1969
1050343 | Platts-OPR-1050343 | HOULI MILL 1 | HOULI MILL | 48 | Operating | 1996 | CHENG LOONG CO LTD | Coal | TAIWAN | Taichung County | Houli | 24.3108 | 120.7214 |  | SUBCR | 30.65% | Coal | BIT | 79.58% | Platts | Unknown/No | Unknown/No | Unknown/No | 520.7994 | 94.0562 | 77.8712 | 3767.9434 | 1270173722.2989 | 96.8568 | 58.7705 | 41.1249 | 17.8003
1017114 | Platts-OPR-1017114 | HSINKANG SK 1 | HSINKANG SK | 56.272 | Operating | 1990 | FORMOSA CHEMICALS & FIBERS | Coal | TAIWAN | Chiayi County | Hsinkang Township | 23.1225 | 120.2042 |  | SUBCR | 30.65% | Coal |  | 76.36% | Platts | Unknown/No | Unknown/No | Unknown/No | 520.7994 | 564.337 | 66.8776 | 4238.6253 | 1428840579.8742 | 108.9559 | 396.6718 | 39.731 | 17.197
1017114 | Platts-OPR-1017114 | HSINKANG SK 2 | HSINKANG SK | 56.272 | Operating | 1990 | FORMOSA CHEMICALS & FIBERS | Coal | TAIWAN | Chiayi County | Hsinkang Township | 23.1225 | 120.2042 |  | SUBCR | 30.65% | Coal |  | 76.36% | Platts | Unknown/No | Unknown/No | Unknown/No | 520.7994 | 564.337 | 66.8776 | 4238.6253 | 1428840579.8742 | 108.9559 | 396.6718 | 39.731 | 17.197
1017114 | Platts-OPR-1017114 | HSINKANG SK 3 | HSINKANG SK | 101.06 | Operating | 1994 | FORMOSA CHEMICALS & FIBERS | Coal | TAIWAN | Chiayi County | Hsinkang Township | 23.1225 | 120.2042 |  | SUBCR | 30.65% | Coal |  | 76.36% | Platts | Unknown/No | Unknown/No | Unknown/No | 520.7994 | 94.0562 | 37.5614 | 7612.2311 | 2566083114.1968 | 195.6761 | 118.7318 | 40.0754 | 17.346
1017114 | Platts-OPR-1017114 | HSINKANG SK 4 | HSINKANG SK | 147.88 | Operating | 2000 | FORMOSA CHEMICALS & FIBERS | Coal | TAIWAN | Chiayi County | Hsinkang Township | 23.1225 | 120.2042 |  | SUBCR | 30.65% | Coal |  | 76.36% | Platts | Unknown/No | Unknown/No | Unknown/No | 520.7994 | 94.0562 | 37.5614 | 11138.8951 | 3754921540.9403 | 286.3307 | 173.7389 | 58.6418 | 25.3823
1030802 | Platts-OPR-1030802 | HSINTA 1 | HSINTA | 500 | Operating | 1982 | MINISTRY OF ECONOMIC AFFAIRS | Coal | TAIWAN | Kaohsiung City | Yungan Dist | 23.0109 | 120.666 |  | SUBCR | 30.65% | Coal | BIT/SUB | 54.85% | Platts | Yes | Yes | Yes | 520.7994 | 564.337 | 45.8066 | 27050.6787 | 9118783791.129 | 695.3508 | 2531.5379 | 173.672 | 75.1714
1030802 | Platts-OPR-1030802 | HSINTA 2 | HSINTA | 500 | Operating | 1983 | MINISTRY OF ECONOMIC AFFAIRS | Coal | TAIWAN | Kaohsiung City | Yungan Dist | 23.0109 | 120.666 |  | SUBCR | 30.65% | Coal | BIT/SUB | 54.85% | Platts | Yes | Yes | Yes | 520.7994 | 564.337 | 45.8066 | 27050.6787 | 9118783791.129 | 695.3508 | 2531.5379 | 173.672 | 75.1714
1030802 | Platts-OPR-1030802 | HSINTA 3 | HSINTA | 550 | Operating | 1985 | MINISTRY OF ECONOMIC AFFAIRS | Coal | TAIWAN | Kaohsiung City | Yungan Dist | 23.0109 | 120.666 |  | SUBCR | 30.65% | Coal | BIT/SUB | 54.85% | Platts | Yes | Yes | Yes | 520.7994 | 564.337 | 45.8066 | 29755.7466 | 10030662170.2419 | 764.8859 | 2784.6917 | 191.0392 | 82.6886
1030802 | Platts-OPR-1030802 | HSINTA 4 | HSINTA | 550 | Operating | 1986 | MINISTRY OF ECONOMIC AFFAIRS | Coal | TAIWAN | Kaohsiung City | Yungan Dist | 23.0109 | 120.666 |  | SUBCR | 30.65% | Coal | BIT/SUB | 54.85% | Platts | Yes | Yes | Yes | 520.7994 | 564.337 | 45.8066 | 29755.7466 | 10030662170.2419 | 764.8859 | 2784.6917 | 191.0392 | 82.6886
1049990 | Platts-OPR-1049990 | HSINWU MILL 1 | HSINWU MILL | 3.2 | Operating | 1983 | YFY GROUP | Coal | TAIWAN | Taoyuan County | Hsin We Hsiang | 24.8281 | 121.0761 |  | SUBCR | 30.65% | Coal | BIT | 62.24% | Platts | Unknown/No | Unknown/No | Unknown/No | 520.7994 | 564.337 | 126.5563 | 196.4587 | 66226224.5823 | 5.0501 | 18.3856 | 3.4848 | 1.5083
1049990 | Platts-OPR-1049990 | HSINWU MILL 2 | HSINWU MILL | 2.581 | Operating | 1984 | YFY GROUP | Coal | TAIWAN | Taoyuan County | Hsin We Hsiang | 24.8281 | 121.0761 |  | SUBCR | 30.65% | Coal | BIT | 62.24% | Platts | Unknown/No | Unknown/No | Unknown/No | 520.7994 | 564.337 | 126.5563 | 158.4562 | 53415589.2646 | 4.0732 | 14.8291 | 2.8107 | 1.2166
1049990 | Platts-OPR-1049990 | HSINWU MILL 3 | HSINWU MILL | 21 | Operating | 1988 | YFY GROUP | Coal | TAIWAN | Taoyuan County | Hsin We Hsiang | 24.8281 | 121.0761 | ACFB | SUBCR | 30.65% | Coal | BIT | 62.24% | Platts | Yes | Unknown/No | Unknown/No | 520.7994 | 564.337 | 126.5563 | 1289.2602 | 434609598.8212 | 33.1411 | 120.6554 | 22.869 | 9.8985
1052899 | Platts-OPR-1052899 | HWA YA 1 | HWA YA | 152 | Operating | 2004 | HWA YA POWER | Coal | TAIWAN | Taipei | Linkou | 25.0778 | 121.3935 |  | SUBCR | 30.65% | Coal |  | 80.46% | Platts | Unknown/No | Unknown/No | Unknown/No | 520.7994 | 94.0562 | 37.5614 | 12064.1528 | 4066825908.9237 | 310.1149 | 188.1706 | 63.5129 | 27.4907
1052899 | Platts-OPR-1052899 | HWA YA 2 | HWA YA | 152 | Operating | 2004 | HWA YA POWER | Coal | TAIWAN | Taipei | Linkou | 25.0778 | 121.3935 |  | SUBCR | 30.65% | Coal |  | 80.46% | Platts | Unknown/No | Unknown/No | Unknown/No | 520.7994 | 94.0562 | 37.5614 | 12064.1528 | 4066825908.9237 | 310.1149 | 188.1706 | 63.5129 | 27.4907
1022417 | Platts-OPR-1022417 | IKEJIMA MINE 1 | IKEJIMA MINE | 8.6 | Operating | 1967 | MATSUSHIMA COAL MINING CO LTD | Coal | JAPAN | Nagasaki | Ikejima Island | 32.7503 | 129.8777 |  | SUBCR | 32.89% | Coal |  | 43.58% | Platts | Unknown/No | Unknown/No | Unknown/No | 156.59 | 188.8136 | 15.3827 | 338.1934 | 114004995.1425 | 19.5805 | 23.1618 | 0.35951 | 0.15561
1084591 | Platts-OPR-1084591 | ILOILO CITY PEDC 1 | ILOILO CITY PEDC | 82 | Operating | 2010 | GT CAPITAL HOLDINGS INC | Coal | PHILIPPINES | Iloilo (W Visayas) | Brgy Ingore Lapaz - Iloilo City | 10.7203 | 122.562 | ACFB | SUBCR | 26.5% | Coal |  | 44.56% | Platts | Yes | Unknown/No | Unknown/No | 594 | 1012.4501 | 126.5563 | 3722.6527 | 1254906219.3654 | 745.4143 | 2742.535 | 158.8162 | 68.7414
1084591 | Platts-OPR-1084591 | ILOILO CITY PEDC 2 | ILOILO CITY PEDC | 82 | Operating | 2011 | GT CAPITAL HOLDINGS INC | Coal | PHILIPPINES | Iloilo (W Visayas) | Brgy Ingore Lapaz - Iloilo City | 10.7203 | 122.562 | ACFB | SUBCR | 26.5% | Coal |  | 44.56% | Platts | Yes | Unknown/No | Unknown/No | 594 | 1012.4501 | 126.5563 | 3722.6527 | 1254906219.3654 | 745.4143 | 2742.535 | 158.8162 | 68.7414
1069129 | Platts-OPR-1069129 | INCHEON GLUCOSE 1 | INCHEON GLUCOSE | 9.2 | Operating | 1991 | SAMYANG CO LTD | Coal | SOUTH KOREA | Incheon | Incheon-si | 37.4563 | 126.7052 | ACFB | SUBCR | 29.73% | Coal | BIT | 62.23% | Platts | Yes | Unknown/No | Unknown/No | 390.5995 | 282.1685 | 27.4839 | 582.5024 | 196361566.0258 | 76.6987 | 55.4071 | 5.3968 | 2.3359
1070145 | Platts-OPR-1070145 | INDOMINCO MINE 1 | INDOMINCO MINE | 7 | Operating | 2007 | BANPU PLC | Coal | INDONESIA | East Kalimantan | Bontang | 0.13333 | 117.5 |  | SUBCR | 30.8% | Coal |  | 72.67% | Platts | Unknown/No | Unknown/No | Unknown/No | 1771.7877 | 910.7143 | 4441.6309 | 438.5395 | 147831660.3401 | 261.9263 | 134.6324 | 366.8361 | 95.6964
1070145 | Platts-OPR-1070145 | INDOMINCO MINE 2 | INDOMINCO MINE | 7 | Operating | 2007 | BANPU PLC | Coal | INDONESIA | East Kalimantan | Bontang | 0.13333 | 117.5 |  | SUBCR | 30.8% | Coal |  | 72.67% | Platts | Unknown/No | Unknown/No | Unknown/No | 1771.7877 | 910.7143 | 4441.6309 | 438.5395 | 147831660.3401 | 261.9263 | 134.6324 | 366.8361 | 95.6964
1071378 | Platts-OPR-1071378 | INDRAMAYU 1 | INDRAMAYU | 330 | Operating | 2011 | PT PLN PERSERO | Coal | INDONESIA | West Java | Kab Indramayu | -6.2747 | 107.9704 |  | SUBCR | 30.8% | Coal |  | 52.87% | Platts | Low-sulphur coal | Unknown/No | Yes | 1033.5428 | 803.5714 | 107.1429 | 15040.9361 | 5070299568.1389 | 5240.3717 | 4074.3479 | 363.9751 | 157.5415
1071378 | Platts-OPR-1071378 | INDRAMAYU 2 | INDRAMAYU | 330 | Operating | 2011 | PT PLN PERSERO | Coal | INDONESIA | West Java | Kab Indramayu | -6.2747 | 107.9704 |  | SUBCR | 30.8% | Coal |  | 52.87% | Platts | Low-sulphur coal | Unknown/No | Yes | 1033.5428 | 803.5714 | 107.1429 | 15040.9361 | 5070299568.1389 | 5240.3717 | 4074.3479 | 363.9751 | 157.5415
1071378 | Platts-OPR-1071378 | INDRAMAYU 3 | INDRAMAYU | 330 | Operating | 2011 | PT PLN PERSERO | Coal | INDONESIA | West Java | Kab Indramayu | -6.2747 | 107.9704 |  | SUBCR | 30.8% | Coal |  | 52.87% | Platts | Low-sulphur coal | Unknown/No | Yes | 1033.5428 | 803.5714 | 107.1429 | 15040.9361 | 5070299568.1389 | 5240.3717 | 4074.3479 | 363.9751 | 157.5415
1014482 | Platts-OPR-1014482 | ISHIKAWA J-POWER 1 | ISHIKAWA J-POWER | 156 | Operating | 1986 | J-POWER | Coal | JAPAN | Okinawa | Ishikawa City | 26.4233 | 127.8214 |  | SUBCR | 32.89% | Coal | BIT | 59.96% | Platts | Yes | Unknown/No | Unknown/No | 69.5179 | 168.8293 | 3.3104 | 8441.9575 | 2845783881.7339 | 216.9878 | 516.9688 | 1.9312 | 0.8359
1014482 | Platts-OPR-1014482 | ISHIKAWA J-POWER 2 | ISHIKAWA J-POWER | 156 | Operating | 1987 | J-POWER | Coal | JAPAN | Okinawa | Ishikawa City | 26.4233 | 127.8214 |  | SUBCR | 32.89% | Coal | BIT | 59.96% | Platts | Yes | Unknown/No | Unknown/No | 69.5179 | 168.8293 | 3.3104 | 8441.9575 | 2845783881.7339 | 216.9878 | 516.9688 | 1.9312 | 0.8359
1020253 | Platts-OPR-1020253 | ISHINOMAKI MILL 6 | ISHINOMAKI MILL | 98 | Operating | 1987 | NIPPON PAPER INDUSTRIES CO LTD | Coal | JAPAN | Miyagi | Ishinomaki | 38.4167 | 141.3 |  | SUBCR | 32.89% | Coal | BIT | 37.02% | Platts | Unknown/No | Unknown/No | Unknown/No | 156.59 | 188.8136 | 15.3827 | 3273.898 | 1103631031.1258 | 189.5503 | 224.2187 | 3.4802 | 1.5064
1042710 | Platts-OPR-1042710 | ITOIGAWA POWER 1 | ITOIGAWA POWER | 149 | Operating | 2005 | SUMITOMO CORP/MYOJO CEMENT | Coal | JAPAN | Niigata | Itoigawa-shi | 37.0438 | 137.8626 | ACFB | SUBCR | 32.89% | Coal | ANTH/BIT | 68.95% | Platts | Yes | Unknown/No | Yes | 156.59 | 188.8136 | 15.3827 | 9270.8548 | 3125205165.6735 | 536.7586 | 634.9309 | 9.8552 | 5.6774
1023284 | Platts-OPR-1023284 | ITOIGAWA WORKS 1 | ITOIGAWA WORKS | 8.4 | Operating | 1984 | MYOJYO CEMENT CORP | Coal | JAPAN | Niigata | Itoigawa-shi | 37.0438 | 137.8626 |  | SUBCR | 32.89% | Coal |  | 63.04% | Platts | Unknown/No | Unknown/No | Unknown/No | 156.59 | 188.8136 | 15.3827 | 477.856 | 161085241.0627 | 27.6666 | 32.7268 | 0.50797 | 0.21987
1023284 | Platts-OPR-1023284 | ITOIGAWA WORKS 2 | ITOIGAWA WORKS | 17.5 | Operating | 1997 | MYOJYO CEMENT CORP | Coal | JAPAN | Niigata | Itoigawa-shi | 37.0438 | 137.8626 | ACFB | SUBCR | 32.89% | Coal |  | 63.04% | Platts | Yes | Unknown/No | Unknown/No | 156.59 | 188.8136 | 15.3827 | 995.5332 | 335594252.214 | 57.6388 | 68.1809 | 1.0583 | 0.45806
1013502 | Platts-OPR-1013502 | IWANUMA MILL 4 | IWANUMA MILL | 63.55 | Operating | 1991 | NIPPON PAPER INDUSTRIES CO LTD | Coal | JAPAN | Miyagi | Iwanuma | 38.1047 | 140.8594 |  | SUBCR | 32.89% | Coal |  | 35.57% | Platts | Unknown/No | Unknown/No | Unknown/No | 156.59 | 188.8136 | 15.3827 | 2039.8788 | 687643142.4482 | 118.1037 | 139.7047 | 2.1684 | 0.93858
1044220 | Platts-OPR-1044220 | JAMBI LONTAR 1 | JAMBI LONTAR | 37 | Operating | 1994 | ASIA PULP & PAPER CO LTD | Coal | INDONESIA | Jambi | Tebing Tinggi | -1.0124 | 103.1048 |  | SUBCR | 30.8% | Coal |  | 53.37% | Platts | Unknown/No | Unknown/No | Unknown/No | 1771.7877 | 910.7143 | 4441.6309 | 1702.5745 | 573937868.8414 | 1016.896 | 522.6934 | 1424.1951 | 371.5291
1044220 | Platts-OPR-1044220 | JAMBI LONTAR 2 | JAMBI LONTAR | 37 | Operating | 1994 | ASIA PULP & PAPER CO LTD | Coal | INDONESIA | Jambi | Tebing Tinggi | -1.0124 | 103.1048 |  | SUBCR | 30.8% | Coal |  | 53.37% | Platts | Unknown/No | Unknown/No | Unknown/No | 1771.7877 | 910.7143 | 4441.6309 | 1702.5745 | 573937868.8414 | 1016.896 | 522.6934 | 1424.1951 | 371.5291
1044220 | Platts-OPR-1044220 | JAMBI LONTAR 3 | JAMBI LONTAR | 37 | Operating | 1994 | ASIA PULP & PAPER CO LTD | Coal | INDONESIA | Jambi | Tebing Tinggi | -1.0124 | 103.1048 |  | SUBCR | 30.8% | Coal |  | 53.37% | Platts | Unknown/No | Unknown/No | Unknown/No | 1771.7877 | 910.7143 | 4441.6309 | 1702.5745 | 573937868.8414 | 1016.896 | 522.6934 | 1424.1951 | 371.5291
1056549 | Platts-OPR-1056549 | JAMBI MILL EIL 1 | JAMBI MILL EIL | 6 | Operating | 1994 | PT EURASIAWOOD INDUSTRIES LTD | Coal | INDONESIA | Jambi | Jambi | -1.6 | 103.6167 |  | SUBCR | 30.8% | Coal |  | 58.74% | Platts | Unknown/No | Unknown/No | Unknown/No | 1771.7877 | 910.7143 | 4441.6309 | 303.8613 | 102431636.6432 | 181.4871 | 93.286 | 254.1784 | 66.3074
1026075 | Platts-OPR-1026075 | JATILUHUR INDO BHARAT 1 | JATILUHUR INDO BHARAT | 10.8 | Operating | 2004 | PT INDO BHARAT RAYON | Coal | INDONESIA | West Java | Jatiluhur - Kab Purwakarta | -6.5387 | 107.4499 | ACFB | SUBCR | 30.8% | Coal |  | 52.87% | Platts | ACFB | ACFB | Unknown/No | 609.0821 | 440 | 126.5563 | 492.2488 | 165937076.7755 | 101.0693 | 73.0123 | 34.1772 | 14.7931
1026075 | Platts-OPR-1026075 | JATILUHUR INDO BHARAT 2 | JATILUHUR INDO BHARAT | 10.8 | Operating | 2004 | PT INDO BHARAT RAYON | Coal | INDONESIA | West Java | Jatiluhur - Kab Purwakarta | -6.5387 | 107.4499 | ACFB | SUBCR | 30.8% | Coal |  | 52.87% | Platts | ACFB | ACFB | Unknown/No | 609.0821 | 440 | 126.5563 | 492.2488 | 165937076.7755 | 101.0693 | 73.0123 | 34.1772 | 14.7931
1026075 | Platts-OPR-1026075 | JATILUHUR INDO BHARAT 3 | JATILUHUR INDO BHARAT | 15 | Operating | 2010 | PT INDO BHARAT RAYON | Coal | INDONESIA | West Java | Jatiluhur - Kab Purwakarta | -6.5387 | 107.4499 | ACFB | SUBCR | 30.8% | Coal |  | 52.87% | Platts | ACFB | ACFB | Unknown/No | 609.0821 | 440 | 107.1429 | 683.6789 | 230468162.1881 | 140.374 | 101.406 | 40.1868 | 17.3943
1017116 | Platts-OPR-1017116 | JENWU PLANT JP 3 | JENWU PLANT | 127 | Operating | 1986 | FORMOSA PLASTICS CORP | Coal | TAIWAN | Kaohsiung County | Jenwu Syang | 23.0109 | 120.666 |  | SUBCR | 30.65% | Coal |  | 55.58% | Platts | Unknown/No | Unknown/No | Unknown/No | 520.7994 | 564.337 | 66.8776 | 6962.9977 | 2347226512.2149 | 178.9872 | 651.6322 | 65.2681 | 28.2504
1017116 | Platts-OPR-1017116 | JENWU PLANT JP 4 | JENWU PLANT | 100.7 | Operating | 1991 | FORMOSA PLASTICS CORP | Coal | TAIWAN | Kaohsiung County | Jenwu Syang | 23.0109 | 120.666 | EL PASO | SUBCR | 30.65% | Coal |  | 55.58% | Platts | Unknown/No | Unknown/No | Unknown/No | 520.7994 | 564.337 | 66.8776 | 5521.0541 | 1861147321.1027 | 141.9214 | 516.6879 | 51.7519 | 22.4001
1017116 | Platts-OPR-1017116 | JENWU PLANT JP 5 | JENWU PLANT | 100.7 | Operating | 1991 | FORMOSA PLASTICS CORP | Coal | TAIWAN | Kaohsiung County | Jenwu Syang | 23.0109 | 120.666 | EL PASO | SUBCR | 30.65% | Coal |  | 55.58% | Platts | Unknown/No | Unknown/No | Unknown/No | 520.7994 | 564.337 | 66.8776 | 5521.0541 | 1861147321.1027 | 141.9214 | 516.6879 | 51.7519 | 22.4001
1069131 | Platts-OPR-1069131 | JEONJU MILL 1 | JEONJU MILL | 24 | Operating | 1995 | NORSKE SKOGINDUSTRIER ASA | Coal | SOUTH KOREA | Jeollabuk-do | Deokjin-gu Jeonju-si | 35.8294 | 127.1343 | ACFB | SUBCR | 29.73% | Coal | BIT | 78.22% | Platts | Yes | Unknown/No | Unknown/No | 390.5995 | 282.1685 | 27.4839 | 1909.9659 | 643849492.877 | 251.4873 | 181.6741 | 17.6955 | 7.6593
1010546 | Platts-OPR-1010546 | JIMAH 1 | JIMAH | 752.5 | Operating | 2009 | JIMAH ENERGY VENTURES SDN BHD | Coal | MALAYSIA | Negeri Sembilan | Port Dickson | 2.5228 | 101.7959 |  | SUBCR | 29.82% | Coal | BIT/SUB | 41.71% | Platts | FGD | Unknown/No | Yes | 442.9469 | 940.5617 | 45.8066 | 32564.6867 | 10977555873.0891 | 7891.0819 | 10325.0686 | 502.8443 | 217.649
1010546 | Platts-OPR-1010546 | JIMAH 2 | JIMAH | 752.5 | Operating | 2009 | JIMAH ENERGY VENTURES SDN BHD | Coal | MALAYSIA | Negeri Sembilan | Port Dickson | 2.5228 | 101.7959 |  | SUBCR | 29.82% | Coal | BIT/SUB | 41.71% | Platts | FGD | Unknown/No | Yes | 442.9469 | 940.5617 | 45.8066 | 32564.6867 | 10977555873.0891 | 7891.0819 | 10325.0686 | 502.8443 | 217.649
1050345 | Platts-OPR-1050345 | JINSHIN PLANT JH 1 | JINSHIN PLANT | 56.7 | Operating | 1997 | FORMOSA PLASTICS CORP | Coal | TAIWAN | Taoyuan County | Jinshin | 24.7714 | 121.2294 |  | SUBCR | 30.65% | Coal |  | 81.16% | Platts | Unknown/No | Unknown/No | Unknown/No | 520.7994 | 94.0562 | 53.1356 | 4539.4704 | 1530255466.9668 | 116.6893 | 70.8044 | 33.8076 | 14.6332
1050345 | Platts-OPR-1050345 | JINSHIN PLANT JH 2 | JINSHIN PLANT | 56.7 | Operating | 2002 | FORMOSA PLASTICS CORP | Coal | TAIWAN | Taoyuan County | Jinshin | 24.7714 | 121.2294 |  | SUBCR | 30.65% | Coal |  | 81.16% | Platts | Unknown/No | Unknown/No | Unknown/No | 520.7994 | 94.0562 | 53.1356 | 4539.4704 | 1530255466.9668 | 116.6893 | 70.8044 | 33.8076 | 14.6332
1046398 | Platts-OPR-1046398 | KAENG KHOI FACTORY | KAENG KHOI FACTORY | 17.2 | Operating | 1995 | THAI ACRYLIC FIBRE CO LTD | Coal | THAILAND | Saraburi | Kaeng Khoi | 14.5862 | 100.9976 |  | SUBCR | 27.18% | Lignite | LIG | 18.58% | Platts | Unknown/No | Unknown/No | Unknown/No | 2142.5 | 699.1149 | 174.7787 | 367.3728 | 132474634.3854 | 739.0695 | 123.5934 | 38.1564 | 16.5154
1048308 | Platts-OPR-1048308 | KALIMANTAN CEMENT WORKS 1 | KALIMANTAN CEMENT WORKS | 55 | Operating | 1998 | PT INDOCEMENT | Coal | INDONESIA | South Kalimantan | Selatan | -3.0926 | 115.2838 |  | SUBCR | 30.8% | Coal | BIT | 49.35% | Platts | Unknown/No | Yes | Yes | 1771.7877 | 910.7143 | 126.5563 | 2340.1056 | 788849605.7026 | 1397.674 | 718.4166 | 66.8887 | 28.9518
1083446 | Platts-OPR-1083446 | KALSEL (ASAM-ASAM) 1 | KALSEL (ASAM-ASAM) | 65 | Operating | 2013 | PT PLN PERSERO | Coal | INDONESIA | South Kalimantan | Banjarmasin - Kalsel | -3.3333 | 114.5833 |  |  | 30.83% | Lignite | LIG | 53.28% | Platts | Low-sulphur coal | Unknown/No | Unknown/No | 1033.5428 | 699.1149 | 107.1429 | 2983.5763 | 1075877607.9213 | 1111.9656 | 752.1621 | 187.601 | 81.2004
1083446 | Platts-OPR-1083446 | KALSEL (ASAM-ASAM) 2 | KALSEL (ASAM-ASAM) | 65 | Operating | 2013 | PT PLN PERSERO | Coal | INDONESIA | South Kalimantan | Banjarmasin - Kalsel | -3.3333 | 114.5833 |  |  | 30.83% | Lignite | LIG | 53.28% | Platts | Low-sulphur coal | Unknown/No | Unknown/No | 1033.5428 | 699.1149 | 107.1429 | 2983.5763 | 1075877607.9213 | 1111.9656 | 752.1621 | 187.601 | 81.2004
1024081 | Platts-OPR-1024081 | KAMAISHI WORKS 1 | KAMAISHI WORKS | 149 | Operating | 2000 | NIPPON STEEL & SUMITOMO METAL | Coal | JAPAN | Iwate | Kamaishi City | 39.2667 | 141.8833 |  | SUBCR | 32.89% | Coal |  | 60.73% | Platts | Unknown/No | Unknown/No | Yes | 156.59 | 188.8136 | 15.3827 | 8166.6086 | 2752963767.68 | 472.8256 | 559.3046 | 8.6813 | 3.7576
1021618 | Platts-OPR-1021618 | KANDA 1 NEW 1 | KANDA | 290 | Operating | 2001 | KYUSHU ELECTRIC POWER CO | Coal | JAPAN | Fukuoka | Kanda-machi Miyako-gun | 33.6456 | 130.9385 | PFBC | SUPERC | 40.64% | Coal | BIT | 63.65% | Platts | Yes | Yes | Yes | 406.448 | 215.3113 | 15.3827 | 13477.9239 | 4543408157.9815 | 2025.458 | 1052.5999 | 14.3274 | 6.2014
1080472 | Platts-OPR-1080472 | KARAWANG MASARI 1 | KARAWANG MASARI | 6 | Operating |  | PT MASARI DWISEPAKAT FIBER | Coal | INDONESIA | West Java | Karawang | -6.8869 | 106.9325 |  | SUBCR | 30.8% | Coal |  | 73.45% | Platts | Unknown/No | Unknown/No | Unknown/No | 1771.7877 | 910.7143 | 4441.6309 | 379.9472 | 128080186.6962 | 226.9309 | 116.6445 | 317.8239 | 82.9106
1079054 | Platts-OPR-1079054 | KASHIMA WORKS IPP 1 | KASHIMA WORKS IPP | 507 | Operating | 2007 | SUMITOMO CORP | Coal | JAPAN | Ibaraki | Kashima | 35.9654 | 140.6447 |  | SUPERC | 40.64% | Coal |  | 70.24% | Platts | Yes | Yes | Yes | 156.59 | 188.8136 | 15.3827 | 26002.4774 | 8765435117.0602 | 1505.4764 | 1780.8256 | 27.6413 | 11.9642
1090359 | Platts-OPR-1090359 | KAWTHAUNG 1 | KAWTHAUNG | 8 | Operating | 2012 | THAN PHYO THU MINING CO | Coal | MYANMAR | Tanintharyi | Kawthaung | 9.9833 | 98.55 |  | SUBCR | 30.8% | Coal |  | 58.01% | Platts | Unknown/No | Unknown/No | Unknown/No | 1771.7877 | 1012.4501 | 126.5563 | 475.129 | 160165981.8039 | 283.7801 | 162.1601 | 110.24 | 47.7158
1083015 | Platts-OPR-1083015 | KEANSVAY 1 | KEANSVAY | 10.1 | Operating | 2008 | SUVANNAPHUM INVESTMENT CO LTD | Coal | CAMBODIA | Kandal | Samrong Thom - Keansvay | 11.4469 | 105.1057 |  | SUBCR | 30.8% | Coal |  | 58.01% | Platts | Unknown/No | Unknown/No | Unknown/No | 500 | 1000 | 126.5563 | 599.8503 | 202209552.0274 | 101.1048 | 202.2096 | 17.1459 | 7.4214
1083448 | Platts-OPR-1083448 | KENDALL 1 | KENDALL | 10 | Operating | 2011 | PT PLN PERSERO | Coal | INDONESIA | Southeast Sulawesi | Kec Soropia - Kab Konawe | -1.8479 | 120.5279 |  | SUBCR | 30.8% | Coal |  | 52.87% | Platts | Low-sulphur coal | Unknown/No | Unknown/No | 1033.5428 | 803.5714 | 107.1429 | 455.7859 | 153645441.4588 | 158.7991 | 123.4651 | 26.7912 | 11.5962
1083448 | Platts-OPR-1083448 | KENDALL 2 | KENDALL | 10 | Operating | 2011 | PT PLN PERSERO | Coal | INDONESIA | Southeast Sulawesi | Kec Soropia - Kab Konawe | -1.8479 | 120.5279 |  | SUBCR | 30.8% | Coal |  | 52.87% | Platts | Low-sulphur coal | Unknown/No | Unknown/No | 1033.5428 | 803.5714 | 107.1429 | 455.7859 | 153645441.4588 | 158.7991 | 123.4651 | 26.7912 | 11.5962
1026082 | Platts-OPR-1026082 | KENDARI S1 | KENDARI | 10 | Operating | 2012 | PT PLN PERSERO | Coal | INDONESIA | Southeast Sulawesi | Kodta Kendari | 1.0591 | 120.798 |  | SUBCR | 30.8% | Coal |  | 32.46% | Platts | Low-sulphur coal | Unknown/No | Unknown/No | 1033.5428 | 803.5714 | 107.1429 | 279.8411 | 94334427.4245 | 97.4987 | 75.8045 | 16.4491 | 7.1198
1026082 | Platts-OPR-1026082 | KENDARI S2 | KENDARI | 10 | Operating | 2013 | PT PLN PERSERO | Coal | INDONESIA | Southeast Sulawesi | Kodta Kendari | 1.0591 | 120.798 |  | SUBCR | 30.8% | Coal |  | 32.46% | Platts | Low-sulphur coal | Unknown/No | Unknown/No | 1033.5428 | 803.5714 | 107.1429 | 279.8411 | 94334427.4245 | 97.4987 | 75.8045 | 16.4491 | 7.1198
1079521 | Platts-OPR-1079521 | KEPRI (TJ BALAI KARIMUN) 1 | KEPRI (TJ BALAI KARIMUN) | 7 | Operating | 2012 | PT PLN PERSERO | Coal | INDONESIA | Riau | Tanjung Balai - Karimun Regncy | 1.05 | 103.383 |  | SUBCR | 30.8% | Coal |  | 52.87% | Platts | Low-sulphur coal | Unknown/No | Unknown/No | 1033.5428 | 803.5714 | 107.1429 | 319.0502 | 107551809.0211 | 111.1594 | 86.4256 | 18.7538 | 8.1173
1079521 | Platts-OPR-1079521 | KEPRI (TJ BALAI KARIMUN) 2 | KEPRI (TJ BALAI KARIMUN) | 7 | Operating | 2012 | PT PLN PERSERO | Coal | INDONESIA | Riau | Tanjung Balai - Karimun Regncy | 1.05 | 103.383 |  | SUBCR | 30.8% | Coal |  | 52.87% | Platts | Low-sulphur coal | Unknown/No | Unknown/No | 1033.5428 | 803.5714 | 107.1429 | 319.0502 | 107551809.0211 | 111.1594 | 86.4256 | 18.7538 | 8.1173
1025865 | Platts-OPR-1025865 | KIJANG BAUXITE MINE 1 | KIJANG BAUXITE MINE | 25 | Operating |  | PT ANEKA TAMBANG TBK (ANTAM) | Coal | INDONESIA | Riau | Kupulauan | 0.29335 | 101.7068 |  | SUBCR | 30.8% | Coal |  | 58.3% | Platts | Unknown/No | Unknown/No | Unknown/No | 1771.7877 | 910.7143 | 4441.6309 | 1256.6161 | 423605273.049 | 750.5386 | 385.7834 | 1051.1531 | 274.2138
1025865 | Platts-OPR-1025865 | KIJANG BAUXITE MINE 2 | KIJANG BAUXITE MINE | 25 | Operating |  | PT ANEKA TAMBANG TBK (ANTAM) | Coal | INDONESIA | Riau | Kupulauan | 0.29335 | 101.7068 |  | SUBCR | 30.8% | Coal |  | 58.3% | Platts | Unknown/No | Unknown/No | Unknown/No | 1771.7877 | 910.7143 | 4441.6309 | 1256.6161 | 423605273.049 | 750.5386 | 385.7834 | 1051.1531 | 274.2138
1025865 | Platts-OPR-1025865 | KIJANG BAUXITE MINE 3 | KIJANG BAUXITE MINE | 25 | Operating |  | PT ANEKA TAMBANG TBK (ANTAM) | Coal | INDONESIA | Riau | Kupulauan | 0.29335 | 101.7068 |  | SUBCR | 30.8% | Coal |  | 58.3% | Platts | Unknown/No | Unknown/No | Unknown/No | 1771.7877 | 910.7143 | 4441.6309 | 1256.6161 | 423605273.049 | 750.5386 | 385.7834 | 1051.1531 | 274.2138
1024777 | Platts-OPR-1024777 | KIN NEW 1 | KIN | 220 | Operating | 2002 | OKINAWA ELECTRIC POWER CO | Coal | JAPAN | Okinawa | Kin Town - Kunigami Dist | 26.7589 | 128.163 |  | SUBCR | 32.89% | Coal |  | 69.45% | Platts | Yes | Yes | Yes | 156.59 | 188.8136 | 15.3827 | 13787.655 | 4647818485.7143 | 798.2697 | 944.2719 | 14.6567 | 6.3439
1024777 | Platts-OPR-1024777 | KIN NEW 2 | KIN | 220 | Operating | 2003 | OKINAWA ELECTRIC POWER CO | Coal | JAPAN | Okinawa | Kin Town - Kunigami Dist | 26.7589 | 128.163 |  | SUBCR | 32.89% | Coal |  | 69.45% | Platts | Yes | Yes | Yes | 156.59 | 188.8136 | 15.3827 | 13787.655 | 4647818485.7143 | 798.2697 | 944.2719 | 14.6567 | 6.3439
1045134 | Platts-OPR-1045134 | KOICHI CEMENT PLANT 1 | KOICHI CEMENT PLANT | 61 | Operating | 1999 | SUMITOMO CORP | Coal | JAPAN | Kochi |  | 33.5597 | 133.5311 |  | SUBCR | 32.89% | Coal |  | 67.95% | Platts | Unknown/No | Unknown/No | Unknown/No | 156.59 | 188.8136 | 15.3827 | 3740.6489 | 1260972759.116 | 216.5739 | 256.185 | 3.9764 | 1.7211
1027990 | Platts-OPR-1027990 | KOMATSUSHIMA MILL 2 | KOMATSUSHIMA MILL | 9 | Operating | 1990 | NIPPON PAPER INDUSTRIES CO LTD | Coal | JAPAN | Tokushima | Komatsushima | 34 | 134.5833 |  | SUBCR | 32.89% | Coal |  | 70.99% | Platts | Unknown/No | Unknown/No | Unknown/No | 156.59 | 188.8136 | 15.3827 | 576.5606 | 194358582.8606 | 33.3814 | 39.4868 | 0.6129 | 0.26528
1053161 | Platts-OPR-1053161 | KUAN-TIEN 1 | KUAN-TIEN | 48 | Operating | 2000 | TAIWAN COGENERATION CORP | Coal | TAIWAN | Tainan | Kuan-Tien Industrial Park | 23.1869 | 120.3407 | ACFB | SUBCR | 30.65% | Coal |  | 86.27% | Platts | Yes | Unknown/No | Yes | 520.7994 | 94.0562 | 77.8712 | 4084.7069 | 1376954711.535 | 104.9994 | 63.7112 | 44.5822 | 19.2968
1020254 | Platts-OPR-1020254 | KUSHIRO MILL NPI 8 | KUSHIRO MILL NPI | 57 | Operating | 1986 | NIPPON PAPER INDUSTRIES CO LTD | Coal | JAPAN | Hokkaido | Kushiro City | 42.975 | 144.3747 |  | SUBCR | 32.89% | Coal | BIT | 58.95% | Platts | Unknown/No | Unknown/No | Unknown/No | 156.59 | 188.8136 | 15.3827 | 3032.3847 | 1022216896.8218 | 175.5673 | 207.6782 | 3.2235 | 1.3952
1020254 | Platts-OPR-1020254 | KUSHIRO MILL NPI 9 | KUSHIRO MILL NPI | 10 | Operating | 1992 | NIPPON PAPER INDUSTRIES CO LTD | Coal | JAPAN | Hokkaido | Kushiro City | 42.975 | 144.3747 |  | SUBCR | 32.89% | Coal | BIT | 58.95% | Platts | Unknown/No | Unknown/No | Unknown/No | 156.59 | 188.8136 | 15.3827 | 531.9973 | 179336297.688 | 30.8013 | 36.4348 | 0.56553 | 0.24478
1066869 | Platts-OPR-1066869 | LABUAN BANTEN 1 | LABUAN BANTEN | 316 | Operating | 2009 | PT PLN PERSERO | Coal | INDONESIA | Banten | Kec Labuan - Kabupaten Pandeglang | -6.3784 | 105.83 |  | SUBCR | 30.8% | Coal |  | 52.87% | Platts | Low-sulphur coal | Unknown/No | Yes | 1033.5428 | 803.5714 | 107.1429 | 14402.8358 | 4855195950.0967 | 5018.0529 | 3901.4967 | 348.5337 | 150.8579
1066869 | Platts-OPR-1066869 | LABUAN BANTEN 2 | LABUAN BANTEN | 316 | Operating | 2010 | PT PLN PERSERO | Coal | INDONESIA | Banten | Kec Labuan - Kabupaten Pandeglang | -6.3784 | 105.83 |  | SUBCR | 30.8% | Coal |  | 52.87% | Platts | Low-sulphur coal | Unknown/No | Yes | 1033.5428 | 803.5714 | 107.1429 | 14402.8358 | 4855195950.0967 | 5018.0529 | 3901.4967 | 348.5337 | 150.8579
1066585 | Platts-OPR-1066585 | LABUHAN ANGIN 1 | LABUHAN ANGIN | 115 | Operating | 2010 | PT PLN PERSERO | Coal | INDONESIA | North Sumatra | Kec Taipan Nuil - Kab Tapanuli Tengah | 1.752 | 98.7305 |  | SUBCR | 30.8% | Lignite | LIG | 52.87% | Platts | Low-sulphur coal | Unknown/No | Yes | 1033.5428 | 699.1149 | 107.1429 | 5241.5383 | 1890098727.9303 | 1953.4979 | 1321.3962 | 135.6821 | 58.7281
1066585 | Platts-OPR-1066585 | LABUHAN ANGIN 2 | LABUHAN ANGIN | 115 | Operating | 2010 | PT PLN PERSERO | Coal | INDONESIA | North Sumatra | Kec Taipan Nuil - Kab Tapanuli Tengah | 1.752 | 98.7305 |  | SUBCR | 30.8% | Lignite | LIG | 52.87% | Platts | Low-sulphur coal | Unknown/No | Yes | 1033.5428 | 699.1149 | 107.1429 | 5241.5383 | 1890098727.9303 | 1953.4979 | 1321.3962 | 135.6821 | 58.7281
1088444 | Platts-OPR-1088444 | LATI BERAU 1 | LATI BERAU | 7 | Operating | 2004 | PT INDO PUSAKA BERAU | Coal | INDONESIA | East Kalimantan | Lati - Berau | 2.0451 | 117.3617 | STOKER | SUBCR | 30.8% | Coal |  | 52.87% | Platts | FGD | Unknown/No | Yes | 442.9469 | 910.7143 | 126.5563 | 319.0502 | 107551809.0211 | 47.6397 | 97.949 | 9.1196 | 3.9473
1088444 | Platts-OPR-1088444 | LATI BERAU 2 | LATI BERAU | 7 | Operating | 2004 | PT INDO PUSAKA BERAU | Coal | INDONESIA | East Kalimantan | Lati - Berau | 2.0451 | 117.3617 | STOKER | SUBCR | 30.8% | Coal |  | 52.87% | Platts | FGD | Unknown/No | Yes | 442.9469 | 910.7143 | 126.5563 | 319.0502 | 107551809.0211 | 47.6397 | 97.949 | 9.1196 | 3.9473
1052897 | Platts-OPR-1052897 | LINKOU PLANT TP 1 | LINKOU PLANT TP | 15.2 | Operating | 1983 | FORMOSA PLASTICS CORP | Coal | TAIWAN | Taipei | Linkou | 25.0778 | 121.3935 |  | SUBCR | 30.65% | Coal |  | 67.27% | Platts | Unknown/No | Unknown/No | Unknown/No | 520.7994 | 564.337 | 116.3487 | 1008.5885 | 339995197.0532 | 25.9263 | 94.3888 | 16.4475 | 7.1191
1052897 | Platts-OPR-1052897 | LINKOU PLANT TP 2 | LINKOU PLANT TP | 36.37 | Operating | 1990 | FORMOSA PLASTICS CORP | Coal | TAIWAN | Taipei | Linkou | 25.0778 | 121.3935 |  | SUBCR | 30.65% | Coal |  | 67.27% | Platts | Unknown/No | Unknown/No | Unknown/No | 520.7994 | 564.337 | 116.3487 | 2413.3135 | 813527981.3701 | 62.0354 | 225.85 | 39.3549 | 17.0342
1030810 | Platts-OPR-1030810 | LINKOU-1 S1 | LINKOU | 329 | Operating | 1968 | MINISTRY OF ECONOMIC AFFAIRS | Coal | TAIWAN | New Taipei City | Linkou Dist | 25.0778 | 121.3935 |  | SUBCR | 30.65% | Coal | BIT | 39.29% | Platts | Unknown/No | Unknown/No | Yes | 520.7994 | 564.337 | 50.3872 | 12751.5349 | 4298542427.9023 | 327.7844 | 1193.3525 | 90.0548 | 38.9789
1030810 | Platts-OPR-1030810 | LINKOU-1 S2 | LINKOU | 380 | Operating | 1972 | MINISTRY OF ECONOMIC AFFAIRS | Coal | TAIWAN | New Taipei City | Linkou Dist | 25.0778 | 121.3935 |  | SUBCR | 30.65% | Coal | BIT | 39.29% | Platts | Unknown/No | Unknown/No | Yes | 520.7994 | 564.337 | 50.3872 | 14728.2166 | 4964881831.6197 | 378.5959 | 1378.3402 | 104.0146 | 45.0213
1052700 | Platts-OPR-1052700 | LINYUAN PLANT LP 1 | LINYUAN PLANT | 15.3 | Operating | 1981 | FORMOSA PLASTICS CORP | Coal | TAIWAN | Kaohsiung County | Linyuan Village | 23.0109 | 120.666 |  | SUBCR | 30.65% | Coal |  | 68.91% | Platts | Unknown/No | Unknown/No | Unknown/No | 520.7994 | 564.337 | 99.8583 | 1040.0678 | 350606855.521 | 26.7354 | 97.3348 | 14.5569 | 6.3008
1052700 | Platts-OPR-1052700 | LINYUAN PLANT LP 2 | LINYUAN PLANT | 46.16 | Operating | 1991 | FORMOSA PLASTICS CORP | Coal | TAIWAN | Kaohsiung County | Linyuan Village | 23.0109 | 120.666 |  | SUBCR | 30.65% | Coal |  | 68.91% | Platts | Unknown/No | Yes | Unknown/No | 520.7994 | 564.337 | 99.8583 | 3137.8778 | 1057778591.5588 | 80.6607 | 293.6583 | 43.9182 | 19.0093
1071492 | Platts-OPR-1071492 | LOMBOK BARATA 1 | LOMBOK BARATA | 25 | Operating | 2012 | PT PLN PERSERO | Coal | INDONESIA | West Nusa Tenggara | Kec Gerung - Kab Lombok Barat | -8.6529 | 117.3617 |  | SUBCR | 30.8% | Coal |  | 52.87% | Platts | Low-sulphur coal | Unknown/No | Unknown/No | 1033.5428 | 803.5714 | 107.1429 | 1139.4649 | 384113603.6469 | 396.9979 | 308.6627 | 66.978 | 28.9905
1071492 | Platts-OPR-1071492 | LOMBOK BARATA 2 | LOMBOK BARATA | 25 | Operating | 2012 | PT PLN PERSERO | Coal | INDONESIA | West Nusa Tenggara | Kec Gerung - Kab Lombok Barat | -8.6529 | 117.3617 |  | SUBCR | 30.8% | Coal |  | 52.87% | Platts | Low-sulphur coal | Unknown/No | Unknown/No | 1033.5428 | 803.5714 | 107.1429 | 1139.4649 | 384113603.6469 | 396.9979 | 308.6627 | 66.978 | 28.9905
1022035 | Platts-OPR-1022035 | LONG CHEN PLANT 2 | LONG CHEN PLANT | 26 | Operating | 1991 | LONG CHEN PAPER CO LTD | Coal | TAIWAN | Changhua County | Kuang Hsin Li | 23.7681 | 120.4612 |  | SUBCR | 30.65% | Coal |  | 51.47% | Platts | Unknown/No | Unknown/No | Unknown/No | 520.7994 | 564.337 | 126.5563 | 1320.0891 | 445002023.22 | 33.9335 | 123.5405 | 23.4159 | 10.1352
1017113 | Platts-OPR-1017113 | LONGDER PLANT LT 1 | LONGDER PLANT LT | 14.36 | Operating | 1983 | FORMOSA CHEMICALS & FIBERS | Coal | TAIWAN | Yunlin County |  | 23.7559 | 120.3897 |  | SUBCR | 30.65% | Coal |  | 72.64% | Platts | Unknown/No | Unknown/No | Unknown/No | 520.7994 | 564.337 | 81.5357 | 1028.922 | 346849596.1422 | 26.4489 | 96.2917 | 11.7586 | 5.0895
1017113 | Platts-OPR-1017113 | LONGDER PLANT LT 2 | LONGDER PLANT LT | 150.25 | Operating | 2000 | FORMOSA CHEMICALS & FIBERS | Coal | TAIWAN | Yunlin County |  | 23.7559 | 120.3897 |  | SUBCR | 30.65% | Coal |  | 72.64% | Platts | Unknown/No | Unknown/No | Unknown/No | 520.7994 | 94.0562 | 48.555 | 10765.7052 | 3629119207.5468 | 276.7377 | 167.9181 | 73.2656 | 31.712
1050938 | Platts-OPR-1050938 | MABALACAT MILL 1 | MABALACAT MILL | 52 | Operating | 2006 | FORMOSA HEAVY INDUSTRIES CORP | Coal | PHILIPPINES | Pampanga (C Luzon) | Mabalacat | 15.2216 | 120.5736 | ACFB | SUBCR | 26.5% | Coal |  | 37.21% | Platts | Yes | Unknown/No | Yes | 594 | 1012.4501 | 126.5563 | 1971.5489 | 664609117.3429 | 394.7778 | 1452.4701 | 84.1104 | 36.406
1014265 | Platts-OPR-1014265 | MAE MOH 04 | MAE MOH | 150 | Operating | 1984 | ELEC GEN AUTH THAILAND (EGAT) | Coal | THAILAND | Lampang | Mae Moh | 18.2756 | 99.6504 | TANGENT | SUBCR | 27.18% | Lignite | LIG | 64.72% | Platts | Yes | Unknown/No | Yes | 979.4286 | 1100 | 129.2143 | 11161.6939 | 4024906828.2344 | 3942.1087 | 4427.3975 | 520.0755 | 225.1073
1014265 | Platts-OPR-1014265 | MAE MOH 05 | MAE MOH | 150 | Operating | 1984 | ELEC GEN AUTH THAILAND (EGAT) | Coal | THAILAND | Lampang | Mae Moh | 18.2756 | 99.6504 | TANGENT | SUBCR | 27.18% | Lignite | LIG | 64.72% | Platts | Yes | Unknown/No | Yes | 979.4286 | 1100 | 129.2143 | 11161.6939 | 4024906828.2344 | 3942.1087 | 4427.3975 | 520.0755 | 225.1073
1014265 | Platts-OPR-1014265 | MAE MOH 06 | MAE MOH | 150 | Operating | 1985 | ELEC GEN AUTH THAILAND (EGAT) | Coal | THAILAND | Lampang | Mae Moh | 18.2756 | 99.6504 | TANGENT | SUBCR | 27.18% | Lignite | LIG | 64.72% | Platts | Yes | Unknown/No | Yes | 979.4286 | 1100 | 129.2143 | 11161.6939 | 4024906828.2344 | 3942.1087 | 4427.3975 | 520.0755 | 225.1073
1014265 | Platts-OPR-1014265 | MAE MOH 07 | MAE MOH | 150 | Operating | 1985 | ELEC GEN AUTH THAILAND (EGAT) | Coal | THAILAND | Lampang | Mae Moh | 18.2756 | 99.6504 | TANGENT | SUBCR | 27.18% | Lignite | LIG | 64.72% | Platts | Yes | Unknown/No | Yes | 979.4286 | 1100 | 129.2143 | 11161.6939 | 4024906828.2344 | 3942.1087 | 4427.3975 | 520.0755 | 225.1073
1014265 | Platts-OPR-1014265 | MAE MOH 08 | MAE MOH | 300 | Operating | 1990 | ELEC GEN AUTH THAILAND (EGAT) | Coal | THAILAND | Lampang | Mae Moh | 18.2756 | 99.6504 | TANGENT | SUBCR | 27.18% | Lignite | LIG | 64.72% | Platts | Yes | Unknown/No | Yes | 979.4286 | 1100 | 129.2143 | 22323.3878 | 8049813656.4689 | 7884.2175 | 8854.795 | 1040.1509 | 450.2146
1014265 | Platts-OPR-1014265 | MAE MOH 09 | MAE MOH | 300 | Operating | 1990 | ELEC GEN AUTH THAILAND (EGAT) | Coal | THAILAND | Lampang | Mae Moh | 18.2756 | 99.6504 | TANGENT | SUBCR | 27.18% | Lignite | LIG | 64.72% | Platts | Yes | Unknown/No | Yes | 979.4286 | 1100 | 129.2143 | 22323.3878 | 8049813656.4689 | 7884.2175 | 8854.795 | 1040.1509 | 450.2146
1014265 | Platts-OPR-1014265 | MAE MOH 10 | MAE MOH | 300 | Operating | 1991 | ELEC GEN AUTH THAILAND (EGAT) | Coal | THAILAND | Lampang | Mae Moh | 18.2756 | 99.6504 | TANGENT | SUBCR | 27.18% | Lignite | LIG | 64.72% | Platts | Yes | Unknown/No | Yes | 979.4286 | 1100 | 129.2143 | 22323.3878 | 8049813656.4689 | 7884.2175 | 8854.795 | 1040.1509 | 450.2146
1014265 | Platts-OPR-1014265 | MAE MOH 11 | MAE MOH | 300 | Operating | 1991 | ELEC GEN AUTH THAILAND (EGAT) | Coal | THAILAND | Lampang | Mae Moh | 18.2756 | 99.6504 | TANGENT | SUBCR | 27.18% | Lignite | LIG | 64.72% | Platts | Yes | Unknown/No | Yes | 979.4286 | 1100 | 129.2143 | 22323.3878 | 8049813656.4689 | 7884.2175 | 8854.795 | 1040.1509 | 450.2146
1014265 | Platts-OPR-1014265 | MAE MOH 12 | MAE MOH | 300 | Operating | 1995 | ELEC GEN AUTH THAILAND (EGAT) | Coal | THAILAND | Lampang | Mae Moh | 18.2756 | 99.6504 | TANGENT | SUBCR | 27.18% | Lignite | LIG | 64.72% | Platts | Yes | Unknown/No | Yes | 979.4286 | 1100 | 129.2143 | 22323.3878 | 8049813656.4689 | 7884.2175 | 8854.795 | 1040.1509 | 450.2146
1014265 | Platts-OPR-1014265 | MAE MOH 13 | MAE MOH | 300 | Operating | 1995 | ELEC GEN AUTH THAILAND (EGAT) | Coal | THAILAND | Lampang | Mae Moh | 18.2756 | 99.6504 | TANGENT | SUBCR | 27.18% | Lignite | LIG | 64.72% | Platts | Yes | Unknown/No | Yes | 979.4286 | 1100 | 129.2143 | 22323.3878 | 8049813656.4689 | 7884.2175 | 8854.795 | 1040.1509 | 450.2146
1022231 | Platts-OPR-1022231 | MAILIAO FP 1 | MAILIAO FP | 600 | Operating | 1999 | FORMOSA PLASTICS CORP | Coal | TAIWAN | Yunlin County | Mailiao | 23.7494 | 120.2547 |  | SUPERC | 39.92% | Coal | BIT | 80.66% | Platts | Yes | Yes | Yes | 520.7994 | 94.0562 | 22.9033 | 36649.0092 | 12354380991.9512 | 942.0805 | 571.633 | 117.6478 | 50.9222
1022231 | Platts-OPR-1022231 | MAILIAO FP 2 | MAILIAO FP | 600 | Operating | 1999 | FORMOSA PLASTICS CORP | Coal | TAIWAN | Yunlin County | Mailiao | 23.7494 | 120.2547 |  | SUPERC | 39.92% | Coal | BIT | 80.66% | Platts | Yes | Yes | Yes | 520.7994 | 94.0562 | 22.9033 | 36649.0092 | 12354380991.9512 | 942.0805 | 571.633 | 117.6478 | 50.9222
1022231 | Platts-OPR-1022231 | MAILIAO FP 3 | MAILIAO FP | 600 | Operating | 2000 | FORMOSA PLASTICS CORP | Coal | TAIWAN | Yunlin County | Mailiao | 23.7494 | 120.2547 |  | SUPERC | 39.92% | Coal | BIT | 80.66% | Platts | Yes | Yes | Yes | 520.7994 | 94.0562 | 22.9033 | 36649.0092 | 12354380991.9512 | 942.0805 | 571.633 | 117.6478 | 50.9222
1022231 | Platts-OPR-1022231 | MAILIAO FP 4 | MAILIAO FP | 600 | Operating | 2002 | FORMOSA PLASTICS CORP | Coal | TAIWAN | Yunlin County | Mailiao | 23.7494 | 120.2547 |  | SUPERC | 39.92% | Coal | BIT | 80.66% | Platts | Yes | Yes | Yes | 520.7994 | 94.0562 | 22.9033 | 36649.0092 | 12354380991.9512 | 942.0805 | 571.633 | 117.6478 | 50.9222
1022231 | Platts-OPR-1022231 | MAILIAO FP 5 | MAILIAO FP | 600 | Operating | 2002 | FORMOSA PLASTICS CORP | Coal | TAIWAN | Yunlin County | Mailiao | 23.7494 | 120.2547 |  | SUPERC | 39.92% | Coal | BIT | 80.66% | Platts | Yes | Yes | Yes | 520.7994 | 94.0562 | 22.9033 | 36649.0092 | 12354380991.9512 | 942.0805 | 571.633 | 117.6478 | 50.9222
1022231 | Platts-OPR-1022231 | MAILIAO FP 6 (UPA) | MAILIAO FP | 600 | Operating | 2000 | FORMOSA PLASTICS CORP | Coal | TAIWAN | Yunlin County | Mailiao | 23.7494 | 120.2547 |  | SUPERC | 39.92% | Coal | BIT | 80.66% | Platts | Yes | Yes | Yes | 520.7994 | 94.0562 | 22.9033 | 36649.0092 | 12354380991.9512 | 942.0805 | 571.633 | 117.6478 | 50.9222
1022231 | Platts-OPR-1022231 | MAILIAO FP 7 (UPB) | MAILIAO FP | 600 | Operating | 2002 | FORMOSA PLASTICS CORP | Coal | TAIWAN | Yunlin County | Mailiao | 23.7494 | 120.2547 |  | SUPERC | 39.92% | Coal | BIT | 80.66% | Platts | Yes | Yes | Yes | 520.7994 | 94.0562 | 22.9033 | 36649.0092 | 12354380991.9512 | 942.0805 | 571.633 | 117.6478 | 50.9222
1017118 | Platts-OPR-1017118 | MAILIAO MP 1 | MAILIAO MP | 96.4 | Operating | 1997 | FORMOSA PETROCHEM CORP (FPCC) | Coal | TAIWAN | Yunlin County | Mailiao | 23.7494 | 120.2547 |  | SUBCR | 30.65% | Coal | BIT | 71.7% | Platts | Unknown/No | Unknown/No | Unknown/No | 520.7994 | 94.0562 | 37.5614 | 6818.5058 | 2298518314.9618 | 175.273 | 106.3517 | 35.8967 | 15.5374
1017118 | Platts-OPR-1017118 | MAILIAO MP 2 | MAILIAO MP | 33.45 | Operating | 1998 | FORMOSA PETROCHEM CORP (FPCC) | Coal | TAIWAN | Yunlin County | Mailiao | 23.7494 | 120.2547 |  | SUBCR | 30.65% | Coal | BIT | 71.7% | Platts | Unknown/No | Unknown/No | Unknown/No | 520.7994 | 94.0562 | 37.5614 | 2365.9649 | 797566780.451 | 60.8183 | 36.9031 | 12.4559 | 5.3913
1017118 | Platts-OPR-1017118 | MAILIAO MP 3 | MAILIAO MP | 69.1 | Operating | 1998 | FORMOSA PETROCHEM CORP (FPCC) | Coal | TAIWAN | Yunlin County | Mailiao | 23.7494 | 120.2547 |  | SUBCR | 30.65% | Coal | BIT | 71.7% | Platts | Unknown/No | Unknown/No | Unknown/No | 520.7994 | 94.0562 | 37.5614 | 4887.5389 | 1647589373.0691 | 125.6366 | 76.2334 | 25.7309 | 11.1373
1017118 | Platts-OPR-1017118 | MAILIAO MP 4 | MAILIAO MP | 33.45 | Operating | 1999 | FORMOSA PETROCHEM CORP (FPCC) | Coal | TAIWAN | Yunlin County | Mailiao | 23.7494 | 120.2547 |  | SUBCR | 30.65% | Coal | BIT | 71.7% | Platts | Unknown/No | Unknown/No | Unknown/No | 520.7994 | 94.0562 | 37.5614 | 2365.9649 | 797566780.451 | 60.8183 | 36.9031 | 12.4559 | 5.3913
1017118 | Platts-OPR-1017118 | MAILIAO MP 5 | MAILIAO MP | 69.1 | Operating | 1998 | FORMOSA PETROCHEM CORP (FPCC) | Coal | TAIWAN | Yunlin County | Mailiao | 23.7494 | 120.2547 |  | SUBCR | 30.65% | Coal | BIT | 71.7% | Platts | Unknown/No | Unknown/No | Unknown/No | 520.7994 | 94.0562 | 37.5614 | 4887.5389 | 1647589373.0691 | 125.6366 | 76.2334 | 25.7309 | 11.1373
1020426 | Platts-OPR-1020426 | MAIZURU 1 | MAIZURU | 900 | Operating | 2004 | KANSAI ELECTRIC POWER CO | Coal | JAPAN | Kyoto | Maizuru-shi | 35.45 | 135.3333 |  | ULTRSC | 42.28% | Coal | BIT | 69.85% | Platts | Yes | Yes | Yes | 44.9915 | 46.9889 | 15.3827 | 44124.6005 | 14874402837.819 | 734.0181 | 752.0556 | 46.9056 | 20.3024
1020426 | Platts-OPR-1020426 | MAIZURU 2 | MAIZURU | 900 | Operating | 2010 | KANSAI ELECTRIC POWER CO | Coal | JAPAN | Kyoto | Maizuru-shi | 35.45 | 135.3333 |  | ULTRSC | 42.28% | Coal | BIT | 69.85% | Platts | Yes | Unknown/No | Yes | 44.9915 | 46.9889 | 15.3827 | 44124.6005 | 14874402837.819 | 734.0181 | 752.0556 | 46.9056 | 20.3024
1031404 | Platts-OPR-1031404 | MANJUNG 1 | MANJUNG | 700 | Operating | 2002 | TENAGA NASIONAL BERHAD (TNB) | Coal | MALAYSIA | Perak | Telok Rubiah - Seri Manjung | 4.1586 | 100.6423 |  | SUBCR | 29.82% | Coal | BIT/SUB | 43.13% | Platts | Yes | Yes | Yes | 94.8013 | 151.1617 | 24.5523 | 31323.311 | 10559088150.2896 | 1001.0152 | 1596.1297 | 259.2502 | 112.2128
1031404 | Platts-OPR-1031404 | MANJUNG 2 | MANJUNG | 700 | Operating | 2003 | TENAGA NASIONAL BERHAD (TNB) | Coal | MALAYSIA | Perak | Telok Rubiah - Seri Manjung | 4.1586 | 100.6423 |  | SUBCR | 29.82% | Coal | BIT/SUB | 43.13% | Platts | Yes | Yes | Yes | 94.8013 | 151.1617 | 24.5523 | 31323.311 | 10559088150.2896 | 1001.0152 | 1596.1297 | 259.2502 | 112.2128
1031404 | Platts-OPR-1031404 | MANJUNG 3 | MANJUNG | 700 | Operating | 2003 | TENAGA NASIONAL BERHAD (TNB) | Coal | MALAYSIA | Perak | Telok Rubiah - Seri Manjung | 4.1586 | 100.6423 |  | SUBCR | 29.82% | Coal | BIT/SUB | 43.13% | Platts | Yes | Yes | Yes | 94.8013 | 151.1617 | 24.5523 | 31323.311 | 10559088150.2896 | 1001.0152 | 1596.1297 | 259.2502 | 112.2128
1068929 | Platts-OPR-1068929 | MAO KHE 1 | MAO KHE | 220 | Operating | 2012 | VIETNAM COAL-MINERAL INDUST | Coal | VIETNAM | Quang Ninh | Dong Trieu Dist | 21.061 | 106.663 | ACFB | SUBCR | 29.71% | Coal | ANTH | 45.67% | Platts | Yes | Unknown/No | Unknown/No | 425 | 552.5 | 126.5563 | 8592.8727 | 2896657375.3505 | 1231.0794 | 2493.4399 | 1179.2778 | 510.4337
1068929 | Platts-OPR-1068929 | MAO KHE 2 | MAO KHE | 220 | Operating | 2012 | VIETNAM COAL-MINERAL INDUST | Coal | VIETNAM | Quang Ninh | Dong Trieu Dist | 21.061 | 106.663 | ACFB | SUBCR | 29.71% | Coal | ANTH | 45.67% | Platts | Yes | Unknown/No | Unknown/No | 425 | 552.5 | 126.5563 | 8592.8727 | 2896657375.3505 | 1231.0794 | 2493.4399 | 1179.2778 | 510.4337
1054104 | Platts-OPR-1054104 | MARIVELES COAL 1 | MARIVELES | 300 | Operating | 2013 | SITHE GLOBAL LLC | Coal | PHILIPPINES | Bataan (Central Luzon) | Bgy Alasasin | 14.4246 | 120.541 |  | SUBCR | 26.5% | Coal |  | 44.56% | Platts | Low-sulphur coal | Unknown/No | Yes | 1033.5428 | 1012.4501 | 126.5563 | 13619.461 | 4591120314.7514 | 4745.1194 | 10033.6645 | 581.035 | 251.4928
1054104 | Platts-OPR-1054104 | MARIVELES COAL 2 | MARIVELES | 300 | Operating | 2013 | SITHE GLOBAL LLC | Coal | PHILIPPINES | Bataan (Central Luzon) | Bgy Alasasin | 14.4246 | 120.541 |  | SUBCR | 26.5% | Coal |  | 44.56% | Platts | Low-sulphur coal | Unknown/No | Yes | 1033.5428 | 1012.4501 | 126.5563 | 13619.461 | 4591120314.7514 | 4745.1194 | 10033.6645 | 581.035 | 251.4928
1023529 | Platts-OPR-1023529 | MASINLOC 1 | MASINLOC | 330 | Operating | 1998 | AES CORP | Coal | PHILIPPINES | Zambales (C Luzon) | Masinloc City | 15.5672 | 119.9228 |  | SUBCR | 26.5% | Coal | BIT | 36.53% | Platts | Low-sulphur coal | Unknown/No | Yes | 536.175 | 754.82 | 38.4566 | 12284.6685 | 4141161765.6736 | 2220.3875 | 3125.8317 | 159.2551 | 68.9313
1023529 | Platts-OPR-1023529 | MASINLOC 2 | MASINLOC | 330 | Operating | 1999 | AES CORP | Coal | PHILIPPINES | Zambales (C Luzon) | Masinloc City | 15.5672 | 119.9228 |  | SUBCR | 26.5% | Coal | BIT | 36.53% | Platts | Low-sulphur coal | Unknown/No | Yes | 536.175 | 754.82 | 38.4566 | 12284.6685 | 4141161765.6736 | 2220.3875 | 3125.8317 | 159.2551 | 68.9313
1014493 | Platts-OPR-1014493 | MATSUSHIMA 1 | MATSUSHIMA | 500 | Operating | 1981 | J-POWER | Coal | JAPAN | Nagasaki | Saikai-shi | 32.925 | 129.6142 |  | SUPERC | 40.64% | Coal | BIT | 59.56% | Platts | Yes | Yes | Yes | 69.5179 | 168.8293 | 3.3104 | 21744.994 | 7330237465.2009 | 558.9223 | 1331.6206 | 4.9745 | 2.1531
1014493 | Platts-OPR-1014493 | MATSUSHIMA 2 | MATSUSHIMA | 500 | Operating | 1981 | J-POWER | Coal | JAPAN | Nagasaki | Saikai-shi | 32.925 | 129.6142 |  | SUPERC | 40.64% | Coal | BIT | 59.56% | Platts | Yes | Yes | Yes | 69.5179 | 168.8293 | 3.3104 | 21744.994 | 7330237465.2009 | 558.9223 | 1331.6206 | 4.9745 | 2.1531
1014494 | Platts-OPR-1014494 | MATSUURA J-POWER 1 | MATSUURA J-POWER | 1000 | Operating | 1990 | J-POWER | Coal | JAPAN | Nagasaki | Matsuura-shi | 33.3442 | 129.7078 | UPRESS | SUPERC | 40.64% | Coal | BIT | 66.67% | Platts | Yes | Yes | Yes | 69.5179 | 168.8293 | 3.3104 | 48679.1049 | 16409726264.9885 | 1140.7702 | 2770.442 | 54.3224 | 23.5127
1014494 | Platts-OPR-1014494 | MATSUURA J-POWER 2 | MATSUURA J-POWER | 1000 | Operating | 1997 | J-POWER | Coal | JAPAN | Nagasaki | Matsuura-shi | 33.3442 | 129.7078 | UPRESS | ULTRSC | 42.28% | Coal | BIT | 66.67% | Platts | Yes | Yes | Yes | 69.5179 | 168.8293 | 3.3104 | 46793.5984 | 15774122023.7998 | 1096.5844 | 2663.1334 | 52.2183 | 22.602
1021640 | Platts-OPR-1021640 | MATSUURA KYUDEN 1 | MATSUURA KYUDEN | 700 | Operating | 1989 | KYUSHU ELECTRIC POWER CO | Coal | JAPAN | Nagasaki | Matsuura-shi | 33.3552 | 129.6925 |  | SUPERC | 40.64% | Coal | BIT | 62.57% | Platts | Yes | Yes | Yes | 406.448 | 215.3113 | 15.3827 | 31979.838 | 10780403388.3998 | 4805.9197 | 2497.5639 | 33.9954 | 14.7144
1022613 | Platts-OPR-1022613 | MIIKE 2 | MIIKE | 175 | Operating | 1975 | MIIKE THERMAL POWER CO | Coal | JAPAN | Fukuoka | Omuta | 33.0333 | 130.45 |  | SUBCR | 32.89% | Coal | BIT | 56.25% | Platts | Yes | Unknown/No | Yes | 156.59 | 188.8136 | 15.3827 | 8883.3414 | 2994574370.2199 | 514.3226 | 608.3913 | 9.4432 | 4.0874
1022935 | Platts-OPR-1022935 | MIIKE MINE 1 | MIIKE MINE | 47.5 | Operating | 1983 | MITSUI MINING COMPANY LTD | Coal | JAPAN | Fukuoka |  | 33.5904 | 130.4017 |  | SUBCR | 32.89% | Coal |  | 54.88% | Platts | Unknown/No | Unknown/No | Unknown/No | 156.59 | 188.8136 | 15.3827 | 2352.5602 | 793048028.8398 | 136.2072 | 161.1192 | 2.5008 | 1.0825
1079169 | Platts-OPR-1079169 | MIKAWA 1 | MIKAWA | 47.5 | Operating | 2005 | TOSHIBA CORP | Coal | JAPAN | Fukuoka | Omuta-shi | 33.0303 | 130.446 |  | SUBCR | 32.89% | Coal |  | 67.1% | Platts | Yes | Unknown/No | Yes | 156.59 | 188.8136 | 15.3827 | 2876.3128 | 969605051.9008 | 166.5311 | 196.9894 | 3.0576 | 1.3234
1051729 | Platts-OPR-1051729 | MINDANAO STEAG 1 | MINDANAO STEAG | 116 | Operating | 2006 | STEAG GMBH | Coal | PHILIPPINES | Misamis Oriental (N Mindinao) | Balacanas Villanueva | 8.5725 | 124.7573 |  | SUBCR | 26.5% | Coal | BIT | 41.52% | Platts | Yes | Yes | Yes | 594 | 1012.4501 | 126.5563 | 4907.5864 | 1654347367.4885 | 982.6823 | 1674.9442 | 209.368 | 120.6142
1051729 | Platts-OPR-1051729 | MINDANAO STEAG 2 | MINDANAO STEAG | 116 | Operating | 2006 | STEAG GMBH | Coal | PHILIPPINES | Misamis Oriental (N Mindinao) | Balacanas Villanueva | 8.5725 | 124.7573 |  | SUBCR | 26.5% | Coal | BIT | 41.52% | Platts | Yes | Yes | Yes | 594 | 1012.4501 | 126.5563 | 4907.5864 | 1654347367.4885 | 982.6823 | 1674.9442 | 209.368 | 120.6142
1012405 | Platts-OPR-1012405 | MISUMI 1 | MISUMI | 1000 | Operating | 1998 | CHUGOKU ELECTRIC POWER CO | Coal | JAPAN | Hamada-shi Shimane |  | 34.7797 | 131.9215 |  | SUPERC | 42.25% | Coal | BIT | 68.68% | Platts | Yes | Yes | Yes | 190.5732 | 182.4064 | 15.3827 | 48239.0234 | 16261374782.0492 | 3399.035 | 3191.6262 | 51.2794 | 22.1956
1012406 | Platts-OPR-1012406 | MIZUSHIMA 2 | MIZUSHIMA | 156 | Operating | 1963 | CHUGOKU ELECTRIC POWER CO | Coal | JAPAN | Okayama | Kurashiki-shi | 34.5333 | 133.7333 | CAROLINA | SUBCR | 64.4% | Coal | BIT | 70.58% | Platts | Yes | Yes | Yes | 190.5732 | 182.4064 | 15.3827 | 5073.9601 | 1710431939.1805 | 357.5232 | 335.7071 | 5.3938 | 2.3346
1044606 | Platts-OPR-1044606 | MOJOKERTO 1 | MOJOKERTO | 35 | Operating | 1992 | PT PLN PERSERO | Coal | INDONESIA | East Java | Mojokerto | -7.4664 | 112.4338 |  | SUBCR | 30.8% | Coal |  | 50.48% | Platts | Low-sulphur coal | Unknown/No | Unknown/No | 1033.5428 | 910.7143 | 126.5563 | 1523.1446 | 513452056.5208 | 530.6747 | 467.6081 | 105.753 | 45.7737
1044606 | Platts-OPR-1044606 | MOJOKERTO 2 | MOJOKERTO | 35 | Operating | 1992 | PT PLN PERSERO | Coal | INDONESIA | East Java | Mojokerto | -7.4664 | 112.4338 |  | SUBCR | 30.8% | Coal |  | 50.48% | Platts | Low-sulphur coal | Unknown/No | Unknown/No | 1033.5428 | 910.7143 | 126.5563 | 1523.1446 | 513452056.5208 | 530.6747 | 467.6081 | 105.753 | 45.7737
1031271 | Platts-OPR-1031271 | MUANG COGEN-1 NO 1 | MUANG COGEN | 27 | Operating | 1994 | IRPC PCL | Coal | THAILAND | Rayong | Aumphur Rayong | 12.6833 | 101.2374 | ACFB | SUBCR | 27.18% | Coal | BIT | 50.9% | Platts | ACFB | ACFB | Yes | 609.0821 | 440 | 126.5563 | 1580.2295 | 532695379.1667 | 844.8634 | 312.7849 | 67.4159 | 29.18
1031271 | Platts-OPR-1031271 | MUANG COGEN-1 NO 2 | MUANG COGEN | 27 | Operating | 1994 | IRPC PCL | Coal | THAILAND | Rayong | Aumphur Rayong | 12.6833 | 101.2374 | ACFB | SUBCR | 27.18% | Coal | BIT | 50.9% | Platts | ACFB | ACFB | Yes | 609.0821 | 440 | 126.5563 | 1580.2295 | 532695379.1667 | 844.8634 | 312.7849 | 67.4159 | 29.18
1031271 | Platts-OPR-1031271 | MUANG COGEN-1 NO 3 | MUANG COGEN | 27 | Operating | 1994 | IRPC PCL | Coal | THAILAND | Rayong | Aumphur Rayong | 12.6833 | 101.2374 | ACFB | SUBCR | 27.18% | Coal | BIT | 50.9% | Platts | ACFB | ACFB | Yes | 609.0821 | 440 | 126.5563 | 1580.2295 | 532695379.1667 | 844.8634 | 312.7849 | 67.4159 | 29.18
1031271 | Platts-OPR-1031271 | MUANG COGEN-1 NO 4 | MUANG COGEN | 27 | Operating | 1994 | IRPC PCL | Coal | THAILAND | Rayong | Aumphur Rayong | 12.6833 | 101.2374 | ACFB | SUBCR | 27.18% | Coal | BIT | 50.9% | Platts | ACFB | ACFB | Yes | 609.0821 | 440 | 126.5563 | 1580.2295 | 532695379.1667 | 844.8634 | 312.7849 | 67.4159 | 29.18
1065636 | Platts-OPR-1065636 | MUKAH COAL 1 | MUKAH COAL | 135 | Operating | 2009 | SARAWAK ENERGY BHD GROUP | Coal | MALAYSIA | Sarawak | Mukah | 2.9 | 112.1 |  | SUBCR | 29.82% | Coal |  | 41.71% | Platts | Low-sulphur coal | Unknown/No | Yes | 1033.5428 | 940.5617 | 45.8066 | 5842.1697 | 1969395405.8034 | 2035.4545 | 1852.3379 | 90.2113 | 39.0467
1065636 | Platts-OPR-1065636 | MUKAH COAL 2 | MUKAH COAL | 135 | Operating | 2009 | SARAWAK ENERGY BHD GROUP | Coal | MALAYSIA | Sarawak | Mukah | 2.9 | 112.1 |  | SUBCR | 29.82% | Coal |  | 41.71% | Platts | Low-sulphur coal | Unknown/No | Yes | 1033.5428 | 940.5617 | 45.8066 | 5842.1697 | 1969395405.8034 | 2035.4545 | 1852.3379 | 90.2113 | 39.0467
1024084 | Platts-OPR-1024084 | MURORAN WORKS (NSC) 3 | MURORAN WORKS (NSC) | 50 | Operating | 1994 | NIPPON STEEL & SUMITOMO METAL | Coal | JAPAN | Hokkaido | Muroran City | 42.3172 | 140.9881 |  | SUBCR | 32.89% | Coal |  | 57.32% | Platts | Unknown/No | Unknown/No | Unknown/No | 156.59 | 188.8136 | 15.3827 | 2586.328 | 871851173.5994 | 149.7417 | 177.1292 | 2.7493 | 1.19
1024084 | Platts-OPR-1024084 | MURORAN WORKS (NSC) 5 | MURORAN WORKS (NSC) | 145 | Operating | 2001 | NIPPON STEEL & SUMITOMO METAL | Coal | JAPAN | Hokkaido | Muroran City | 42.3172 | 140.9881 |  | SUBCR | 32.89% | Coal |  | 57.32% | Platts | Unknown/No | Unknown/No | Unknown/No | 156.59 | 188.8136 | 15.3827 | 7500.3512 | 2528368403.4382 | 434.251 | 513.6748 | 7.9731 | 3.451
1045254 | Platts-OPR-1045254 | NA DUONG 1 | NA DUONG | 50 | Operating | 2004 | VIETNAM COAL-MINERAL INDUST | Coal | VIETNAM | Lang Son | Na Duong | 21.7167 | 106.95 | ACFB | SUBCR | 29.71% | Lignite | LIG | 58.88% | Platts | Yes | Unknown/No | Unknown/No | 500 | 699.1149 | 174.7787 | 2518.1127 | 908031444.7592 | 454.0157 | 989.0516 | 510.5342 | 220.9775
1045254 | Platts-OPR-1045254 | NA DUONG 2 | NA DUONG | 50 | Operating | 2004 | VIETNAM COAL-MINERAL INDUST | Coal | VIETNAM | Lang Son | Na Duong | 21.7167 | 106.95 | ACFB | SUBCR | 29.71% | Lignite | LIG | 58.88% | Platts | Yes | Unknown/No | Unknown/No | 500 | 699.1149 | 174.7787 | 2518.1127 | 908031444.7592 | 454.0157 | 989.0516 | 510.5342 | 220.9775
1020997 | Platts-OPR-1020997 | NADAHAMA WORKS 1R | NADAHAMA WORKS | 30 | Operating | 2009 | KOBE STEEL LTD | Coal | JAPAN | Hyogo | Kobe | 34.6913 | 135.183 |  | SUBCR | 32.89% | Coal |  | 56.25% | Platts | Unknown/No | Unknown/No | Unknown/No | 156.59 | 188.8136 | 15.3827 | 1522.8585 | 513355606.3234 | 88.1696 | 104.2957 | 1.6188 | 0.70069
1020997 | Platts-OPR-1020997 | NADAHAMA WORKS 2 | NADAHAMA WORKS | 45 | Operating | 1995 | KOBE STEEL LTD | Coal | JAPAN | Hyogo | Kobe | 34.6913 | 135.183 |  | SUBCR | 32.89% | Coal |  | 56.25% | Platts | Unknown/No | Unknown/No | Unknown/No | 156.59 | 188.8136 | 15.3827 | 2284.2878 | 770033409.4851 | 132.2544 | 156.4435 | 2.4283 | 1.051
1023531 | Platts-OPR-1023531 | NAGA CITY-1 NO 1 | NAGA CITY-1 | 50 | Operating | 1981 | POWER SECTOR A&L MGMT CORP | Coal | PHILIPPINES | Cebu (C Visayas) | Barrio Colon (Naga) | 12.0833 | 124.6506 |  | SUBCR | 26.5% | Lignite | LIG | 38.6% | Platts | Unknown/No | Unknown/No | Unknown/No | 848.5714 | 699.1149 | 174.7787 | 1966.7301 | 709202860.4559 | 1485.7863 | 1070.2527 | 123.9536 | 53.6515
1023531 | Platts-OPR-1023531 | NAGA CITY-1 NO 2 | NAGA CITY-1 | 55 | Operating | 1986 | POWER SECTOR A&L MGMT CORP | Coal | PHILIPPINES | Cebu (C Visayas) | Barrio Colon (Naga) | 12.0833 | 124.6506 |  | SUBCR | 26.5% | Lignite | LIG | 38.6% | Platts | Unknown/No | Unknown/No | Unknown/No | 848.5714 | 699.1149 | 174.7787 | 2163.4031 | 780123146.5015 | 1634.3649 | 1177.2779 | 136.3489 | 59.0167
1060695 | Platts-OPR-1060695 | NAGA CITY-2 NO 1 | NAGA CITY-2 | 103 | Operating | 2010 | KOREA ELECTRIC POWER CORP | Coal | PHILIPPINES | Cebu (C Visayas) | Barrio Colon (Naga) | 12.0833 | 124.6506 | ACFB | SUBCR | 26.5% | Coal |  | 44.56% | Platts | Yes | Unknown/No | Unknown/No | 609.0821 | 440 | 44.6667 | 4676.015 | 1576284641.398 | 960.0868 | 693.5652 | 70.4074 | 30.4748
1060695 | Platts-OPR-1060695 | NAGA CITY-2 NO 2 | NAGA CITY-2 | 103 | Operating | 2011 | KOREA ELECTRIC POWER CORP | Coal | PHILIPPINES | Cebu (C Visayas) | Barrio Colon (Naga) | 12.0833 | 124.6506 | ACFB | SUBCR | 26.5% | Coal |  | 44.56% | Platts | Yes | Unknown/No | Unknown/No | 609.0821 | 440 | 44.6667 | 4676.015 | 1576284641.398 | 960.0868 | 693.5652 | 70.4074 | 30.4748
1031588 | Platts-OPR-1031588 | NAGOYA TOKAI 1 | NAGOYA TOKAI | 149 | Operating | 1990 | TOKAI KYODO ELEC POWER CO | Coal | JAPAN | Aichi | Nagoya | 35.1815 | 136.9064 |  | SUBCR | 32.89% | Coal |  | 62.95% | Platts | Unknown/No | Unknown/No | Yes | 156.59 | 188.8136 | 15.3827 | 8465.137 | 2853597676.0275 | 490.1096 | 579.7499 | 8.9987 | 3.8949
1018577 | Platts-OPR-1018577 | NAIE 1 | NAIE | 175 | Operating | 1968 | HOKKAIDO ELECTRIC POWER CO INC | Coal | JAPAN | Hokkaido | Naie | 43.4183 | 141.8878 |  | SUBCR | 32.89% | Coal | BIT | 56.13% | Platts | Unknown/No | Yes | Yes | 434.2654 | 323.5333 | 15.3827 | 8864.8538 | 2988342217.624 | 1423.3838 | 1040.3129 | 9.4236 | 4.0789
1018577 | Platts-OPR-1018577 | NAIE 2 | NAIE | 175 | Operating | 1970 | HOKKAIDO ELECTRIC POWER CO INC | Coal | JAPAN | Hokkaido | Naie | 43.4183 | 141.8878 |  | SUBCR | 32.89% | Coal | BIT | 56.13% | Platts | Unknown/No | Yes | Yes | 434.2654 | 323.5333 | 15.3827 | 8864.8538 | 2988342217.624 | 1423.3838 | 1040.3129 | 9.4236 | 4.0789
1053417 | Platts-OPR-1053417 | NAKAS-HARI SUGAR PLANT 2 | NAKAS-HARI SUGAR PLANT | 15.5 | Operating | 2010 | HOKUREN NOKYO RENGOKAI | Coal | JAPAN | Hokkaido | Nakashari | 43.8725 | 144.6591 |  | SUBCR | 32.89% | Coal |  | 56.25% | Platts | Unknown/No | Unknown/No | Unknown/No | 156.59 | 188.8136 | 15.3827 | 786.8102 | 265233729.9338 | 45.5543 | 53.8861 | 0.8364 | 0.36202
1056399 | Platts-OPR-1056399 | NAKAYAMA NAGOYA 1 | NAKAYAMA NAGOYA | 149 | Operating | 2000 | OSAKA GAS CO LTD | Coal | JAPAN | Aichi | Chita-gun | 34.7928 | 136.8881 |  | SUBCR | 32.89% | Coal |  | 66.63% | Platts | Yes | Unknown/No | Yes | 156.59 | 188.8136 | 15.3827 | 8959.632 | 3020291954.2913 | 518.7396 | 613.6162 | 9.5243 | 4.1225
1020154 | Platts-OPR-1020154 | NAKOSO 07 | NAKOSO | 250 | Operating | 1970 | JOBAN KYODO POWER CO | Coal | JAPAN | Fukushima | Sanuka-cho - Iwaki City | 37.0504 | 140.8877 |  | SUBCR | 32.89% | Coal | BIT | 56.25% | Platts | Yes | Yes | Unknown/No | 156.59 | 188.8136 | 15.3827 | 12690.4876 | 4277963386.0284 | 734.7465 | 869.1305 | 13.4903 | 5.8391
1020154 | Platts-OPR-1020154 | NAKOSO 08 | NAKOSO | 600 | Operating | 1983 | JOBAN KYODO POWER CO | Coal | JAPAN | Fukushima | Sanuka-cho - Iwaki City | 37.0504 | 140.8877 |  | SUPERC | 40.64% | Coal | BIT | 63.65% | Platts | Yes | Yes | Unknown/No | 156.59 | 188.8136 | 15.3827 | 27885.3599 | 9400154809.617 | 1614.4904 | 1909.7782 | 29.6429 | 12.8305
1018672 | Platts-OPR-1018672 | NANAO-OHTA 1 | NANAO-OHTA | 500 | Operating | 1995 | HOKURIKU ELECTRIC POWER CO | Coal | JAPAN | Ishikawa | Nanao City | 37.05 | 136.9667 | BENSON | SUPERC | 40.64% | Coal | BIT | 68.51% | Platts | Yes | Unknown/No | Unknown/No | 89.6686 | 61.4015 | 15.3827 | 25012.9884 | 8431878395.2498 | 829.2798 | 557.0803 | 26.5895 | 11.5089
1018672 | Platts-OPR-1018672 | NANAO-OHTA 2 | NANAO-OHTA | 700 | Operating | 1998 | HOKURIKU ELECTRIC POWER CO | Coal | JAPAN | Ishikawa | Nanao City | 37.05 | 136.9667 | OPPOSED | ULTRSC | 42.28% | Coal | BIT | 68.51% | Platts | Yes | Yes | Unknown/No | 89.6686 | 61.4015 | 15.3827 | 33661.811 | 11347396487.1922 | 1116.0226 | 749.7038 | 35.7834 | 15.4883
1031877 | Platts-OPR-1031877 | NANYO COMPLEX NEW 3 | NANYO COMPLEX | 116 | Operating | 1982 | TOSOH CORP | Coal | JAPAN | Yamaguchi | Yamaguchi City | 34.1858 | 131.4714 |  | SUBCR | 32.89% | Coal |  | 49.47% | Platts | Unknown/No | Unknown/No | Unknown/No | 156.59 | 188.8136 | 15.3827 | 5179.1639 | 1745896144.5376 | 299.8602 | 354.7042 | 5.5056 | 2.383
1031877 | Platts-OPR-1031877 | NANYO COMPLEX NEW 4 | NANYO COMPLEX | 145 | Operating | 1989 | TOSOH CORP | Coal | JAPAN | Yamaguchi | Yamaguchi City | 34.1858 | 131.4714 |  | SUBCR | 32.89% | Coal |  | 49.47% | Platts | Unknown/No | Unknown/No | Unknown/No | 156.59 | 188.8136 | 15.3827 | 6473.9549 | 2182370180.672 | 374.8253 | 443.3802 | 6.882 | 2.9788
1031877 | Platts-OPR-1031877 | NANYO COMPLEX NEW 5 | NANYO COMPLEX | 220 | Operating | 2008 | TOSOH CORP | Coal | JAPAN | Yamaguchi | Yamaguchi City | 34.1858 | 131.4714 |  | SUBCR | 32.89% | Coal |  | 49.47% | Platts | Unknown/No | Unknown/No | Unknown/No | 156.59 | 188.8136 | 15.3827 | 9822.5522 | 3311182343.0885 | 568.7004 | 672.7149 | 10.4416 | 4.5195
1063220 | Platts-OPR-1063220 | NGHI SON-1 NO 1 | NGHI SON-1 | 330 | Operating | 2013 | ELECTRICITY OF VIETNAM (EVN) | Coal | VIETNAM | Thanh Hoa | Tinh Gia Dist | 19.319 | 105.801 |  | SUBCR | 29.71% | Coal | ANTH | 45.67% | Platts | Unknown/No | Unknown/No | Yes | 425 | 552.5 | 126.5563 | 12889.309 | 4344986063.0258 | 4736.7079 | 3740.1599 | 549.8852 | 238.01
1059004 | Platts-OPR-1059004 | NHON TRACH FORMOSA 1 | NHON TRACH FORMOSA | 126 | Operating | 2004 | HUNG NGHIEP FORMOSA VIETNAM CO | Coal | VIETNAM | Dong Nai | Nhon Trach Dist | 10.6969 | 106.8908 |  | SUBCR | 29.71% | Coal |  | 59.1% | Platts | Unknown/No | Unknown/No | Unknown/No | 500 | 1000 | 126.5563 | 6369.1688 | 2147046786.1728 | 2753.6631 | 3345.1146 | 874.0988 | 378.3413
1030561 | Platts-OPR-1030561 | NIIHAMA HIGASHI 4 | NIIHAMA HIGASHI | 25 | Operating | 1969 | SUMITOMO CORP | Coal | JAPAN | Ehime | Niihama City | 33.9593 | 133.3167 |  | SUBCR | 32.89% | Coal |  | 79.9% | Platts | Yes | Unknown/No | Unknown/No | 156.59 | 188.8136 | 15.3827 | 1802.6405 | 607670100.2206 | 104.3682 | 123.457 | 1.9163 | 0.82942
1030561 | Platts-OPR-1030561 | NIIHAMA HIGASHI 5 | NIIHAMA HIGASHI | 25 | Operating | 1970 | SUMITOMO CORP | Coal | JAPAN | Ehime | Niihama City | 33.9593 | 133.3167 |  | SUBCR | 32.89% | Coal |  | 79.9% | Platts | Yes | Unknown/No | Unknown/No | 156.59 | 188.8136 | 15.3827 | 1802.6405 | 607670100.2206 | 104.3682 | 123.457 | 1.9163 | 0.82942
1030562 | Platts-OPR-1030562 | NIIHAMA NISHI 1 | NIIHAMA NISHI | 75 | Operating | 1959 | SUMITOMO CORP | Coal | JAPAN | Ehime | Niihama City | 33.9593 | 133.3167 |  | SUBCR | 32.89% | Coal | BIT | 56.25% | Platts | Unknown/No | Unknown/No | Unknown/No | 156.59 | 188.8136 | 15.3827 | 3807.1463 | 1283389015.8085 | 220.424 | 260.7391 | 4.0471 | 1.7517
1030562 | Platts-OPR-1030562 | NIIHAMA NISHI 2 | NIIHAMA NISHI | 75 | Operating | 1962 | SUMITOMO CORP | Coal | JAPAN | Ehime | Niihama City | 33.9593 | 133.3167 |  | SUBCR | 32.89% | Coal | BIT | 56.25% | Platts | Unknown/No | Unknown/No | Unknown/No | 156.59 | 188.8136 | 15.3827 | 3807.1463 | 1283389015.8085 | 220.424 | 260.7391 | 4.0471 | 1.7517
1030562 | Platts-OPR-1030562 | NIIHAMA NISHI 3R | NIIHAMA NISHI | 150 | Operating | 2008 | SUMITOMO CORP | Coal | JAPAN | Ehime | Niihama City | 33.9593 | 133.3167 |  | SUBCR | 32.89% | Coal |  | 56.25% | Platts | Unknown/No | Unknown/No | Unknown/No | 156.59 | 188.8136 | 15.3827 | 7614.2926 | 2566778031.617 | 440.8479 | 521.4783 | 8.0942 | 3.5035
1025659 | Platts-OPR-1025659 | NINH BINH 1 | NINH BINH | 55 | Operating | 1974 | ELECTRICITY OF VIETNAM (EVN) | Coal | VIETNAM | Ninh Binh | Ninh Binh Town | 20.253 | 105.984 |  | SUBCR | 29.71% | Coal | ANTH | 42.45% | Platts | Unknown/No | Unknown/No | Unknown/No | 1500 | 1012.4501 | 126.5563 | 1997.0961 | 673221095.551 | 2590.2892 | 1061.9421 | 274.0796 | 118.6315
1025659 | Platts-OPR-1025659 | NINH BINH 2 | NINH BINH | 55 | Operating | 1975 | ELECTRICITY OF VIETNAM (EVN) | Coal | VIETNAM | Ninh Binh | Ninh Binh Town | 20.253 | 105.984 |  | SUBCR | 29.71% | Coal | ANTH | 42.45% | Platts | Unknown/No | Unknown/No | Unknown/No | 1500 | 1012.4501 | 126.5563 | 1997.0961 | 673221095.551 | 2590.2892 | 1061.9421 | 274.0796 | 118.6315
1025659 | Platts-OPR-1025659 | NINH BINH 3 | NINH BINH | 55 | Operating | 1976 | ELECTRICITY OF VIETNAM (EVN) | Coal | VIETNAM | Ninh Binh | Ninh Binh Town | 20.253 | 105.984 |  | SUBCR | 29.71% | Coal | ANTH | 42.45% | Platts | Unknown/No | Unknown/No | Unknown/No | 1500 | 1012.4501 | 126.5563 | 1997.0961 | 673221095.551 | 2590.2892 | 1061.9421 | 274.0796 | 118.6315
1025659 | Platts-OPR-1025659 | NINH BINH 4 | NINH BINH | 55 | Operating | 1976 | ELECTRICITY OF VIETNAM (EVN) | Coal | VIETNAM | Ninh Binh | Ninh Binh Town | 20.253 | 105.984 |  | SUBCR | 29.71% | Coal | ANTH | 42.45% | Platts | Unknown/No | Unknown/No | Unknown/No | 1500 | 1012.4501 | 126.5563 | 1997.0961 | 673221095.551 | 2590.2892 | 1061.9421 | 274.0796 | 118.6315
1010368 | Platts-OPR-1010368 | NOBEOKA PLANT 13 | NOBEOKA PLANT | 50 | Operating | 2006 | ASAHI KASEI CORP | Coal | JAPAN | Miyazaki | Nobeoka | 32.5833 | 131.6667 |  | SUBCR | 27.78% | Coal |  | 36.17% | Platts | Unknown/No | Unknown/No | Unknown/No | 156.59 | 188.8136 | 15.3827 | 1931.5031 | 651109710.8334 | 111.8291 | 132.2824 | 2.0532 | 0.88872
1031500 | Platts-OPR-1031500 | NOSHIRO 1 | NOSHIRO | 600 | Operating | 1993 | TOHOKU ELECTRIC POWER CO | Coal | JAPAN | Akita | Noshiro | 40.1912 | 139.9911 | BENSON | SUPERC | 40.64% | Coal | BIT | 67.8% | Platts | Yes | Unknown/No | Yes | 87.0319 | 59.9544 | 15.3827 | 29703.8398 | 10013164388.9726 | 955.8421 | 645.9623 | 31.576 | 13.6672
1031500 | Platts-OPR-1031500 | NOSHIRO 2 | NOSHIRO | 600 | Operating | 1994 | TOHOKU ELECTRIC POWER CO | Coal | JAPAN | Akita | Noshiro | 40.1912 | 139.9911 | BENSON | ULTRSC | 42.28% | Coal | BIT | 67.8% | Platts | Yes | Yes | Yes | 87.0319 | 59.9544 | 15.3827 | 28553.3095 | 9625320640.0534 | 918.8191 | 620.942 | 30.3529 | 13.1378
1030560 | Platts-OPR-1030560 | NYUGAWA REBUILD 1 | NYUGAWA REBUILD | 250 | Operating | 2003 | SUMITOMO CORP | Coal | JAPAN | Ehime | Toyo City | 33.9217 | 133.0883 |  | SUBCR | 32.89% | Coal |  | 69.41% | Platts | Yes | Yes | Yes | 156.59 | 188.8136 | 15.3827 | 15659.0096 | 5278652145.0186 | 906.6163 | 1072.435 | 16.646 | 7.205
1053383 | Platts-OPR-1053383 | OITA IPP 1 | OITA IPP | 330 | Operating | 2002 | NIPPON STEEL CORP | Coal | JAPAN | Oita |  | 33.2382 | 131.6126 |  | SUBCR | 32.89% | Coal |  | 67.23% | Platts | Yes | Yes | Yes | 156.59 | 188.8136 | 15.3827 | 20020.868 | 6749034591.2034 | 1159.1566 | 1371.1646 | 21.2827 | 9.2119
1026107 | Platts-OPR-1026107 | OMBILIN 1 | OMBILIN | 100 | Operating | 1996 | PT PLN PERSERO | Coal | INDONESIA | West Sumatra | Sawalunto - Sumbar | -0.67483 | 100.8072 |  | SUBCR | 30.8% | Coal | SUB | 55.98% | Platts | Low-sulphur coal | Unknown/No | Yes | 1033.5428 | 910.7143 | 126.5563 | 4826.1044 | 1626879799.8022 | 1681.4499 | 1481.6227 | 137.9475 | 59.7086
1026107 | Platts-OPR-1026107 | OMBILIN 2 | OMBILIN | 100 | Operating | 1997 | PT PLN PERSERO | Coal | INDONESIA | West Sumatra | Sawalunto - Sumbar | -0.67483 | 100.8072 |  | SUBCR | 30.8% | Coal | SUB | 55.98% | Platts | Low-sulphur coal | Unknown/No | Yes | 1033.5428 | 910.7143 | 126.5563 | 4826.1044 | 1626879799.8022 | 1681.4499 | 1481.6227 | 137.9475 | 59.7086
1021656 | Platts-OPR-1021656 | OMURA 2 | OMURA | 156.25 | Operating | 1964 | KYUSHU ELECTRIC POWER CO | Coal | JAPAN | Nagasaki | Omura City | 32.9214 | 129.9539 |  | SUBCR | 32.89% | Coal | BIT | 51.07% | Platts | Yes | Yes | Yes | 406.448 | 215.3113 | 15.3827 | 7201.7022 | 2427693795.0636 | 1082.2695 | 562.4391 | 7.6556 | 3.3136
1022946 | Platts-OPR-1022946 | OMUTA WORKS 3 | OMUTA WORKS | 50 | Operating | 1983 | MITSUI CHEMICALS INC | Coal | JAPAN | Fukuoka | Omuta | 33.0333 | 130.45 |  | SUBCR | 32.89% | Coal |  | 45.97% | Platts | Yes | Unknown/No | Unknown/No | 156.59 | 188.8136 | 15.3827 | 2074.3233 | 699254379.0609 | 120.098 | 142.0637 | 2.2051 | 0.95443
1022946 | Platts-OPR-1022946 | OMUTA WORKS 4 | OMUTA WORKS | 35 | Operating | 1996 | MITSUI CHEMICALS INC | Coal | JAPAN | Fukuoka | Omuta | 33.0333 | 130.45 |  | SUBCR | 32.89% | Coal |  | 45.97% | Platts | Unknown/No | Unknown/No | Unknown/No | 156.59 | 188.8136 | 15.3827 | 1452.0263 | 489478065.3426 | 84.0686 | 99.4446 | 1.5435 | 0.6681
1012416 | Platts-OPR-1012416 | OSAKI 1 | OSAKI | 215 | Operating | 2000 | CHUGOKU ELECTRIC POWER CO | Coal | JAPAN | Hiroshima | Toyota-gun | 34.2307 | 132.8735 | PFBC | SUBCR | 38.75% | Coal |  | 67.1% | Platts | Yes | Yes | Unknown/No | 190.5732 | 182.4064 | 15.3827 | 11050.4756 | 3725115320.5179 | 778.6425 | 731.1298 | 11.747 | 5.0845
1022921 | Platts-OPR-1022921 | OTAKE PLANT 6 | OTAKE PLANT | 70 | Operating | 2003 | MITSUBISHI CORP | Coal | JAPAN | Hiroshima | Otake-shi | 34.238 | 132.2225 |  | SUBCR | 32.89% | Coal |  | 75.16% | Platts | Yes | Unknown/No | Yes | 156.59 | 188.8136 | 15.3827 | 4748.1826 | 1600612351.0783 | 274.9075 | 325.1877 | 5.0474 | 2.1847
1066868 | Platts-OPR-1066868 | PACITAN 1 | PACITAN | 315 | Operating | 2011 | PT PLN PERSERO | Coal | INDONESIA | East Java | Kec Sudimoro - Kab Pacitan | -8.2578 | 111.3736 |  | SUBCR | 30.8% | Coal |  | 52.87% | Platts | Low-sulphur coal | Unknown/No | Yes | 1033.5428 | 803.5714 | 107.1429 | 14357.2572 | 4839831405.9508 | 5002.1729 | 3889.1502 | 347.4308 | 150.3805
1066868 | Platts-OPR-1066868 | PACITAN 2 | PACITAN | 315 | Operating | 2011 | PT PLN PERSERO | Coal | INDONESIA | East Java | Kec Sudimoro - Kab Pacitan | -8.2578 | 111.3736 |  | SUBCR | 30.8% | Coal |  | 52.87% | Platts | Low-sulphur coal | Unknown/No | Yes | 1033.5428 | 803.5714 | 107.1429 | 14357.2572 | 4839831405.9508 | 5002.1729 | 3889.1502 | 347.4308 | 150.3805
1013255 | Platts-OPR-1013255 | PAGBILAO 1 | PAGBILAO | 367.5 | Operating | 1996 | TOKYO ELECTRIC POWER/MARUBENI | Coal | PHILIPPINES | Quezon (CALABARZON) | Pagbilao | 13.8932 | 121.745 |  | SUBCR | 29.61% | Coal | BIT | 39.1% | Platts | Unknown/No | Unknown/No | Yes | 1005.4286 | 537.75 | 31.9286 | 13105.0678 | 4417718369.8825 | 4441.7003 | 2375.6281 | 141.0514 | 61.0521
1013255 | Platts-OPR-1013255 | PAGBILAO 2 | PAGBILAO | 367.5 | Operating | 1996 | TOKYO ELECTRIC POWER/MARUBENI | Coal | PHILIPPINES | Quezon (CALABARZON) | Pagbilao | 13.8932 | 121.745 |  | SUBCR | 29.61% | Coal | BIT | 39.1% | Platts | Unknown/No | Unknown/No | Yes | 1005.4286 | 537.75 | 31.9286 | 13105.0678 | 4417718369.8825 | 4441.7003 | 2375.6281 | 141.0514 | 61.0521
1081074 | Platts-OPR-1081074 | PAITON BARU 09 | PAITON BARU | 660 | Operating | 2012 | PT PLN PERSERO | Coal | INDONESIA | East Java | Probolinggo - Jatim | -7.711 | 113.5707 |  | SUBCR | 30.8% | Coal | SUB | 52.87% | Platts | Low-sulphur coal | Unknown/No | Yes | 1033.5428 | 803.5714 | 107.1429 | 30081.8723 | 10140599136.2778 | 10480.7433 | 8148.6957 | 727.9502 | 315.0829
1026109 | Platts-OPR-1026109 | PAITON PLN 1 | PAITON PLN | 400 | Operating | 1994 | PT PLN PERSERO | Coal | INDONESIA | East Java | Probolinggo | -7.7543 | 113.2159 |  | SUBCR | 30.8% | Coal | SUB | 55.48% | Platts | Low-sulphur coal | Yes | Yes | 1033.5428 | 910.7143 | 126.5563 | 19133.6649 | 6449958425.2571 | 6666.3082 | 5874.0693 | 546.9094 | 236.722
1026109 | Platts-OPR-1026109 | PAITON PLN 2 | PAITON PLN | 400 | Operating | 1993 | PT PLN PERSERO | Coal | INDONESIA | East Java | Probolinggo | -7.7543 | 113.2159 |  | SUBCR | 30.8% | Coal | SUB | 55.48% | Platts | Low-sulphur coal | Yes | Yes | 1033.5428 | 910.7143 | 126.5563 | 19133.6649 | 6449958425.2571 | 6666.3082 | 5874.0693 | 546.9094 | 236.722
1026016 | Platts-OPR-1026016 | PAITON-I NO 1 | PAITON-I | 670 | Operating | 1999 | GDF SUEZ SA | Coal | INDONESIA | East Java | Paiton - Probolinggo | -6.9799 | 110.6726 | TANGENT | SUBCR | 30.8% | Coal | SUB | 56.13% | Platts | FGD | Yes | Yes | 442.9469 | 910.7143 | 126.5563 | 32419.4149 | 10928584753.563 | 4840.7829 | 9952.8183 | 926.6642 | 401.0934
1026016 | Platts-OPR-1026016 | PAITON-I NO 2 | PAITON-I | 670 | Operating | 1999 | GDF SUEZ SA | Coal | INDONESIA | East Java | Paiton - Probolinggo | -6.9799 | 110.6726 | TANGENT | SUBCR | 30.8% | Coal | SUB | 56.13% | Platts | FGD | Yes | Yes | 442.9469 | 910.7143 | 126.5563 | 32419.4149 | 10928584753.563 | 4840.7829 | 9952.8183 | 926.6642 | 401.0934
1025959 | Platts-OPR-1025959 | PAITON-II NO 1 | PAITON-II | 650 | Operating | 2000 | SIEMENS/YTL | Coal | INDONESIA | East Java | Suralaya | -7.2492 | 112.7508 | TANGENT | SUBCR | 30.8% | Coal | SUB | 56.34% | Platts | FGD | Yes | Yes | 442.9469 | 910.7143 | 126.5563 | 31570.0795 | 10642273814.5409 | 4713.9624 | 9692.0708 | 902.3871 | 390.5855
1025959 | Platts-OPR-1025959 | PAITON-II NO 2 | PAITON-II | 650 | Operating | 2000 | SIEMENS/YTL | Coal | INDONESIA | East Java | Suralaya | -7.2492 | 112.7508 | TANGENT | SUBCR | 30.8% | Coal | SUB | 56.34% | Platts | FGD | Yes | Yes | 442.9469 | 910.7143 | 126.5563 | 31570.0795 | 10642273814.5409 | 4713.9624 | 9692.0708 | 902.3871 | 390.5855
1079511 | Platts-OPR-1079511 | PAITON-III NO 1 | PAITON-III | 850 | Operating | 2012 | MITSUI/INTL POW/TEPCO | Coal | INDONESIA | East Java | Probolinggo - Jatim | -7.7119 | 113.5708 |  | SUPERC | 32.75% | Coal | SUB | 86.16% | Platts | FGD | Unknown/No | Yes | 442.9469 | 803.5714 | 107.1429 | 59390.9839 | 20020700664.0363 | 8868.1077 | 16088.063 | 1437.2003 | 622.0718
1067773 | Platts-OPR-1067773 | PALU TAWAELI 1 | PALU TAWAELI | 15 | Operating | 2007 | PT TOBA SEJAHTRA TBK | Coal | INDONESIA | Central Sulawesi | Kec Palu Utara | -0.8917 | 119.8707 |  | SUBCR | 30.8% | Coal |  | 60.92% | Platts | Unknown/No | Unknown/No | Yes | 1771.7877 | 910.7143 | 126.5563 | 787.7757 | 265559201.7847 | 470.5145 | 241.8486 | 22.5175 | 9.7464
1067773 | Platts-OPR-1067773 | PALU TAWAELI 2 | PALU TAWAELI | 15 | Operating | 2007 | PT TOBA SEJAHTRA TBK | Coal | INDONESIA | Central Sulawesi | Kec Palu Utara | -0.8917 | 119.8707 |  | SUBCR | 30.8% | Coal |  | 60.92% | Platts | Unknown/No | Unknown/No | Yes | 1771.7877 | 910.7143 | 126.5563 | 787.7757 | 265559201.7847 | 470.5145 | 241.8486 | 22.5175 | 9.7464
1068288 | Platts-OPR-1068288 | PANGKALAN BUN CENKO 1 | PANGKALAN BUN CENKO | 5.5 | Operating | 2011 | PT EXPLOITASI ENERGI INDONESIA | Coal | INDONESIA | Central Kalimantan | Pangkalan Bun | -2.6833 | 111.6167 |  | SUBCR | 30.8% | Coal |  | 52.87% | Platts | Unknown/No | Unknown/No | Unknown/No | 1771.7877 | 803.5714 | 4441.6309 | 250.6823 | 84504992.8023 | 149.7249 | 67.9058 | 209.6945 | 54.7029
1068288 | Platts-OPR-1068288 | PANGKALAN BUN CENKO 2 | PANGKALAN BUN CENKO | 5.5 | Operating | 2011 | PT EXPLOITASI ENERGI INDONESIA | Coal | INDONESIA | Central Kalimantan | Pangkalan Bun | -2.6833 | 111.6167 |  | SUBCR | 30.8% | Coal |  | 52.87% | Platts | Unknown/No | Unknown/No | Unknown/No | 1771.7877 | 803.5714 | 4441.6309 | 250.6823 | 84504992.8023 | 149.7249 | 67.9058 | 209.6945 | 54.7029
1028435 | Platts-OPR-1028435 | PANIAN MINE 1 | PANIAN MINE | 7.5 | Operating | 1981 | DCMI HOLDINGS | Coal | PHILIPPINES | Cebu (C Visayas) | Semirara Island | 10.3157 | 123.8854 |  | SUBCR | 26.5% | Lignite | LIG | 26.47% | Platts | Unknown/No | Unknown/No | Unknown/No | 848.5714 | 699.1149 | 174.7787 | 202.3055 | 72951365.2622 | 152.8338 | 110.0904 | 12.7503 | 5.5188
1028435 | Platts-OPR-1028435 | PANIAN MINE 2 | PANIAN MINE | 7.5 | Operating | 1981 | DCMI HOLDINGS | Coal | PHILIPPINES | Cebu (C Visayas) | Semirara Island | 10.3157 | 123.8854 |  | SUBCR | 26.5% | Lignite | LIG | 26.47% | Platts | Unknown/No | Unknown/No | Unknown/No | 848.5714 | 699.1149 | 174.7787 | 202.3055 | 72951365.2622 | 152.8338 | 110.0904 | 12.7503 | 5.5188
1010692 | Platts-OPR-1010692 | PEIKANG MILL 1 | PEIKANG MILL | 29.2 | Operating | 1988 | BAN YU PAPER MILL COMPANY LTD | Coal | TAIWAN | Yunlin County | Peikang | 23.5712 | 120.3033 |  | SUBCR | 25.22% | Coal |  | 47.23% | Platts | Unknown/No | Unknown/No | Unknown/No | 520.7994 | 564.337 | 126.5563 | 1653.2569 | 557312908.3932 | 42.4978 | 154.7201 | 29.3257 | 12.6932
1066867 | Platts-OPR-1066867 | PELABUHAN RATU 1 | PELABUHAN RATU | 315 | Operating | 2013 | PT PLN PERSERO | Coal | INDONESIA | West Java | Kab Sukabumi | -7.0242 | 106.5464 |  | SUBCR | 30.8% | Coal |  | 52.87% | Platts | Low-sulphur coal | Unknown/No | Unknown/No | 1033.5428 | 803.5714 | 107.1429 | 14357.2572 | 4839831405.9508 | 5002.1729 | 3889.1502 | 843.9225 | 365.2799
1066867 | Platts-OPR-1066867 | PELABUHAN RATU 2 | PELABUHAN RATU | 315 | Operating | 2013 | PT PLN PERSERO | Coal | INDONESIA | West Java | Kab Sukabumi | -7.0242 | 106.5464 |  | SUBCR | 30.8% | Coal |  | 52.87% | Platts | Low-sulphur coal | Unknown/No | Unknown/No | 1033.5428 | 803.5714 | 107.1429 | 14357.2572 | 4839831405.9508 | 5002.1729 | 3889.1502 | 843.9225 | 365.2799
1066867 | Platts-OPR-1066867 | PELABUHAN RATU 3 | PELABUHAN RATU | 315 | Operating | 2013 | PT PLN PERSERO | Coal | INDONESIA | West Java | Kab Sukabumi | -7.0242 | 106.5464 |  | SUBCR | 30.8% | Coal |  | 52.87% | Platts | Low-sulphur coal | Unknown/No | Unknown/No | 1033.5428 | 803.5714 | 107.1429 | 14357.2572 | 4839831405.9508 | 5002.1729 | 3889.1502 | 843.9225 | 365.2799
1025940 | Platts-OPR-1025940 | PERAWANG MILL 04 | PERAWANG MILL | 35 | Operating | 2009 | ASIA PULP & PAPER | Coal | INDONESIA | Riau | Kec Siatk Sri Indrapura - Kab Bengkalis | 0.81502 | 102.0261 | ACFB | SUBCR | 30.8% | Coal |  | 2.3% | Platts | ACFB | ACFB | Unknown/No | 609.0821 | 440 | 107.1429 | 69.4062 | 23396817.8282 | 14.2506 | 10.2946 | 4.0797 | 1.7658
1025940 | Platts-OPR-1025940 | PERAWANG MILL 06 | PERAWANG MILL | 90 | Operating | 2000 | ASIA PULP & PAPER | Coal | INDONESIA | Riau | Kec Siatk Sri Indrapura - Kab Bengkalis | 0.81502 | 102.0261 |  | SUBCR | 30.8% | Coal |  | 2.3% | Platts | Unknown/No | Unknown/No | Unknown/No | 1771.7877 | 910.7143 | 4441.6309 | 178.473 | 60163245.844 | 106.5965 | 54.7915 | 149.2918 | 38.9457
1025940 | Platts-OPR-1025940 | PERAWANG MILL 07 | PERAWANG MILL | 90 | Operating | 2000 | ASIA PULP & PAPER | Coal | INDONESIA | Riau | Kec Siatk Sri Indrapura - Kab Bengkalis | 0.81502 | 102.0261 |  | SUBCR | 30.8% | Coal |  | 2.3% | Platts | Unknown/No | Unknown/No | Unknown/No | 1771.7877 | 910.7143 | 4441.6309 | 178.473 | 60163245.844 | 106.5965 | 54.7915 | 149.2918 | 38.9457
1025940 | Platts-OPR-1025940 | PERAWANG MILL 08 | PERAWANG MILL | 90 | Operating | 2000 | ASIA PULP & PAPER | Coal | INDONESIA | Riau | Kec Siatk Sri Indrapura - Kab Bengkalis | 0.81502 | 102.0261 |  | SUBCR | 30.8% | Coal |  | 2.3% | Platts | Unknown/No | Unknown/No | Unknown/No | 1771.7877 | 910.7143 | 4441.6309 | 178.473 | 60163245.844 | 106.5965 | 54.7915 | 149.2918 | 38.9457
1025660 | Platts-OPR-1025660 | PHA LAI-1 NO 1 | PHA LAI-1 | 110 | Operating | 1983 | PHA LAI THERMAL POWER JSC | Coal | VIETNAM | Hai Duong | Pha Lai Town - Chi Linh Dist | 20.9373 | 106.3146 |  | SUBCR | 29.71% | Coal | ANTH | 46.4% | Platts | Unknown/No | Unknown/No | Yes | 1500 | 1012.4501 | 126.5563 | 4365.6042 | 1471645170.7993 | 5662.3102 | 2321.38 | 186.2459 | 80.6139
1025660 | Platts-OPR-1025660 | PHA LAI-1 NO 2 | PHA LAI-1 | 110 | Operating | 1984 | PHA LAI THERMAL POWER JSC | Coal | VIETNAM | Hai Duong | Pha Lai Town - Chi Linh Dist | 20.9373 | 106.3146 |  | SUBCR | 29.71% | Coal | ANTH | 46.4% | Platts | Unknown/No | Unknown/No | Yes | 1500 | 1012.4501 | 126.5563 | 4365.6042 | 1471645170.7993 | 5662.3102 | 2321.38 | 186.2459 | 80.6139
1025660 | Platts-OPR-1025660 | PHA LAI-1 NO 3 | PHA LAI-1 | 110 | Operating | 1985 | PHA LAI THERMAL POWER JSC | Coal | VIETNAM | Hai Duong | Pha Lai Town - Chi Linh Dist | 20.9373 | 106.3146 |  | SUBCR | 29.71% | Coal | ANTH | 46.4% | Platts | Unknown/No | Unknown/No | Yes | 1500 | 1012.4501 | 126.5563 | 4365.6042 | 1471645170.7993 | 5662.3102 | 2321.38 | 186.2459 | 80.6139
1025660 | Platts-OPR-1025660 | PHA LAI-1 NO 4 | PHA LAI-1 | 110 | Operating | 1987 | PHA LAI THERMAL POWER JSC | Coal | VIETNAM | Hai Duong | Pha Lai Town - Chi Linh Dist | 20.9373 | 106.3146 |  | SUBCR | 29.71% | Coal | ANTH | 46.4% | Platts | Unknown/No | Unknown/No | Yes | 1500 | 1012.4501 | 126.5563 | 4365.6042 | 1471645170.7993 | 5662.3102 | 2321.38 | 186.2459 | 80.6139
1025661 | Platts-OPR-1025661 | PHA LAI-2 NO 1 | PHA LAI-2 | 300 | Operating | 2001 | PHA LAI THERMAL POWER JSC | Coal | VIETNAM | Hai Duong | Pha Lai Town - Chi Linh Dist | 20.9373 | 106.3146 | DOWNSHOT | SUBCR | 29.71% | Coal | ANTH | 56.67% | Platts | Yes | Yes | Yes | 500 | 1000 | 126.5563 | 14542.0875 | 4902137696.1443 | 2451.0688 | 4902.1377 | 620.3962 | 268.5297
1025661 | Platts-OPR-1025661 | PHA LAI-2 NO 2 | PHA LAI-2 | 300 | Operating | 2001 | PHA LAI THERMAL POWER JSC | Coal | VIETNAM | Hai Duong | Pha Lai Town - Chi Linh Dist | 20.9373 | 106.3146 | DOWNSHOT | SUBCR | 29.71% | Coal | ANTH | 56.67% | Platts | Yes | Yes | Yes | 500 | 1000 | 126.5563 | 14542.0875 | 4902137696.1443 | 2451.0688 | 4902.1377 | 620.3962 | 268.5297
1087937 | Platts-OPR-1087937 | PINDO-DELI-II NO 1 | PINDO0-DELI-II | 50 | Operating | 2007 | PT SINAR MAS TUNGGAL | Coal | INDONESIA | West Java | Kec Teluk Jambe - Karawang | -6.3681 | 107.3328 | ACFB | SUBCR | 30.8% | Coal |  | 2.931% | Platts | ACFB | ACFB | Yes | 609.0821 | 440 | 126.5563 | 126.3571 | 42594972.7243 | 25.9438 | 18.7418 | 3.6117 | 1.5633
1024896 | Platts-OPR-1024896 | POHANG COGEN 1 | POHANG COGEN | 5 | Operating | 1968 | DC CHEMICAL CO LTD | Coal | SOUTH KOREA | Gyeongsangbuk-do | Pohang-si | 36.019 | 129.3435 |  | SUBCR | 29.73% | Coal |  | 71.21% | Platts | Unknown/No | Unknown/No | Unknown/No | 390.5995 | 282.1685 | 27.4839 | 362.2497 | 122114380.6474 | 47.6978 | 34.4568 | 3.3562 | 1.4527
1024896 | Platts-OPR-1024896 | POHANG COGEN 2 | POHANG COGEN | 12.5 | Operating | 1988 | DC CHEMICAL CO LTD | Coal | SOUTH KOREA | Gyeongsangbuk-do | Pohang-si | 36.019 | 129.3435 | ACFB | SUBCR | 29.73% | Coal | BIT | 71.21% | Platts | Yes | Unknown/No | Unknown/No | 390.5995 | 282.1685 | 27.4839 | 905.6243 | 305285951.6184 | 119.2446 | 86.1421 | 8.3905 | 3.6317
1021169 | Platts-OPR-1021169 | PORYONG 1 | PORYONG | 500 | Operating | 1983 | KOREA ELECTRIC POWER CORP | Coal | SOUTH KOREA | Chungcheongnam-do | Poryong-gun | 36.4017 | 126.4917 |  | SUBCR | 29.73% | Coal | BIT/SUB | 69.02% | Platts | Yes | Yes | Yes | 74.5986 | 119.1171 | 3.2085 | 35112.1711 | 11836312873.575 | 882.972 | 1409.9069 | 37.9773 | 16.4379
1021169 | Platts-OPR-1021169 | PORYONG 2 | PORYONG | 500 | Operating | 1984 | KOREA ELECTRIC POWER CORP | Coal | SOUTH KOREA | Chungcheongnam-do | Poryong-gun | 36.4017 | 126.4917 |  | SUBCR | 29.73% | Coal | BIT/SUB | 69.02% | Platts | Yes | Yes | Yes | 74.5986 | 119.1171 | 3.2085 | 35112.1711 | 11836312873.575 | 882.972 | 1409.9069 | 37.9773 | 16.4379
1021169 | Platts-OPR-1021169 | PORYONG 3 | PORYONG | 500 | Operating | 1993 | KOREA ELECTRIC POWER CORP | Coal | SOUTH KOREA | Chungcheongnam-do | Poryong-gun | 36.4017 | 126.4917 | TANGENT | SUPERC | 34.12% | Coal | BIT/SUB | 69.02% | Platts | Yes | Yes | Yes | 74.5986 | 119.1171 | 3.2085 | 30601.7508 | 10315850189.3842 | 769.5477 | 1228.7939 | 33.0988 | 14.3264
1021169 | Platts-OPR-1021169 | PORYONG 4 | PORYONG | 500 | Operating | 1993 | KOREA ELECTRIC POWER CORP | Coal | SOUTH KOREA | Chungcheongnam-do | Poryong-gun | 36.4017 | 126.4917 | TANGENT | SUPERC | 34.12% | Coal | BIT/SUB | 69.02% | Platts | Yes | Yes | Yes | 74.5986 | 119.1171 | 3.2085 | 30601.7508 | 10315850189.3842 | 769.5477 | 1228.7939 | 33.0988 | 14.3264
1021169 | Platts-OPR-1021169 | PORYONG 5 | PORYONG | 500 | Operating | 1993 | KOREA ELECTRIC POWER CORP | Coal | SOUTH KOREA | Chungcheongnam-do | Poryong-gun | 36.4017 | 126.4917 | TANGENT | SUPERC | 34.12% | Coal | BIT/SUB | 69.02% | Platts | Yes | Yes | Yes | 74.5986 | 119.1171 | 3.2085 | 30601.7508 | 10315850189.3842 | 769.5477 | 1228.7939 | 33.0988 | 14.3264
1021169 | Platts-OPR-1021169 | PORYONG 6 | PORYONG | 500 | Operating | 1994 | KOREA ELECTRIC POWER CORP | Coal | SOUTH KOREA | Chungcheongnam-do | Poryong-gun | 36.4017 | 126.4917 | TANGENT | SUPERC | 34.12% | Coal | BIT/SUB | 69.02% | Platts | Yes | Yes | Yes | 74.5986 | 119.1171 | 3.2085 | 30601.7508 | 10315850189.3842 | 769.5477 | 1228.7939 | 33.0988 | 14.3264
1021169 | Platts-OPR-1021169 | PORYONG 7 | PORYONG | 500 | Operating | 2008 | KOREA ELECTRIC POWER CORP | Coal | SOUTH KOREA | Chungcheongnam-do | Poryong-gun | 36.4017 | 126.4917 | TANGENT | ULTRSC | 34.62% | Coal | BIT/SUB | 69.02% | Platts | Yes | Yes | Yes | 74.5986 | 119.1171 | 3.2085 | 30158.9559 | 10166584017.8714 | 758.4126 | 1211.0137 | 32.6199 | 14.1191
1021169 | Platts-OPR-1021169 | PORYONG 8 | PORYONG | 500 | Operating | 2008 | KOREA ELECTRIC POWER CORP | Coal | SOUTH KOREA | Chungcheongnam-do | Poryong-gun | 36.4017 | 126.4917 | TANGENT | ULTRSC | 34.62% | Coal | BIT/SUB | 69.02% | Platts | Yes | Yes | Yes | 74.5986 | 119.1171 | 3.2085 | 30158.9559 | 10166584017.8714 | 758.4126 | 1211.0137 | 32.6199 | 14.1191
1062899 | Platts-OPR-1062899 | PRACHIN BURI UTP 1 | PRACHIN BURI UTP | 7.5 | Operating | 2005 | UNITED PAPER PUBLIC CO LTD | Coal | THAILAND | Prachin Buri |  | 14.051 | 101.3727 | ACFB | SUBCR | 27.18% | Coal |  | 64.03% | Platts | ACFB | ACFB | Yes | 609.0821 | 440 | 126.5563 | 552.1421 | 186127093.2804 | 295.2006 | 109.289 | 23.5555 | 10.1957
1062900 | Platts-OPR-1062900 | PRACHINBURI IPC 1 | PRACHINBURI IPC | 9.5 | Operating | 2005 | INTERPACIFIC PAPER CO LTD | Coal | THAILAND | Prachin Buri |  | 14.051 | 101.3727 | ACFB | SUBCR | 27.18% | Coal |  | 64.05% | Platts | ACFB | ACFB | Yes | 609.0821 | 440 | 126.5563 | 699.6477 | 235851247.5686 | 374.0639 | 138.4857 | 29.8485 | 12.9195
1065851 | Platts-OPR-1065851 | PUNAGAYA 1 | PUNAGAYA | 125 | Operating | 2012 | PT BOSOWA CORP | Coal | INDONESIA | South Sulawesi | Kab Jeneponto | -5.6179 | 119.5512 |  | SUBCR | 30.8% | Coal |  | 52.87% | Platts | Unknown/No | Unknown/No | Unknown/No | 1771.7877 | 803.5714 | 4441.6309 | 5697.3243 | 1920568018.2344 | 3402.8387 | 1543.3136 | 4765.7833 | 1243.2478
1065851 | Platts-OPR-1065851 | PUNAGAYA 2 | PUNAGAYA | 125 | Operating | 2012 | PT BOSOWA CORP | Coal | INDONESIA | South Sulawesi | Kab Jeneponto | -5.6179 | 119.5512 |  | SUBCR | 30.8% | Coal |  | 52.87% | Platts | Unknown/No | Unknown/No | Unknown/No | 1771.7877 | 803.5714 | 4441.6309 | 5697.3243 | 1920568018.2344 | 3402.8387 | 1543.3136 | 4765.7833 | 1243.2478
1058518 | Platts-OPR-1058518 | PURWAKARTA SPV 2 | PURWAKARTA SPV | 5 | Operating | 1996 | LENZING AG | Coal | INDONESIA | West Java | Purwakarta | -6.5569 | 107.4433 | ACFB | SUBCR | 30.8% | Coal |  | 66.95% | Platts | ACFB | ACFB | Unknown/No | 609.0821 | 440 | 126.5563 | 288.5938 | 97284954.3673 | 59.2545 | 42.8054 | 20.0373 | 8.6728
1058518 | Platts-OPR-1058518 | PURWAKARTA SPV 3 | PURWAKARTA SPV | 12 | Operating | 2004 | LENZING AG | Coal | INDONESIA | West Java | Purwakarta | -6.5569 | 107.4433 | ACFB | SUBCR | 30.8% | Coal |  | 66.95% | Platts | ACFB | ACFB | Unknown/No | 609.0821 | 440 | 126.5563 | 692.625 | 233483890.4816 | 142.2109 | 102.7329 | 48.0894 | 20.8148
1058518 | Platts-OPR-1058518 | PURWAKARTA SPV 4 | PURWAKARTA SPV | 20 | Operating | 2010 | LENZING AG | Coal | INDONESIA | West Java | Purwakarta | -6.5569 | 107.4433 | ACFB | SUBCR | 30.8% | Coal |  | 66.95% | Platts | ACFB | ACFB | Unknown/No | 609.0821 | 440 | 107.1429 | 1154.375 | 389139817.4694 | 237.0181 | 171.2215 | 67.8544 | 29.3698
1025098 | Platts-OPR-1025098 | QUANG NINH 1 | QUANG NINH | 300 | Operating | 2010 | EVN/VINACOAL/VINACONEX | Coal | VIETNAM | Quang Ninh | Hakan Ward - Ha Long City | 21.0116 | 107.13 |  | SUBCR | 29.71% | Coal | ANTH | 45.67% | Platts | Yes | Unknown/No | Yes | 350 | 455 | 126.5563 | 11717.5536 | 3949987330.0235 | 1382.4956 | 2800.1197 | 499.8956 | 216.3727
1025098 | Platts-OPR-1025098 | QUANG NINH 2 | QUANG NINH | 300 | Operating | 2010 | EVN/VINACOAL/VINACONEX | Coal | VIETNAM | Quang Ninh | Hakan Ward - Ha Long City | 21.0116 | 107.13 |  | SUBCR | 29.71% | Coal | ANTH | 45.67% | Platts | Yes | Unknown/No | Yes | 350 | 455 | 126.5563 | 11717.5536 | 3949987330.0235 | 1382.4956 | 2800.1197 | 499.8956 | 216.3727
1025098 | Platts-OPR-1025098 | QUANG NINH 3 | QUANG NINH | 300 | Operating | 2013 | EVN/VINACOAL/VINACONEX | Coal | VIETNAM | Quang Ninh | Hakan Ward - Ha Long City | 21.0116 | 107.13 |  | SUBCR | 29.71% | Coal | ANTH | 45.67% | Platts | Yes | Unknown/No | Yes | 350 | 455 | 126.5563 | 11717.5536 | 3949987330.0235 | 1382.4956 | 2800.1197 | 499.8956 | 216.3727
1024714 | Platts-OPR-1024714 | QUEZON 1 | QUEZON | 511 | Operating | 2000 | EGCO GROUP | Coal | PHILIPPINES | Quezon (CALABARZON) | Mauban | 14.1911 | 121.7311 |  | SUBCR | 26.5% | Coal | SUB | 41.19% | Platts | Yes | Yes | Yes | 485.4385 | 421.3 | 126.5563 | 21446.2641 | 7229535637.5032 | 3509.4947 | 3045.8034 | 914.943 | 396.0201
1021664 | Platts-OPR-1021664 | REIHOKU 1 | REIHOKU | 700 | Operating | 1995 | KYUSHU ELECTRIC POWER CO | Coal | JAPAN | Kumamoto | Reihoku-machi | 32.5132 | 130.0548 |  | SUPERC | 40.64% | Coal | BIT | 68.99% | Platts | Yes | Yes | Yes | 406.448 | 215.3113 | 15.3827 | 35261.9266 | 11886795463.2011 | 5299.1509 | 2753.8887 | 37.4844 | 16.2246
1021664 | Platts-OPR-1021664 | REIHOKU 2 | REIHOKU | 700 | Operating | 2003 | KYUSHU ELECTRIC POWER CO | Coal | JAPAN | Kumamoto | Reihoku-machi | 32.5132 | 130.0548 |  | SUPERC | 40.64% | Coal | BIT | 68.99% | Platts | Yes | Yes | Yes | 406.448 | 215.3113 | 15.3827 | 35261.9266 | 11886795463.2011 | 5299.1509 | 2753.8887 | 37.4844 | 16.2246
1066871 | Platts-OPR-1066871 | REMBANG 1 | REMBANG | 316 | Operating | 2011 | PT PLN PERSERO | Coal | INDONESIA | Central Java | Kab Rembang | -6.7036 | 111.3416 |  | SUBCR | 30.8% | Coal | SUB | 52.87% | Platts | Low-sulphur coal | Unknown/No | Yes | 1033.5428 | 803.5714 | 107.1429 | 14402.8358 | 4855195950.0967 | 5018.0529 | 3901.4967 | 348.5337 | 150.8579
1066871 | Platts-OPR-1066871 | REMBANG 2 | REMBANG | 316 | Operating | 2011 | PT PLN PERSERO | Coal | INDONESIA | Central Java | Kab Rembang | -6.7036 | 111.3416 |  | SUBCR | 30.8% | Coal | SUB | 52.87% | Platts | Low-sulphur coal | Unknown/No | Yes | 1033.5428 | 803.5714 | 107.1429 | 14402.8358 | 4855195950.0967 | 5018.0529 | 3901.4967 | 348.5337 | 150.8579
1027816 | Platts-OPR-1027816 | SAKATA KYODO 1 | SAKATA KYODO | 350 | Operating | 1977 | TOHOKU ELECTRIC POWER CO | Coal | JAPAN | Yamagata | Sakata-SHI | 38.9144 | 139.8365 |  | SUBCR | 32.89% | Coal | BIT | 58.78% | Platts | Yes | Unknown/No | Yes | 87.0319 | 59.9544 | 15.3827 | 18566.7435 | 6258849229.1841 | 597.4606 | 403.7665 | 19.737 | 8.5429
1027816 | Platts-OPR-1027816 | SAKATA KYODO 2 | SAKATA KYODO | 350 | Operating | 1978 | TOHOKU ELECTRIC POWER CO | Coal | JAPAN | Yamagata | Sakata-SHI | 38.9144 | 139.8365 | EL PASO | SUBCR | 32.89% | Coal | BIT | 58.78% | Platts | Yes | Unknown/No | Yes | 87.0319 | 59.9544 | 15.3827 | 18566.7435 | 6258849229.1841 | 597.4606 | 403.7665 | 19.737 | 8.5429
1021173 | Platts-OPR-1021173 | SAMCHONPO 1 | SAMCHONPO | 560 | Operating | 1983 | KOREA ELECTRIC POWER CORP | Coal | SOUTH KOREA | Gyeongsangnam-do | Kosung-gun | 34.9103 | 128.1092 | TANGENT | SUBCR | 29.73% | Coal | BIT/SUB | 77.77% | Platts | Yes | Yes | Yes | 74.5986 | 119.1171 | 3.2085 | 44314.1264 | 14938292016.9568 | 1114.3752 | 1779.4056 | 47.9301 | 20.7459
1021173 | Platts-OPR-1021173 | SAMCHONPO 2 | SAMCHONPO | 560 | Operating | 1984 | KOREA ELECTRIC POWER CORP | Coal | SOUTH KOREA | Gyeongsangnam-do | Kosung-gun | 34.9103 | 128.1092 | TANGENT | SUBCR | 29.73% | Coal | BIT/SUB | 77.77% | Platts | Yes | Yes | Yes | 74.5986 | 119.1171 | 3.2085 | 44314.1264 | 14938292016.9568 | 1114.3752 | 1779.4056 | 47.9301 | 20.7459
1021173 | Platts-OPR-1021173 | SAMCHONPO 3 | SAMCHONPO | 560 | Operating | 1993 | KOREA ELECTRIC POWER CORP | Coal | SOUTH KOREA | Gyeongsangnam-do | Kosung-gun | 34.9103 | 128.1092 | TANGENT | SUBCR | 29.73% | Coal | BIT/SUB | 77.77% | Platts | Yes | Yes | Yes | 74.5986 | 119.1171 | 3.2085 | 44314.1264 | 14938292016.9568 | 1114.3752 | 1779.4056 | 47.9301 | 20.7459
1021173 | Platts-OPR-1021173 | SAMCHONPO 4 | SAMCHONPO | 560 | Operating | 1994 | KOREA ELECTRIC POWER CORP | Coal | SOUTH KOREA | Gyeongsangnam-do | Kosung-gun | 34.9103 | 128.1092 | TANGENT | SUBCR | 29.73% | Coal | BIT/SUB | 77.77% | Platts | Yes | Yes | Yes | 74.5986 | 119.1171 | 3.2085 | 44314.1264 | 14938292016.9568 | 1114.3752 | 1779.4056 | 47.9301 | 20.7459
1021173 | Platts-OPR-1021173 | SAMCHONPO 5 | SAMCHONPO | 500 | Operating | 1997 | KOREA ELECTRIC POWER CORP | Coal | SOUTH KOREA | Gyeongsangnam-do | Kosung-gun | 34.9103 | 128.1092 | TANGENT | SUPERC | 34.12% | Coal | BIT/SUB | 77.77% | Platts | Yes | Unknown/No | Unknown/No | 74.5986 | 119.1171 | 3.2085 | 34483.6128 | 11624425867.7703 | 867.1655 | 1384.6676 | 37.2974 | 16.1437
1021173 | Platts-OPR-1021173 | SAMCHONPO 6 | SAMCHONPO | 500 | Operating | 1998 | KOREA ELECTRIC POWER CORP | Coal | SOUTH KOREA | Gyeongsangnam-do | Kosung-gun | 34.9103 | 128.1092 | TANGENT | SUPERC | 34.12% | Coal | BIT/SUB | 77.77% | Platts | Yes | Unknown/No | Unknown/No | 74.5986 | 119.1171 | 3.2085 | 34483.6128 | 11624425867.7703 | 867.1655 | 1384.6676 | 37.2974 | 16.1437
1025962 | Platts-OPR-1025962 | SANGATTA KALTIM 1 | SANGATTA KALTIM | 5.315 | Operating | 1990 | PT KALTIM PRIMA COAL | Coal | INDONESIA | East Kalimantan | Tanjung Bara | 2.2833 | 118.0833 | STOKER/SPR | SUBCR | 30.8% | Coal | WSTCOAL | 53.83% | Platts | Unknown/No | Unknown/No | Unknown/No | 1771.7877 | 910.7143 | 4441.6309 | 246.6468 | 83144646.3167 | 147.3147 | 75.721 | 206.3188 | 53.8223
1025962 | Platts-OPR-1025962 | SANGATTA KALTIM 2 | SANGATTA KALTIM | 5.315 | Operating | 1990 | PT KALTIM PRIMA COAL | Coal | INDONESIA | East Kalimantan | Tanjung Bara | 2.2833 | 118.0833 | STOKER/SPR | SUBCR | 30.8% | Coal | WSTCOAL | 53.83% | Platts | Unknown/No | Unknown/No | Unknown/No | 1771.7877 | 910.7143 | 4441.6309 | 246.6468 | 83144646.3167 | 147.3147 | 75.721 | 206.3188 | 53.8223
1052828 | Platts-OPR-1052828 | SEJINGKAT 1 | SEJINGKAT | 50 | Operating | 1997 | SARAWAK ENERGY BHD GROUP | Coal | MALAYSIA | Sarawak | Kuching | 1.55 | 110.3333 |  | SUBCR | 29.82% | Coal | SUB | 43% | Platts | Low-sulphur coal | Unknown/No | Yes | 1033.5428 | 940.5617 | 45.8066 | 2230.4423 | 751882090.5487 | 777.1023 | 707.1915 | 34.4411 | 14.9074
1052828 | Platts-OPR-1052828 | SEJINGKAT 2 | SEJINGKAT | 50 | Operating | 1998 | SARAWAK ENERGY BHD GROUP | Coal | MALAYSIA | Sarawak | Kuching | 1.55 | 110.3333 |  | SUBCR | 29.82% | Coal | SUB | 43% | Platts | Low-sulphur coal | Unknown/No | Yes | 1033.5428 | 940.5617 | 45.8066 | 2230.4423 | 751882090.5487 | 777.1023 | 707.1915 | 34.4411 | 14.9074
1052828 | Platts-OPR-1052828 | SEJINGKAT 3 | SEJINGKAT | 55 | Operating | 2004 | SARAWAK ENERGY BHD GROUP | Coal | MALAYSIA | Sarawak | Kuching | 1.55 | 110.3333 |  | SUBCR | 29.82% | Coal | SUB | 43% | Platts | Low-sulphur coal | Unknown/No | Yes | 1033.5428 | 940.5617 | 45.8066 | 2453.4865 | 827070299.6036 | 854.8126 | 777.9106 | 37.8853 | 16.3981
1052828 | Platts-OPR-1052828 | SEJINGKAT 4 | SEJINGKAT | 55 | Operating | 2004 | SARAWAK ENERGY BHD GROUP | Coal | MALAYSIA | Sarawak | Kuching | 1.55 | 110.3333 |  | SUBCR | 29.82% | Coal | SUB | 43% | Platts | Low-sulphur coal | Unknown/No | Yes | 1033.5428 | 940.5617 | 45.8066 | 2453.4865 | 827070299.6036 | 854.8126 | 777.9106 | 37.8853 | 16.3981
1048937 | Platts-OPR-1048937 | SEOCHON 1 | SEOCHON | 200 | Operating | 1983 | KOREA ELECTRIC POWER CORP | Anth | SOUTH KOREA | Chungcheongnam-do | Seochon-gun | 36.4135 | 126.6432 |  | SUBCR | 29.73% | Anth | ANTH | 67.6% | Platts | Yes | Yes | Yes | 74.5986 | 119.1171 | 3.2085 | 13755.6104 | 4637016263.7694 | 345.9148 | 552.3478 | 14.8781 | 6.4398
1048937 | Platts-OPR-1048937 | SEOCHON 2 | SEOCHON | 200 | Operating | 1983 | KOREA ELECTRIC POWER CORP | Anth | SOUTH KOREA | Chungcheongnam-do | Seochon-gun | 36.4135 | 126.6432 |  | SUBCR | 29.73% | Anth | ANTH | 67.6% | Platts | Yes | Yes | Yes | 74.5986 | 119.1171 | 3.2085 | 13755.6104 | 4637016263.7694 | 345.9148 | 552.3478 | 14.8781 | 6.4398
1069130 | Platts-OPR-1069130 | SEOUL JEIL 1 | SEOUL JEIL | 5.4 | Operating | 1988 | JEIL SUGAR CO | Coal | SOUTH KOREA | Seoul | Seoul City | 37.5683 | 126.9778 | ACFB | SUBCR | 29.73% | Coal | BIT | 65.06% | Platts | Yes | Unknown/No | Unknown/No | 390.5995 | 282.1685 | 27.4839 | 357.4507 | 120496644.0239 | 47.0659 | 34.0004 | 3.3117 | 1.4334
1044605 | Platts-OPR-1044605 | SERANG PLN 1 | SERANG PLN | 35 | Operating | 1992 | PT PLN PERSERO | Coal | INDONESIA | Banten | Serang | -6.1149 | 106.1502 |  | SUBCR | 30.8% | Coal |  | 51.74% | Platts | Low-sulphur coal | Unknown/No | Unknown/No | 1033.5428 | 910.7143 | 126.5563 | 1561.1498 | 526263613.9892 | 543.916 | 479.2758 | 108.3917 | 46.9158
1044605 | Platts-OPR-1044605 | SERANG PLN 2 | SERANG PLN | 35 | Operating | 1992 | PT PLN PERSERO | Coal | INDONESIA | Banten | Serang | -6.1149 | 106.1502 |  | SUBCR | 30.8% | Coal |  | 51.74% | Platts | Low-sulphur coal | Unknown/No | Unknown/No | 1033.5428 | 910.7143 | 126.5563 | 1561.1498 | 526263613.9892 | 543.916 | 479.2758 | 108.3917 | 46.9158
1044605 | Platts-OPR-1044605 | SERANG PLN 3 | SERANG PLN | 35 | Operating | 1993 | PT PLN PERSERO | Coal | INDONESIA | Banten | Serang | -6.1149 | 106.1502 |  | SUBCR | 30.8% | Coal |  | 51.74% | Platts | Low-sulphur coal | Unknown/No | Unknown/No | 1033.5428 | 910.7143 | 126.5563 | 1561.1498 | 526263613.9892 | 543.916 | 479.2758 | 108.3917 | 46.9158
1018593 | Platts-OPR-1018593 | SHIN EBETSU 2 | SHIN EBETSU | 125 | Operating | 1964 | HOKKAIDO ELECTRIC POWER CO INC | Coal | JAPAN | Hokkaido |  | 43.1037 | 141.5362 |  | SUBCR | 32.89% | Coal |  | 52.93% | Platts | Unknown/No | Yes | Yes | 434.2654 | 323.5333 | 15.3827 | 5970.5125 | 2012659770.1615 | 958.6544 | 700.6547 | 6.3468 | 2.7471
1018593 | Platts-OPR-1018593 | SHIN EBETSU 3 | SHIN EBETSU | 125 | Operating | 1965 | HOKKAIDO ELECTRIC POWER CO INC | Coal | JAPAN | Hokkaido |  | 43.1037 | 141.5362 | CAROLINA | SUBCR | 32.89% | Coal |  | 52.93% | Platts | Unknown/No | Yes | Unknown/No | 434.2654 | 323.5333 | 15.3827 | 5970.5125 | 2012659770.1615 | 958.6544 | 700.6547 | 6.3468 | 2.7471
1076904 | Platts-OPR-1076904 | SHIN ISOGO 1 | SHIN ISOGO | 600 | Operating | 2002 | J-POWER | Coal | JAPAN | Kanagawa | Yokohama-shi | 35.4478 | 139.6425 | OPPOSED | ULTRSC | 42.28% | Coal | BIT/SUB | 68.53% | Platts | Yes | Yes | Yes | 39.06 | 31.0385 | 4.6036 | 28861.8956 | 9729345003.1019 | 380.0278 | 301.9846 | 44.7896 | 19.3866
1076904 | Platts-OPR-1076904 | SHIN ISOGO 2 | SHIN ISOGO | 600 | Operating | 2009 | J-POWER | Coal | JAPAN | Kanagawa | Yokohama-shi | 35.4478 | 139.6425 | OPPOSED | ULTRSC | 42.28% | Coal | BIT/SUB | 68.53% | Platts | Yes | Yes | Yes | 39.06 | 31.0385 | 4.6036 | 28861.8956 | 9729345003.1019 | 380.0278 | 301.9846 | 44.7896 | 19.3866
1012431 | Platts-OPR-1012431 | SHIN ONODA 1 | SHIN ONODA | 500 | Operating | 1986 | CHUGOKU ELECTRIC POWER CO | Coal | JAPAN | Yamaguchi | Sanyou-Onoda-shi | 33.9461 | 131.1716 |  | SUPERC | 36.58% | Coal | BIT | 60.84% | Platts | Yes | Yes | Yes | 190.5732 | 182.4064 | 15.3827 | 24680.6936 | 8319861806.6721 | 1739.0597 | 1632.9425 | 26.2362 | 11.356
1012431 | Platts-OPR-1012431 | SHIN ONODA 2 | SHIN ONODA | 500 | Operating | 1987 | CHUGOKU ELECTRIC POWER CO | Coal | JAPAN | Yamaguchi | Sanyou-Onoda-shi | 33.9461 | 131.1716 |  | SUPERC | 36.58% | Coal | BIT | 60.84% | Platts | Yes | Yes | Yes | 190.5732 | 182.4064 | 15.3827 | 24680.6936 | 8319861806.6721 | 1739.0597 | 1632.9425 | 26.2362 | 11.356
1028684 | Platts-OPR-1028684 | SHIN SAIJO 1 | SHIN SAIJO | 156.25 | Operating | 1965 | SHIKOKU ELECTRIC POWER CO | Coal | JAPAN | Ehime | Saijo City | 33.9167 | 133.1833 |  | SUBCR | 32.89% | Coal | BIT | 57.91% | Platts | Yes | Yes | Unknown/No | 156.59 | 188.8136 | 15.3827 | 8165.5079 | 2752592697.4834 | 472.7619 | 559.2292 | 8.6802 | 3.7571
1028684 | Platts-OPR-1028684 | SHIN SAIJO 2 | SHIN SAIJO | 250 | Operating | 1984 | SHIKOKU ELECTRIC POWER CO | Coal | JAPAN | Ehime | Saijo City | 33.9167 | 133.1833 |  | SUBCR | 32.89% | Coal | BIT | 57.91% | Platts | Yes | Yes | Unknown/No | 156.59 | 188.8136 | 15.3827 | 13064.8126 | 4404148315.9734 | 756.419 | 894.7668 | 13.8882 | 6.0113
1031607 | Platts-OPR-1031607 | SHIN TOKUYAMA 4 | SHIN TOKUYAMA | 125 | Operating | 1987 | TOKUYAMA CORP | Coal | JAPAN | Yamaguchi | Shunan City | 34.0645 | 131.8144 |  | SUBCR | 32.89% | Coal |  | 56.25% | Platts | Yes | Unknown/No | Unknown/No | 156.59 | 188.8136 | 15.3827 | 6345.2438 | 2138981693.0142 | 367.3733 | 434.5652 | 6.7452 | 2.9195
1029453 | Platts-OPR-1029453 | SHINCHI 1 | SHINCHI | 1000 | Operating | 1994 | SOMA KYODO POWER CO | Coal | JAPAN | Fukushima | Soma City | 37.7928 | 140.9294 | BENSON | SUPERC | 40.64% | Coal | BIT/SUB | 68.19% | Platts | Yes | Yes | Yes | 164.8201 | 101.402 | 15.3827 | 49791.8892 | 16784845863.683 | 2766.4803 | 1702.0165 | 258.1957 | 111.7564
1029453 | Platts-OPR-1029453 | SHINCHI 2 | SHINCHI | 1000 | Operating | 1995 | SOMA KYODO POWER CO | Coal | JAPAN | Fukushima | Soma City | 37.7928 | 140.9294 |  | SUPERC | 40.64% | Coal | BIT/SUB | 68.19% | Platts | Yes | Yes | Yes | 164.8201 | 101.402 | 15.3827 | 49791.8892 | 16784845863.683 | 2766.4803 | 1702.0165 | 258.1957 | 111.7564
1053381 | Platts-OPR-1053381 | SHINKO KOBE 1 | SHINKO KOBE | 700 | Operating | 2002 | KOBE STEEL LTD | Coal | JAPAN | Hyogo | Kobe | 34.6913 | 135.183 |  | SUPERC | 40.64% | Coal |  | 67.72% | Platts | Yes | Yes | Yes | 156.59 | 188.8136 | 15.3827 | 34613.4276 | 11668186438.6435 | 2004.0282 | 2370.5618 | 36.795 | 15.9262
1053381 | Platts-OPR-1053381 | SHINKO KOBE 2 | SHINKO KOBE | 700 | Operating | 2004 | KOBE STEEL LTD | Coal | JAPAN | Hyogo | Kobe | 34.6913 | 135.183 |  | SUPERC | 40.64% | Coal |  | 67.72% | Platts | Yes | Yes | Yes | 156.59 | 188.8136 | 15.3827 | 34613.4276 | 11668186438.6435 | 2004.0282 | 2370.5618 | 36.795 | 15.9262
1094322 | Platts-OPR-1094322 | SHIOHAMA CHEMICAL NEW 1 | SHIOHAMA CHEMICAL NEW | 34 | Operating | 2008 | MITSUBISHI CORP | Coal | JAPAN | Mie | Shiohama-cho - Yokkaichi-shi | 34.929 | 136.6288 |  | SUBCR | 32.89% | Coal |  | 56.25% | Platts | Unknown/No | Unknown/No | Unknown/No | 156.59 | 188.8136 | 15.3827 | 1725.9063 | 581803020.4999 | 99.9255 | 118.2017 | 1.8347 | 0.79412
1094322 | Platts-OPR-1094322 | SHIOHAMA CHEMICAL NEW 2 | SHIOHAMA CHEMICAL NEW | 34 | Operating | 2008 | MITSUBISHI CORP | Coal | JAPAN | Mie | Shiohama-cho - Yokkaichi-shi | 34.929 | 136.6288 |  | SUBCR | 32.89% | Coal |  | 56.25% | Platts | Unknown/No | Unknown/No | Unknown/No | 156.59 | 188.8136 | 15.3827 | 1725.9063 | 581803020.4999 | 99.9255 | 118.2017 | 1.8347 | 0.79412
1013503 | Platts-OPR-1013503 | SHIRAOI MILL 3 | SHIRAOI MILL | 26 | Operating | 1968 | NIPPON PAPER INDUSTRIES CO LTD | Coal | JAPAN | Hokkaido | Shiraoi-gun | 42.5522 | 141.2511 |  | SUBCR | 32.89% | Coal |  | 46.39% | Platts | Unknown/No | Unknown/No | Unknown/No | 156.59 | 188.8136 | 15.3827 | 1088.5124 | 366937531.0184 | 63.0221 | 74.5487 | 1.1571 | 0.50084
1013503 | Platts-OPR-1013503 | SHIRAOI MILL 4 | SHIRAOI MILL | 63 | Operating | 1975 | NIPPON PAPER INDUSTRIES CO LTD | Coal | JAPAN | Hokkaido | Shiraoi-gun | 42.5522 | 141.2511 |  | SUBCR | 32.89% | Coal |  | 46.39% | Platts | Unknown/No | Unknown/No | Yes | 156.59 | 188.8136 | 15.3827 | 2637.5493 | 889117863.6215 | 152.7073 | 180.6372 | 2.8038 | 1.2136
1013503 | Platts-OPR-1013503 | SHIRAOI MILL 5 | SHIRAOI MILL | 5 | Operating | 1996 | NIPPON PAPER INDUSTRIES CO LTD | Coal | JAPAN | Hokkaido | Shiraoi-gun | 42.5522 | 141.2511 |  | SUBCR | 32.89% | Coal |  | 46.39% | Platts | Unknown/No | Unknown/No | Unknown/No | 156.59 | 188.8136 | 15.3827 | 209.3293 | 70564909.8112 | 12.1196 | 14.3363 | 0.22252 | 0.096316
1023345 | Platts-OPR-1023345 | SHU-LIN SL 1 | SHU-LIN | 13.66 | Operating | 1983 | FORMOSA PLASTICS CORP | Coal | TAIWAN | Taipei | Shu-Lin | 24.9882 | 121.4237 |  | SUBCR | 30.65% | Coal |  | 73.61% | Platts | Unknown/No | Unknown/No | Unknown/No | 520.7994 | 564.337 | 99.8583 | 991.8379 | 334348550.127 | 25.4957 | 92.8212 | 13.8819 | 6.0086
1023345 | Platts-OPR-1023345 | SHU-LIN SL 2 | SHU-LIN | 52.1 | Operating | 1994 | FORMOSA PLASTICS CORP | Coal | TAIWAN | Taipei | Shu-Lin | 24.9882 | 121.4237 |  | SUBCR | 30.65% | Coal |  | 73.61% | Platts | Unknown/No | Unknown/No | Unknown/No | 520.7994 | 94.0562 | 64.1292 | 3782.9249 | 1275223972.2997 | 97.2419 | 59.0042 | 34.0022 | 14.7174
1075907 | Platts-OPR-1075907 | SIMPANG BELIMBING 1 | SIMPANG BELIMBING | 150 | Operating | 2011 | SHENHUA/PT ENERGI MUSI MAKMUR | Coal | INDONESIA | South Sumatra | Kec Gunung Megang - Kab Muara Enim | -3.4336 | 103.9869 |  | SUBCR | 30.8% | Lignite | LIG | 52.87% | Platts | Unknown/No | Unknown/No | Unknown/No | 2166.7487 | 699.1149 | 4441.6309 | 6836.7891 | 2465346166.8656 | 5341.7855 | 1723.5603 | 6117.6201 | 1595.9009
1075907 | Platts-OPR-1075907 | SIMPANG BELIMBING 2 | SIMPANG BELIMBING | 150 | Operating | 2011 | SHENHUA/PT ENERGI MUSI MAKMUR | Coal | INDONESIA | South Sumatra | Kec Gunung Megang - Kab Muara Enim | -3.4336 | 103.9869 |  | SUBCR | 30.8% | Lignite | LIG | 52.87% | Platts | Unknown/No | Unknown/No | Unknown/No | 2166.7487 | 699.1149 | 4441.6309 | 6836.7891 | 2465346166.8656 | 5341.7855 | 1723.5603 | 6117.6201 | 1595.9009
1060283 | Platts-OPR-1060283 | SON DONG 1 | SON DONG | 110 | Operating | 2009 | VIETNAM COAL-MINERAL INDUST | Coal | VIETNAM | Bac Giang | Son Dong Dist | 21.4167 | 106.6167 | ACFB | SUBCR | 29.71% | Coal |  | 45.67% | Platts | Yes | Unknown/No | Unknown/No | 500 | 650 | 126.5563 | 4296.4363 | 1448328687.6753 | 724.1643 | 1466.7294 | 589.6389 | 255.2168
1060283 | Platts-OPR-1060283 | SON DONG 2 | SON DONG | 110 | Operating | 2009 | VIETNAM COAL-MINERAL INDUST | Coal | VIETNAM | Bac Giang | Son Dong Dist | 21.4167 | 106.6167 | ACFB | SUBCR | 29.71% | Coal |  | 45.67% | Platts | Yes | Unknown/No | Unknown/No | 500 | 650 | 126.5563 | 4296.4363 | 1448328687.6753 | 724.1643 | 1466.7294 | 589.6389 | 255.2168
1013257 | Platts-OPR-1013257 | SUAL 1 | SUAL | 647 | Operating | 1999 | SAN MIGUEL CORP | Coal | PHILIPPINES | Pangasinan (Ilocos) | Sual | 16.125 | 120.1006 |  | SUBCR | 30.68% | Coal | BIT | 41.44% | Platts | Yes | Yes | Yes | 1266.7393 | 600.3375 | 25.3339 | 23597.88 | 7954845361.9772 | 10076.7151 | 4775.592 | 201.5275 | 87.2283
1013257 | Platts-OPR-1013257 | SUAL 2 | SUAL | 647 | Operating | 1999 | SAN MIGUEL CORP | Coal | PHILIPPINES | Pangasinan (Ilocos) | Sual | 16.125 | 120.1006 |  | SUBCR | 30.68% | Coal | BIT | 41.44% | Platts | Yes | Yes | Yes | 1266.7393 | 600.3375 | 25.3339 | 23597.88 | 7954845361.9772 | 10076.7151 | 4775.592 | 201.5275 | 87.2283
1031194 | Platts-OPR-1031194 | SULTAN AZIZ (KAPAR) 3 | SULTAN AZIZ (KAPAR) | 300 | Operating | 1988 | TENAGA NASIONAL BERHAD (TNB) | Coal | MALAYSIA | Selangor | Kapar | 3.1333 | 101.3833 | OPPOSED | SUBCR | 29.82% | Coal | BIT | 34.74% | Platts | Low-sulphur coal | Unknown/No | Yes | 1033.5428 | 940.5617 | 45.8066 | 10811.681 | 3644617665.6582 | 3766.8684 | 3427.9878 | 166.9475 | 72.2608
1031194 | Platts-OPR-1031194 | SULTAN AZIZ (KAPAR) 4 | SULTAN AZIZ (KAPAR) | 300 | Operating | 1989 | TENAGA NASIONAL BERHAD (TNB) | Coal | MALAYSIA | Selangor | Kapar | 3.1333 | 101.3833 | OPPOSED | SUBCR | 29.82% | Coal | BIT | 34.74% | Platts | Low-sulphur coal | Unknown/No | Yes | 1033.5428 | 940.5617 | 45.8066 | 10811.681 | 3644617665.6582 | 3766.8684 | 3427.9878 | 166.9475 | 72.2608
1031194 | Platts-OPR-1031194 | SULTAN AZIZ (KAPAR) 5 | SULTAN AZIZ (KAPAR) | 500 | Operating | 2000 | TENAGA NASIONAL BERHAD (TNB) | Coal | MALAYSIA | Selangor | Kapar | 3.1333 | 101.3833 | OPPOSED | SUBCR | 29.82% | Coal | BIT | 34.74% | Platts | Low-sulphur coal | Unknown/No | Yes | 1033.5428 | 940.5617 | 45.8066 | 18019.4683 | 6074362776.097 | 6278.114 | 5713.313 | 278.2458 | 120.4347
1031194 | Platts-OPR-1031194 | SULTAN AZIZ (KAPAR) 6 | SULTAN AZIZ (KAPAR) | 500 | Operating | 2000 | TENAGA NASIONAL BERHAD (TNB) | Coal | MALAYSIA | Selangor | Kapar | 3.1333 | 101.3833 | OPPOSED | SUBCR | 29.82% | Coal | BIT | 34.74% | Platts | Low-sulphur coal | Unknown/No | Yes | 1033.5428 | 940.5617 | 45.8066 | 18019.4683 | 6074362776.097 | 6278.114 | 5713.313 | 278.2458 | 120.4347
1061941 | Platts-OPR-1061941 | SUMMIT ONAHAMA 1 | SUMMIT ONAHAMA | 50 | Operating | 2004 | SUMITOMO CORP | Coal | JAPAN | Fukushima | Iwaki-shi | 36.9491 | 140.9056 |  | SUBCR | 32.89% | Coal |  | 66.94% | Platts | Yes | Yes | Yes | 156.59 | 188.8136 | 15.3827 | 3020.5405 | 1018224216.3944 | 174.8815 | 206.8671 | 3.2109 | 1.3898
1018600 | Platts-OPR-1018600 | SUNAGAWA DAINI 3 | SUNAGAWA DAINI | 125 | Operating | 1977 | HOKKAIDO ELECTRIC POWER CO INC | Coal | JAPAN | Hokkaido | Sunagawa City | 43.4864 | 141.9056 |  | SUBCR | 32.89% | Coal | BIT | 58% | Platts | Unknown/No | Yes | Yes | 434.2654 | 323.5333 | 15.3827 | 6543.3026 | 2205747309.1504 | 1050.6243 | 767.873 | 6.9557 | 3.0107
1018600 | Platts-OPR-1018600 | SUNAGAWA DAINI 4 | SUNAGAWA DAINI | 125 | Operating | 1982 | HOKKAIDO ELECTRIC POWER CO INC | Coal | JAPAN | Hokkaido | Sunagawa City | 43.4864 | 141.9056 |  | SUBCR | 32.89% | Coal | BIT | 58% | Platts | Unknown/No | Yes | Yes | 434.2654 | 323.5333 | 15.3827 | 6543.3026 | 2205747309.1504 | 1050.6243 | 767.873 | 6.9557 | 3.0107
1026152 | Platts-OPR-1026152 | SURALAYA 1 | SURALAYA | 400 | Operating | 1984 | PT PLN PERSERO | Coal | INDONESIA | Banten | Serang - Merak | -5.8919 | 106.0312 |  | SUBCR | 30.8% | Coal | SUB | 55.23% | Platts | Low-sulphur coal | Unknown/No | Yes | 311.1893 | 514.7518 | 55.1601 | 19047.0468 | 6420759477.5967 | 1998.0716 | 3305.0974 | 354.17 | 153.2975
1026152 | Platts-OPR-1026152 | SURALAYA 2 | SURALAYA | 400 | Operating | 1985 | PT PLN PERSERO | Coal | INDONESIA | Banten | Serang - Merak | -5.8919 | 106.0312 |  | SUBCR | 30.8% | Coal | SUB | 55.23% | Platts | Low-sulphur coal | Unknown/No | Yes | 311.1893 | 514.7518 | 55.1601 | 19047.0468 | 6420759477.5967 | 1998.0716 | 3305.0974 | 354.17 | 153.2975
1026152 | Platts-OPR-1026152 | SURALAYA 3 | SURALAYA | 400 | Operating | 1988 | PT PLN PERSERO | Coal | INDONESIA | Banten | Serang - Merak | -5.8919 | 106.0312 |  | SUBCR | 30.8% | Coal | SUB | 55.23% | Platts | Low-sulphur coal | Unknown/No | Yes | 311.1893 | 514.7518 | 55.1601 | 19047.0468 | 6420759477.5967 | 1998.0716 | 3305.0974 | 354.17 | 153.2975
1026152 | Platts-OPR-1026152 | SURALAYA 4 | SURALAYA | 400 | Operating | 1989 | PT PLN PERSERO | Coal | INDONESIA | Banten | Serang - Merak | -5.8919 | 106.0312 |  | SUBCR | 30.8% | Coal | SUB | 55.23% | Platts | Low-sulphur coal | Unknown/No | Yes | 311.1893 | 514.7518 | 55.1601 | 19047.0468 | 6420759477.5967 | 1998.0716 | 3305.0974 | 354.17 | 153.2975
1026152 | Platts-OPR-1026152 | SURALAYA 5 | SURALAYA | 600 | Operating | 1996 | PT PLN PERSERO | Coal | INDONESIA | Banten | Serang - Merak | -5.8919 | 106.0312 |  | SUBCR | 30.8% | Coal | SUB | 55.23% | Platts | Low-sulphur coal | Yes | Yes | 311.1893 | 514.7518 | 55.1601 | 28570.5702 | 9631139216.3951 | 2997.1073 | 4957.6461 | 531.255 | 229.9462
1026152 | Platts-OPR-1026152 | SURALAYA 6 | SURALAYA | 600 | Operating | 1997 | PT PLN PERSERO | Coal | INDONESIA | Banten | Serang - Merak | -5.8919 | 106.0312 |  | SUBCR | 30.8% | Coal | SUB | 55.23% | Platts | Low-sulphur coal | Yes | Yes | 311.1893 | 514.7518 | 55.1601 | 28570.5702 | 9631139216.3951 | 2997.1073 | 4957.6461 | 531.255 | 229.9462
1026152 | Platts-OPR-1026152 | SURALAYA 7 | SURALAYA | 600 | Operating | 1997 | PT PLN PERSERO | Coal | INDONESIA | Banten | Serang - Merak | -5.8919 | 106.0312 |  | SUBCR | 30.8% | Coal | SUB | 55.23% | Platts | Low-sulphur coal | Yes | Yes | 311.1893 | 514.7518 | 55.1601 | 28570.5702 | 9631139216.3951 | 2997.1073 | 4957.6461 | 531.255 | 229.9462
1028922 | Platts-OPR-1028922 | SUWON SK PLANT 2 | SUWON SK PLANT | 27 | Operating | 1989 | SK HOLDINGS | Coal | SOUTH KOREA | Gyeonggi-do | Suwon-si | 37.2911 | 127.0089 | ACFB | SUBCR | 29.73% | Coal | BIT | 64.03% | Platts | Yes | Unknown/No | Unknown/No | 390.5995 | 282.1685 | 27.4839 | 1758.9688 | 592948384.6005 | 231.6054 | 167.3114 | 16.2966 | 7.0537
1028687 | Platts-OPR-1028687 | TACHIBANAWAN 1 | TACHIBANAWAN | 700 | Operating | 2000 | SHIKOKU ELECTRIC POWER CO | Coal | JAPAN | Tokushima | Anan City | 33.9167 | 134.65 | BENSON | SUPERC | 40.64% | Coal |  | 69.11% | Platts | Yes | Yes | Yes | 156.59 | 188.8136 | 15.3827 | 35322.3587 | 11907167126.8006 | 2045.0735 | 2419.1142 | 37.5486 | 16.2524
1014527 | Platts-OPR-1014527 | TACHIBANAWAN J-POWER 1 | TACHIBANAWAN J-POWER | 1050 | Operating | 2000 | J-POWER | Coal | JAPAN | Tokushima | Anan-shi | 33.9218 | 134.6595 | OPPOSED | ULTRSC | 42.28% | Coal | BIT | 69.48% | Platts | Yes | Yes | Yes | 69.5179 | 168.8293 | 3.3104 | 51208.5424 | 17262399632.5522 | 1316.2383 | 3135.9102 | 11.7147 | 5.0706
1014527 | Platts-OPR-1014527 | TACHIBANAWAN J-POWER 2 | TACHIBANAWAN J-POWER | 1050 | Operating | 2001 | J-POWER | Coal | JAPAN | Tokushima | Anan-shi | 33.9218 | 134.6595 | OPPOSED | ULTRSC | 42.28% | Coal | BIT | 69.48% | Platts | Yes | Yes | Yes | 69.5179 | 168.8293 | 3.3104 | 51208.5424 | 17262399632.5522 | 1316.2383 | 3135.9102 | 11.7147 | 5.0706
1021182 | Platts-OPR-1021182 | TAEAN 01 | TAEAN | 500 | Operating | 1995 | KOREA ELECTRIC POWER CORP | Coal | SOUTH KOREA | Chungcheongnam-do | Taean-gun | 36.9861 | 126.6936 | TANGENT | SUPERC | 34.12% | Coal | BIT | 81.39% | Platts | Yes | Yes | Yes | 74.5986 | 119.1171 | 3.2085 | 36085.8175 | 12164529065.5618 | 907.4565 | 1449.0031 | 39.0304 | 16.8937
1021182 | Platts-OPR-1021182 | TAEAN 02 | TAEAN | 500 | Operating | 1996 | KOREA ELECTRIC POWER CORP | Coal | SOUTH KOREA | Chungcheongnam-do | Taean-gun | 36.9861 | 126.6936 | TANGENT | SUPERC | 34.12% | Coal | BIT | 81.39% | Platts | Yes | Yes | Yes | 74.5986 | 119.1171 | 3.2085 | 36085.8175 | 12164529065.5618 | 907.4565 | 1449.0031 | 39.0304 | 16.8937
1021182 | Platts-OPR-1021182 | TAEAN 03 | TAEAN | 500 | Operating | 1997 | KOREA ELECTRIC POWER CORP | Coal | SOUTH KOREA | Chungcheongnam-do | Taean-gun | 36.9861 | 126.6936 | TANGENT | SUPERC | 34.12% | Coal | BIT | 81.39% | Platts | Yes | Yes | Yes | 74.5986 | 119.1171 | 3.2085 | 36085.8175 | 12164529065.5618 | 907.4565 | 1449.0031 | 39.0304 | 16.8937
1021182 | Platts-OPR-1021182 | TAEAN 04 | TAEAN | 500 | Operating | 1997 | KOREA ELECTRIC POWER CORP | Coal | SOUTH KOREA | Chungcheongnam-do | Taean-gun | 36.9861 | 126.6936 | TANGENT | SUPERC | 34.12% | Coal | BIT | 81.39% | Platts | Yes | Yes | Yes | 74.5986 | 119.1171 | 3.2085 | 36085.8175 | 12164529065.5618 | 907.4565 | 1449.0031 | 39.0304 | 16.8937
1021182 | Platts-OPR-1021182 | TAEAN 05 | TAEAN | 500 | Operating | 2001 | KOREA ELECTRIC POWER CORP | Coal | SOUTH KOREA | Chungcheongnam-do | Taean-gun | 36.9861 | 126.6936 | TANGENT | SUPERC | 34.12% | Coal | BIT | 81.39% | Platts | Yes | Unknown/No | Yes | 74.5986 | 119.1171 | 3.2085 | 36085.8175 | 12164529065.5618 | 907.4565 | 1449.0031 | 39.0304 | 16.8937
1021182 | Platts-OPR-1021182 | TAEAN 06 | TAEAN | 500 | Operating | 2002 | KOREA ELECTRIC POWER CORP | Coal | SOUTH KOREA | Chungcheongnam-do | Taean-gun | 36.9861 | 126.6936 | TANGENT | SUPERC | 34.12% | Coal | BIT | 81.39% | Platts | Yes | Unknown/No | Yes | 74.5986 | 119.1171 | 3.2085 | 36085.8175 | 12164529065.5618 | 907.4565 | 1449.0031 | 39.0304 | 16.8937
1021182 | Platts-OPR-1021182 | TAEAN 07 | TAEAN | 550 | Operating | 2007 | KOREA ELECTRIC POWER CORP | Coal | SOUTH KOREA | Chungcheongnam-do | Taean-gun | 36.9861 | 126.6936 | TANGENT | ULTRSC | 34.62% | Coal | BIT | 81.39% | Platts | Yes | Yes | Yes | 74.5986 | 119.1171 | 3.2085 | 39120.0373 | 13187364585.9218 | 983.7585 | 1570.8403 | 42.3122 | 18.3142
1021182 | Platts-OPR-1021182 | TAEAN 08 | TAEAN | 550 | Operating | 2007 | KOREA ELECTRIC POWER CORP | Coal | SOUTH KOREA | Chungcheongnam-do | Taean-gun | 36.9861 | 126.6936 | TANGENT | ULTRSC | 34.62% | Coal | BIT | 81.39% | Platts | Yes | Yes | Yes | 74.5986 | 119.1171 | 3.2085 | 39120.0373 | 13187364585.9218 | 983.7585 | 1570.8403 | 42.3122 | 18.3142
1030835 | Platts-OPR-1030835 | TAICHUNG 01 | TAICHUNG | 550 | Operating | 1991 | MINISTRY OF ECONOMIC AFFAIRS | Coal | TAIWAN | Taichung City | Lung-Ching Dist | 24.2131 | 120.485 |  | SUBCR | 30.65% | Coal | BIT/SUB | 76.33% | Platts | Yes | Yes | Yes | 520.7994 | 564.337 | 45.8066 | 41412.0316 | 13959995867.4754 | 1064.5163 | 3875.5452 | 265.8754 | 115.0804
1030835 | Platts-OPR-1030835 | TAICHUNG 02 | TAICHUNG | 550 | Operating | 1991 | MINISTRY OF ECONOMIC AFFAIRS | Coal | TAIWAN | Taichung City | Lung-Ching Dist | 24.2131 | 120.485 |  | SUBCR | 30.65% | Coal | BIT/SUB | 76.33% | Platts | Yes | Yes | Yes | 520.7994 | 564.337 | 45.8066 | 41412.0316 | 13959995867.4754 | 1064.5163 | 3875.5452 | 265.8754 | 115.0804
1030835 | Platts-OPR-1030835 | TAICHUNG 03 | TAICHUNG | 550 | Operating | 1992 | MINISTRY OF ECONOMIC AFFAIRS | Coal | TAIWAN | Taichung City | Lung-Ching Dist | 24.2131 | 120.485 |  | SUBCR | 30.65% | Coal | BIT/SUB | 76.33% | Platts | Yes | Yes | Yes | 520.7994 | 564.337 | 22.9033 | 41412.0316 | 13959995867.4754 | 1064.5163 | 3875.5452 | 132.9377 | 57.5402
1030835 | Platts-OPR-1030835 | TAICHUNG 04 | TAICHUNG | 550 | Operating | 1992 | MINISTRY OF ECONOMIC AFFAIRS | Coal | TAIWAN | Taichung City | Lung-Ching Dist | 24.2131 | 120.485 |  | SUBCR | 30.65% | Coal | BIT/SUB | 76.33% | Platts | Yes | Yes | Yes | 520.7994 | 564.337 | 22.9033 | 41412.0316 | 13959995867.4754 | 1064.5163 | 3875.5452 | 132.9377 | 57.5402
1030835 | Platts-OPR-1030835 | TAICHUNG 05 | TAICHUNG | 550 | Operating | 1996 | MINISTRY OF ECONOMIC AFFAIRS | Coal | TAIWAN | Taichung City | Lung-Ching Dist | 24.2131 | 120.485 |  | SUBCR | 30.65% | Coal | BIT/SUB | 76.33% | Platts | Yes | Yes | Yes | 520.7994 | 94.0562 | 22.9033 | 41412.0316 | 13959995867.4754 | 1064.5163 | 645.9242 | 132.9377 | 57.5402
1030835 | Platts-OPR-1030835 | TAICHUNG 06 | TAICHUNG | 550 | Operating | 1996 | MINISTRY OF ECONOMIC AFFAIRS | Coal | TAIWAN | Taichung City | Lung-Ching Dist | 24.2131 | 120.485 |  | SUBCR | 30.65% | Coal | BIT/SUB | 76.33% | Platts | Yes | Yes | Yes | 520.7994 | 94.0562 | 22.9033 | 41412.0316 | 13959995867.4754 | 1064.5163 | 645.9242 | 132.9377 | 57.5402
1030835 | Platts-OPR-1030835 | TAICHUNG 07 | TAICHUNG | 550 | Operating | 1996 | MINISTRY OF ECONOMIC AFFAIRS | Coal | TAIWAN | Taichung City | Lung-Ching Dist | 24.2131 | 120.485 |  | SUBCR | 30.65% | Coal | BIT/SUB | 76.33% | Platts | Yes | Yes | Yes | 520.7994 | 94.0562 | 22.9033 | 41412.0316 | 13959995867.4754 | 1064.5163 | 645.9242 | 132.9377 | 57.5402
1030835 | Platts-OPR-1030835 | TAICHUNG 08 | TAICHUNG | 550 | Operating | 1997 | MINISTRY OF ECONOMIC AFFAIRS | Coal | TAIWAN | Taichung City | Lung-Ching Dist | 24.2131 | 120.485 |  | SUBCR | 30.65% | Coal | BIT/SUB | 76.33% | Platts | Yes | Yes | Yes | 520.7994 | 94.0562 | 22.9033 | 41412.0316 | 13959995867.4754 | 1064.5163 | 645.9242 | 132.9377 | 57.5402
1030835 | Platts-OPR-1030835 | TAICHUNG 09 | TAICHUNG | 550 | Operating | 2005 | MINISTRY OF ECONOMIC AFFAIRS | Coal | TAIWAN | Taichung City | Lung-Ching Dist | 24.2131 | 120.485 |  | SUBCR | 30.65% | Coal | BIT/SUB | 76.33% | Platts | Yes | Yes | Yes | 520.7994 | 94.0562 | 22.9033 | 41412.0316 | 13959995867.4754 | 1064.5163 | 645.9242 | 132.9377 | 57.5402
1030835 | Platts-OPR-1030835 | TAICHUNG 10 | TAICHUNG | 550 | Operating | 2006 | MINISTRY OF ECONOMIC AFFAIRS | Coal | TAIWAN | Taichung City | Lung-Ching Dist | 24.2131 | 120.485 |  | SUBCR | 30.65% | Coal | BIT/SUB | 76.33% | Platts | Yes | Yes | Yes | 520.7994 | 94.0562 | 22.9033 | 41412.0316 | 13959995867.4754 | 1064.5163 | 645.9242 | 132.9377 | 57.5402
1014530 | Platts-OPR-1014530 | TAKASAGO J-POWER 1 | TAKASAGO J-POWER | 250 | Operating | 1968 | J-POWER | Coal | JAPAN | Hyogo | Takasago-shi | 34.7662 | 134.7904 |  | SUBCR | 32.89% | Coal | BIT | 56.25% | Platts | Yes | Yes | Yes | 65.0999 | 423.2528 | 12.2762 | 12690.4876 | 4277963386.0284 | 278.4951 | 1810.6598 | 52.517 | 22.7312
1014530 | Platts-OPR-1014530 | TAKASAGO J-POWER 2 | TAKASAGO J-POWER | 250 | Operating | 1969 | J-POWER | Coal | JAPAN | Hyogo | Takasago-shi | 34.7662 | 134.7904 |  | SUBCR | 32.89% | Coal | BIT | 56.25% | Platts | Yes | Yes | Yes | 65.0999 | 423.2528 | 12.2762 | 12690.4876 | 4277963386.0284 | 278.4951 | 1810.6598 | 52.517 | 22.7312
1014531 | Platts-OPR-1014531 | TAKEHARA 1 | TAKEHARA | 250 | Operating | 1967 | J-POWER | Coal | JAPAN | Hiroshima | Takehara-shi | 34.3373 | 132.9572 | CAROLINA | SUBCR | 32.89% | Coal | BIT | 59.45% | Platts | Yes | Yes | Yes | 69.5179 | 168.8293 | 3.3104 | 13412.5836 | 4521381944.2043 | 344.7502 | 821.3602 | 3.0683 | 1.3281
1014531 | Platts-OPR-1014531 | TAKEHARA 2 | TAKEHARA | 350 | Operating | 1974 | J-POWER | Coal | JAPAN | Hiroshima | Takehara-shi | 34.3373 | 132.9572 | ACFB | SUBCR | 32.89% | Coal | BIT | 59.45% | Platts | Yes | Yes | Yes | 69.5179 | 168.8293 | 3.3104 | 18777.6171 | 6329934721.886 | 482.6503 | 1149.9043 | 4.2957 | 1.8593
1014531 | Platts-OPR-1014531 | TAKEHARA 3 | TAKEHARA | 700 | Operating | 1983 | J-POWER | Coal | JAPAN | Hiroshima | Takehara-shi | 34.3373 | 132.9572 | OPPOSED | SUPERC | 40.64% | Coal | BIT | 59.45% | Platts | Yes | Yes | Unknown/No | 69.5179 | 168.8293 | 3.3104 | 30386.418 | 10243261518.7854 | 781.037 | 1860.8044 | 6.9514 | 3.0088
1030842 | Platts-OPR-1030842 | TALIN 03 | TALIN | 375 | Operating | 1972 | MINISTRY OF ECONOMIC AFFAIRS | Coal | TAIWAN | Kaohsiung City | Hsiaokang District | 22.537 | 120.335 | TANGENT | SUBCR | 30.65% | Coal |  | 66.25% | Platts | Low-sulphur coal | Unknown/No | Yes | 1033.5428 | 564.337 | 50.3872 | 24506.542 | 8261155308.7983 | 1250.1606 | 2293.4449 | 173.0718 | 74.9117
1030842 | Platts-OPR-1030842 | TALIN 04 | TALIN | 375 | Operating | 1973 | MINISTRY OF ECONOMIC AFFAIRS | Coal | TAIWAN | Kaohsiung City | Hsiaokang District | 22.537 | 120.335 | TANGENT | SUBCR | 30.65% | Coal |  | 66.25% | Platts | Low-sulphur coal | Unknown/No | Yes | 1033.5428 | 564.337 | 50.3872 | 24506.542 | 8261155308.7983 | 1250.1606 | 2293.4449 | 173.0718 | 74.9117
1030842 | Platts-OPR-1030842 | TALIN 05 | TALIN | 500 | Operating | 1975 | MINISTRY OF ECONOMIC AFFAIRS | Coal | TAIWAN | Kaohsiung City | Hsiaokang District | 22.537 | 120.335 | TANGENT | SUBCR | 30.65% | Coal |  | 66.25% | Platts | Low-sulphur coal | Unknown/No | Yes | 1033.5428 | 564.337 | 50.3872 | 32675.3893 | 11014873745.0644 | 1666.8808 | 3057.9265 | 230.7624 | 99.8822
1021446 | Platts-OPR-1021446 | TAMASHIMA PLANT (KC) 1 | TAMASHIMA PLANT (KC) | 17 | Operating | 1975 | KURARAY COMPANY LTD | Coal | JAPAN |  |  | 36.2048 | 138.2529 |  | SUBCR | 32.89% | Coal |  | 49.8% | Platts | Unknown/No | Unknown/No | Unknown/No | 156.59 | 188.8136 | 15.3827 | 763.9639 | 257532241.5251 | 44.2315 | 52.3214 | 0.81211 | 0.35151
1066875 | Platts-OPR-1066875 | TANJUNG AWAR-AWAR 1 | TANJUNG AWAR-AWAR | 350 | Operating | 2012 | PT PLN PERSERO | Coal | INDONESIA |  | Kec Jenu - Kab Tuban | -6.8105 | 111.9955 |  | SUBCR | 30.8% | Coal |  | 52.87% | Platts | Low-sulphur coal | Unknown/No | Yes | 1033.5428 | 803.5714 | 107.1429 | 15952.508 | 5377590451.0564 | 5557.9699 | 4321.278 | 386.0342 | 167.0894
1066875 | Platts-OPR-1066875 | TANJUNG AWAR-AWAR 2 | TANJUNG AWAR-AWAR | 350 | Operating | 2013 | PT PLN PERSERO | Coal | INDONESIA |  | Kec Jenu - Kab Tuban | -6.8105 | 111.9955 |  | SUBCR | 30.8% | Coal |  | 52.87% | Platts | Low-sulphur coal | Unknown/No | Yes | 1033.5428 | 803.5714 | 107.1429 | 15952.508 | 5377590451.0564 | 5557.9699 | 4321.278 | 386.0342 | 167.0894
1093298 | Platts-OPR-1093298 | TANJUNG BARA PORT 1 | TANJUNG BARA PORT | 18 | Operating | 2011 | PT BUMI RESOURCES TBK | Coal | INDONESIA |  | Sangata | 1.6406 | 116.4194 | ACFB | SUBCR | 30.8% | Coal |  | 52.87% | Platts | ACFB | ACFB | Unknown/No | 609.0821 | 440 | 107.1429 | 820.4147 | 276561794.6258 | 168.4489 | 121.6872 | 48.2241 | 20.8731
1093298 | Platts-OPR-1093298 | TANJUNG BARA PORT 2 | TANJUNG BARA PORT | 18 | Operating | 2011 | PT BUMI RESOURCES TBK | Coal | INDONESIA |  | Sangata | 1.6406 | 116.4194 | ACFB | SUBCR | 30.8% | Coal |  | 52.87% | Platts | ACFB | ACFB | Unknown/No | 609.0821 | 440 | 107.1429 | 820.4147 | 276561794.6258 | 168.4489 | 121.6872 | 48.2241 | 20.8731
1093298 | Platts-OPR-1093298 | TANJUNG BARA PORT 3 | TANJUNG BARA PORT | 18 | Operating | 2011 | PT BUMI RESOURCES TBK | Coal | INDONESIA |  | Sangata | 1.6406 | 116.4194 | ACFB | SUBCR | 30.8% | Coal |  | 52.87% | Platts | ACFB | ACFB | Unknown/No | 609.0821 | 440 | 107.1429 | 820.4147 | 276561794.6258 | 168.4489 | 121.6872 | 48.2241 | 20.8731
1049616 | Platts-OPR-1049616 | TANJUNG BIN 1 | TANJUNG BIN | 748 | Operating | 2006 | MMC CORP BHD | Coal | MALAYSIA |  | Serkat Pontian | 1.334 | 103.5422 | OPPOSED | SUBCR | 29.82% | Coal | BIT/SUB | 43.83% | Platts | Yes | Yes | Yes | 182.3102 | 458.0658 | 45.8066 | 34017.7767 | 11467392515.3181 | 2090.6223 | 5252.8199 | 525.282 | 227.3609
1049616 | Platts-OPR-1049616 | TANJUNG BIN 2 | TANJUNG BIN | 748 | Operating | 2007 | MMC CORP BHD | Coal | MALAYSIA |  | Serkat Pontian | 1.334 | 103.5422 | OPPOSED | SUBCR | 29.82% | Coal | BIT/SUB | 43.83% | Platts | Yes | Yes | Yes | 182.3102 | 458.0658 | 45.8066 | 34017.7767 | 11467392515.3181 | 2090.6223 | 5252.8199 | 525.282 | 227.3609
1049616 | Platts-OPR-1049616 | TANJUNG BIN 3 | TANJUNG BIN | 748 | Operating | 2007 | MMC CORP BHD | Coal | MALAYSIA |  | Serkat Pontian | 1.334 | 103.5422 | OPPOSED | SUBCR | 29.82% | Coal | BIT/SUB | 43.83% | Platts | Yes | Yes | Yes | 182.3102 | 458.0658 | 45.8066 | 34017.7767 | 11467392515.3181 | 2090.6223 | 5252.8199 | 525.282 | 227.3609
1076783 | Platts-OPR-1076783 | TANJUNG ENIM 1 | TANJUNG ENIM | 10 | Operating | 2011 | PT BUKIT ASAM TBK | Coal | INDONESIA |  | Tanjung Enim | -3.2333 | 106.0833 |  | SUBCR | 30.8% | Coal |  | 52.87% | Platts | Unknown/No | Unknown/No | Unknown/No | 1771.7877 | 803.5714 | 4441.6309 | 455.7859 | 153645441.4588 | 272.2271 | 123.4651 | 381.2627 | 99.4598
1076783 | Platts-OPR-1076783 | TANJUNG ENIM 2 | TANJUNG ENIM | 10 | Operating | 2012 | PT BUKIT ASAM TBK | Coal | INDONESIA |  | Tanjung Enim | -3.2333 | 106.0833 |  | SUBCR | 30.8% | Coal |  | 52.87% | Platts | Unknown/No | Unknown/No | Unknown/No | 1771.7877 | 803.5714 | 4441.6309 | 455.7859 | 153645441.4588 | 272.2271 | 123.4651 | 381.2627 | 99.4598
1076783 | Platts-OPR-1076783 | TANJUNG ENIM 3 | TANJUNG ENIM | 10 | Operating | 2012 | PT BUKIT ASAM TBK | Coal | INDONESIA |  | Tanjung Enim | -3.2333 | 106.0833 |  | SUBCR | 30.8% | Coal |  | 52.87% | Platts | Unknown/No | Unknown/No | Unknown/No | 1771.7877 | 803.5714 | 4441.6309 | 455.7859 | 153645441.4588 | 272.2271 | 123.4651 | 381.2627 | 99.4598
1052927 | Platts-OPR-1052927 | TANJUNG JATI-B NO 1 | TANJUNG JATI-B | 660 | Operating | 2006 | SUMITOMO CORP | Coal | INDONESIA |  | Jepara - Kateng | -6.446 | 110.7423 |  | SUBCR | 30.8% | Coal | SUB | 57.25% | Platts | Yes | Yes | Yes | 321.4286 | 910.7143 | 126.5563 | 32575.4052 | 10981169091.7264 | 3529.6615 | 10000.7076 | 1389.7357 | 601.5274
1052927 | Platts-OPR-1052927 | TANJUNG JATI-B NO 2 | TANJUNG JATI-B | 660 | Operating | 2006 | SUMITOMO CORP | Coal | INDONESIA |  | Jepara - Kateng | -6.446 | 110.7423 |  | SUBCR | 30.8% | Coal | SUB | 57.25% | Platts | Yes | Yes | Yes | 321.4286 | 910.7143 | 126.5563 | 32575.4052 | 10981169091.7264 | 3529.6615 | 10000.7076 | 1389.7357 | 601.5274
1052927 | Platts-OPR-1052927 | TANJUNG JATI-B NO 3 | TANJUNG JATI-B | 660 | Operating | 2011 | SUMITOMO CORP | Coal | INDONESIA |  | Jepara - Kateng | -6.446 | 110.7423 |  | SUBCR | 30.8% | Coal | SUB | 57.25% | Platts | Yes | Unknown/No | Yes | 321.4286 | 803.5714 | 107.1429 | 32575.4052 | 10981169091.7264 | 3529.6615 | 8824.1537 | 1176.5538 | 509.2546
1052927 | Platts-OPR-1052927 | TANJUNG JATI-B NO 4 | TANJUNG JATI-B | 660 | Operating | 2012 | SUMITOMO CORP | Coal | INDONESIA |  | Jepara - Kateng | -6.446 | 110.7423 |  | SUBCR | 30.8% | Coal | SUB | 57.25% | Platts | Yes | Unknown/No | Yes | 321.4286 | 803.5714 | 107.1429 | 32575.4052 | 10981169091.7264 | 3529.6615 | 8824.1537 | 1176.5538 | 509.2546
1060288 | Platts-OPR-1060288 | TANJUNG KASAM 1 | TANJUNG KASAM | 65 | Operating | 2012 | PT INTRACO PENTA/PT PLN BATAM | Coal | INDONESIA |  | Telaga Punggur - Pulau Batam | 1.0441 | 104.1357 |  | SUBCR | 30.8% | Coal | SUB | 52.87% | Platts | Low-sulphur coal | Unknown/No | Unknown/No | 1033.5428 | 803.5714 | 107.1429 | 2962.6086 | 998695369.4819 | 1032.1944 | 802.5231 | 174.1427 | 75.3752
1060288 | Platts-OPR-1060288 | TANJUNG KASAM 2 | TANJUNG KASAM | 65 | Operating | 2012 | PT INTRACO PENTA/PT PLN BATAM | Coal | INDONESIA |  | Telaga Punggur - Pulau Batam | 1.0441 | 104.1357 |  | SUBCR | 30.8% | Coal | SUB | 52.87% | Platts | Low-sulphur coal | Unknown/No | Unknown/No | 1033.5428 | 803.5714 | 107.1429 | 2962.6086 | 998695369.4819 | 1032.1944 | 802.5231 | 174.1427 | 75.3752
1066879 | Platts-OPR-1066879 | TARAHAN BARU 1 | TARAHAN BARU | 100 | Operating | 2008 | PT PLN PERSERO | Coal | INDONESIA |  | Tarahan Lampung | -3.3194 | 103.9144 | ACFB | SUBCR | 30.8% | Coal |  | 59.17% | Platts | ACFB | ACFB | Unknown/No | 609.0821 | 440 | 126.5563 | 5101.4249 | 1719690327.2546 | 1047.4327 | 756.6637 | 354.1955 | 153.3085
1066879 | Platts-OPR-1066879 | TARAHAN BARU 2 | TARAHAN BARU | 100 | Operating | 2007 | PT PLN PERSERO | Coal | INDONESIA |  | Tarahan Lampung | -3.3194 | 103.9144 | ACFB | SUBCR | 30.8% | Coal |  | 59.17% | Platts | ACFB | ACFB | Unknown/No | 609.0821 | 440 | 126.5563 | 5101.4249 | 1719690327.2546 | 1047.4327 | 756.6637 | 354.1955 | 153.3085
1026209 | Platts-OPR-1026209 | TARJUN PALM OIL S1 | TARJUN PALM OIL | 6 | Operating | 2010 | PT SINAR MAS | Coal | INDONESIA |  | Kotabaru | -3.281 | 116.2243 | STOKER/TG | SUBCR | 30.8% | Coal |  | 52.87% | Platts | Unknown/No | Unknown/No | Unknown/No | 1771.7877 | 803.5714 | 4441.6309 | 273.4716 | 92187264.8753 | 163.3363 | 74.0791 | 228.7576 | 59.6759
1030761 | Platts-OPR-1030761 | TAYUAN INDUSTRIAL PARK 1 | TAYUAN INDUSTRIAL PARK | 38.4 | Operating | 1996 | TAIWAN COGENERATION CORP | Coal | TAIWAN |  | Tayuan | 22.4053 | 120.5919 |  | SUBCR | 30.65% | Coal |  | 55.01% | Platts | Unknown/No | Unknown/No | Unknown/No | 520.7994 | 94.0562 | 77.8712 | 2083.6012 | 702381973.2656 | 53.56 | 32.499 | 22.7413 | 9.8432
1025976 | Platts-OPR-1025976 | TEGUL-II NO 1 | TEGUL | 1.7 | Operating | 1982 | PT KERTAS BEKASI TEGUH | Coal | INDONESIA |  | Bekasi | -6.2349 | 106.9896 |  | SUBCR | 30.8% | Coal |  | 24.25% | Platts | Unknown/No | Unknown/No | Unknown/No | 1771.7877 | 910.7143 | 4441.6309 | 35.541 | 11980878.4178 | 21.2276 | 10.9112 | 29.7299 | 7.7556
1025976 | Platts-OPR-1025976 | TEGUL-II NO 2 | TEGUL | 6.1 | Operating | 1985 | PT KERTAS BEKASI TEGUH | Coal | INDONESIA |  | Bekasi | -6.2349 | 106.9896 |  | SUBCR | 30.8% | Coal |  | 24.25% | Platts | Unknown/No | Unknown/No | Unknown/No | 1771.7877 | 910.7143 | 4441.6309 | 127.5295 | 42990210.7932 | 76.1695 | 39.1518 | 106.6778 | 27.829
1066878 | Platts-OPR-1066878 | TELUK SIRIH 1 | TELUK SIRIH | 112 | Operating | 2013 | PT PLN PERSERO | Coal | INDONESIA |  | Kec Bungus - Kab Padang Pariaman | -0.63333 | 100.117 |  | SUBCR | 30.8% | Coal |  | 52.87% | Platts | Low-sulphur coal | Unknown/No | Unknown/No | 1033.5428 | 803.5714 | 107.1429 | 5104.8026 | 1720828944.3381 | 1778.5504 | 1382.809 | 300.0613 | 129.8773
1066878 | Platts-OPR-1066878 | TELUK SIRIH 2 | TELUK SIRIH | 112 | Operating | 2013 | PT PLN PERSERO | Coal | INDONESIA |  | Kec Bungus - Kab Padang Pariaman | -0.63333 | 100.117 |  | SUBCR | 30.8% | Coal |  | 52.87% | Platts | Low-sulphur coal | Unknown/No | Unknown/No | 1033.5428 | 803.5714 | 107.1429 | 5104.8026 | 1720828944.3381 | 1778.5504 | 1382.809 | 300.0613 | 129.8773
1054179 | Platts-OPR-1054179 | THA TOOM 1 | THA TOOM | 150 | Operating | 1999 | NATIONAL POWER SUPPLY CO LTD | Coal | THAILAND |  | Srimahaphote | 13.966 | 101.513 | ACFB | SUBCR | 27.18% | Coal | ANTH/BIT | 65.21% | Platts | ACFB | ACFB | Unknown/No | 609.0821 | 440 | 126.5563 | 11246.026 | 3791035361.6378 | 6012.643 | 2225.9972 | 790.6554 | 342.224
1054179 | Platts-OPR-1054179 | THA TOOM 2 | THA TOOM | 150 | Operating | 1999 | NATIONAL POWER SUPPLY CO LTD | Coal | THAILAND |  | Srimahaphote | 13.966 | 101.513 | ACFB | SUBCR | 27.18% | Coal | ANTH/BIT | 65.21% | Platts | ACFB | ACFB | Unknown/No | 609.0821 | 440 | 126.5563 | 11246.026 | 3791035361.6378 | 6012.643 | 2225.9972 | 790.6554 | 342.224
1083449 | Platts-OPR-1083449 | TIDORE (MALUKU UTARA) 1 | TIDORE (MALUKU UTARA) | 7 | Operating | 2012 | PT PLN IPP | Coal | INDONESIA |  | Kec Tidore Utara - Kota Tidore Kepulauan | 0.68334 | 127.4 |  | SUBCR | 30.8% | Coal |  | 52.87% | Platts | Low-sulphur coal | Unknown/No | Unknown/No | 1033.5428 | 803.5714 | 107.1429 | 319.0502 | 107551809.0211 | 111.1594 | 86.4256 | 18.7538 | 8.1173
1083449 | Platts-OPR-1083449 | TIDORE (MALUKU UTARA) 2 | TIDORE (MALUKU UTARA) | 7 | Operating | 2012 | PT PLN IPP | Coal | INDONESIA |  | Kec Tidore Utara - Kota Tidore Kepulauan | 0.68334 | 127.4 |  | SUBCR | 30.8% | Coal |  | 52.87% | Platts | Low-sulphur coal | Unknown/No | Unknown/No | 1033.5428 | 803.5714 | 107.1429 | 319.0502 | 107551809.0211 | 111.1594 | 86.4256 | 18.7538 | 8.1173
1054188 | Platts-OPR-1054188 | TIGYIT 1 | TIGYIT | 60 | Operating | 2004 | MINISTRY ELECTRIC POWER (MM) | Coal | MYANMAR |  | Piinlaung Township | 20.1333 | 96.7833 |  | SUBCR | 30.8% | Coal |  | 58.01% | Platts | Unknown/No | Unknown/No | Unknown/No | 2503.7602 | 1012.4501 | 126.5563 | 3563.4674 | 1201244863.5291 | 3007.6291 | 1216.2005 | 826.7998 | 357.8686
1054188 | Platts-OPR-1054188 | TIGYIT 2 | TIGYIT | 60 | Operating | 2005 | MINISTRY ELECTRIC POWER (MM) | Coal | MYANMAR |  | Piinlaung Township | 20.1333 | 96.7833 |  | SUBCR | 30.8% | Coal |  | 58.01% | Platts | Unknown/No | Unknown/No | Unknown/No | 2503.7602 | 1012.4501 | 126.5563 | 3563.4674 | 1201244863.5291 | 3007.6291 | 1216.2005 | 826.7998 | 357.8686
1031413 | Platts-OPR-1031413 | TOBATA 2 | TOBATA | 156.25 | Operating | 1971 | KYUSHU ELEC/NIPPON STEEL | Coal | JAPAN |  | Tobata-ku Kitakyushi-shi | 33.8833 | 130.8333 |  | SUBCR | 32.89% | Coal |  | 35.02% | Platts | Yes | Unknown/No | Yes | 156.59 | 188.8136 | 15.3827 | 4938.1511 | 1664650736.3113 | 285.9062 | 338.198 | 5.2494 | 2.2721
1031810 | Platts-OPR-1031810 | TOLEDO SANGI 1 | TOLEDO SANGI | 7.5 | Operating | 1963 | GT CAPITAL HOLDINGS INC | Coal | PHILIPPINES |  | Brgy Daanlungsod - Toledo City | 10.3783 | 123.6339 |  | SUBCR | 26.5% | Lignite | LIG | 72.45% | Platts | Low-sulphur coal | Unknown/No | Yes | 1033.5428 | 699.1149 | 174.7787 | 553.6465 | 199644929.3557 | 206.3416 | 301.2827 | 34.8937 | 15.1032
1031810 | Platts-OPR-1031810 | TOLEDO SANGI 2 | TOLEDO SANGI | 7.5 | Operating | 1963 | GT CAPITAL HOLDINGS INC | Coal | PHILIPPINES |  | Brgy Daanlungsod - Toledo City | 10.3783 | 123.6339 |  | SUBCR | 26.5% | Lignite | LIG | 72.45% | Platts | Low-sulphur coal | Unknown/No | Yes | 1033.5428 | 699.1149 | 174.7787 | 553.6465 | 199644929.3557 | 206.3416 | 301.2827 | 34.8937 | 15.1032
1031810 | Platts-OPR-1031810 | TOLEDO SANGI 3 | TOLEDO SANGI | 26.25 | Operating | 1971 | GT CAPITAL HOLDINGS INC | Coal | PHILIPPINES |  | Brgy Daanlungsod - Toledo City | 10.3783 | 123.6339 |  | SUBCR | 26.5% | Lignite | LIG | 72.45% | Platts | Low-sulphur coal | Unknown/No | Yes | 1033.5428 | 699.1149 | 174.7787 | 1937.7628 | 698757252.7448 | 722.1955 | 1054.4893 | 122.1279 | 52.8613
1031810 | Platts-OPR-1031810 | TOLEDO SANGI 4 | TOLEDO SANGI | 52 | Operating | 1983 | GT CAPITAL HOLDINGS INC | Coal | PHILIPPINES |  | Brgy Daanlungsod - Toledo City | 10.3783 | 123.6339 |  | SUBCR | 26.5% | Lignite | LIG | 72.45% | Platts | Low-sulphur coal | Unknown/No | Yes | 1033.5428 | 699.1149 | 174.7787 | 3838.6158 | 1384204843.5326 | 1430.635 | 2088.8931 | 241.9296 | 104.7158
1031810 | Platts-OPR-1031810 | TOLEDO SANGI 5 | TOLEDO SANGI | 82 | Operating | 2010 | GT CAPITAL HOLDINGS INC | Coal | PHILIPPINES |  | Brgy Daanlungsod - Toledo City | 10.3783 | 123.6339 | ACFB | SUBCR | 26.5% | Lignite | LIG | 72.45% | Platts | Yes | Unknown/No | Yes | 594 | 699.1149 | 174.7787 | 6053.2018 | 2182784560.9553 | 1296.574 | 3294.0237 | 381.5043 | 165.1287
1031810 | Platts-OPR-1031810 | TOLEDO SANGI 6 | TOLEDO SANGI | 82 | Operating | 2010 | GT CAPITAL HOLDINGS INC | Coal | PHILIPPINES |  | Brgy Daanlungsod - Toledo City | 10.3783 | 123.6339 | ACFB | SUBCR | 26.5% | Lignite | LIG | 72.45% | Platts | Yes | Unknown/No | Yes | 594 | 699.1149 | 174.7787 | 6053.2018 | 2182784560.9553 | 1296.574 | 3294.0237 | 381.5043 | 165.1287
1031810 | Platts-OPR-1031810 | TOLEDO SANGI 7 | TOLEDO SANGI | 82 | Operating | 2010 | GT CAPITAL HOLDINGS INC | Coal | PHILIPPINES |  | Brgy Daanlungsod - Toledo City | 10.3783 | 123.6339 | ACFB | SUBCR | 26.5% | Lignite | LIG | 72.45% | Platts | Yes | Unknown/No | Yes | 594 | 699.1149 | 174.7787 | 6053.2018 | 2182784560.9553 | 1296.574 | 3294.0237 | 381.5043 | 165.1287
1024748 | Platts-OPR-1024748 | TOMAKOMAI MILL 03 | TOMAKOMAI MILL | 10 | Operating | 1965 | OJI PAPER CO LTD | Coal | JAPAN |  | Tomakomai-shi | 42.6369 | 141.6033 |  | SUBCR | 32.89% | Coal |  | 57.1% | Platts | Unknown/No | Unknown/No | Unknown/No | 156.59 | 188.8136 | 15.3827 | 515.3357 | 173719679.3909 | 29.8366 | 35.2937 | 0.54782 | 0.23711
1024748 | Platts-OPR-1024748 | TOMAKOMAI MILL 04 | TOMAKOMAI MILL | 18.7 | Operating | 1965 | OJI PAPER CO LTD | Coal | JAPAN |  | Tomakomai-shi | 42.6369 | 141.6033 |  | SUBCR | 32.89% | Coal |  | 57.1% | Platts | Unknown/No | Unknown/No | Unknown/No | 156.59 | 188.8136 | 15.3827 | 963.6778 | 324855800.4609 | 55.7945 | 65.9992 | 1.0244 | 0.4434
1024748 | Platts-OPR-1024748 | TOMAKOMAI MILL 05 | TOMAKOMAI MILL | 19 | Operating | 1967 | OJI PAPER CO LTD | Coal | JAPAN |  | Tomakomai-shi | 42.6369 | 141.6033 |  | SUBCR | 32.89% | Coal |  | 57.1% | Platts | Unknown/No | Unknown/No | Unknown/No | 156.59 | 188.8136 | 15.3827 | 979.1379 | 330067390.8426 | 56.6896 | 67.058 | 1.0409 | 0.45052
1024748 | Platts-OPR-1024748 | TOMAKOMAI MILL 06 | TOMAKOMAI MILL | 19 | Operating | 1965 | OJI PAPER CO LTD | Coal | JAPAN |  | Tomakomai-shi | 42.6369 | 141.6033 |  | SUBCR | 32.89% | Coal |  | 57.1% | Platts | Unknown/No | Unknown/No | Unknown/No | 156.59 | 188.8136 | 15.3827 | 979.1379 | 330067390.8426 | 56.6896 | 67.058 | 1.0409 | 0.45052
1024748 | Platts-OPR-1024748 | TOMAKOMAI MILL 07 | TOMAKOMAI MILL | 28.7 | Operating | 1964 | OJI PAPER CO LTD | Coal | JAPAN |  | Tomakomai-shi | 42.6369 | 141.6033 |  | SUBCR | 32.89% | Coal |  | 57.1% | Platts | Unknown/No | Unknown/No | Unknown/No | 156.59 | 188.8136 | 15.3827 | 1479.0136 | 498575479.8518 | 85.6311 | 101.2929 | 1.5722 | 0.68052
1024748 | Platts-OPR-1024748 | TOMAKOMAI MILL 08 | TOMAKOMAI MILL | 21 | Operating | 1968 | OJI PAPER CO LTD | Coal | JAPAN |  | Tomakomai-shi | 42.6369 | 141.6033 |  | SUBCR | 32.89% | Coal |  | 57.1% | Platts | Unknown/No | Unknown/No | Unknown/No | 156.59 | 188.8136 | 15.3827 | 1082.2051 | 364811326.7208 | 62.6569 | 74.1167 | 1.1504 | 0.49794
1024748 | Platts-OPR-1024748 | TOMAKOMAI MILL 09 | TOMAKOMAI MILL | 12 | Operating | 1968 | OJI PAPER CO LTD | Coal | JAPAN |  | Tomakomai-shi | 42.6369 | 141.6033 |  | SUBCR | 32.89% | Coal |  | 57.1% | Platts | Unknown/No | Unknown/No | Unknown/No | 156.59 | 188.8136 | 15.3827 | 618.4029 | 208463615.269 | 35.8039 | 42.3524 | 0.65738 | 0.28454
1024748 | Platts-OPR-1024748 | TOMAKOMAI MILL 10 | TOMAKOMAI MILL | 21 | Operating | 1970 | OJI PAPER CO LTD | Coal | JAPAN |  | Tomakomai-shi | 42.6369 | 141.6033 |  | SUBCR | 32.89% | Coal |  | 57.1% | Platts | Unknown/No | Unknown/No | Unknown/No | 156.59 | 188.8136 | 15.3827 | 1082.2051 | 364811326.7208 | 62.6569 | 74.1167 | 1.1504 | 0.49794
1024748 | Platts-OPR-1024748 | TOMAKOMAI MILL 11 | TOMAKOMAI MILL | 10.6 | Operating | 1986 | OJI PAPER CO LTD | Coal | JAPAN |  | Tomakomai-shi | 42.6369 | 141.6033 |  | SUBCR | 32.89% | Coal |  | 57.1% | Platts | Unknown/No | Unknown/No | Unknown/No | 156.59 | 188.8136 | 15.3827 | 546.2559 | 184142860.1543 | 31.6268 | 37.4113 | 0.58068 | 0.25134
1024748 | Platts-OPR-1024748 | TOMAKOMAI MILL 12 | TOMAKOMAI MILL | 21 | Operating | 1972 | OJI PAPER CO LTD | Coal | JAPAN |  | Tomakomai-shi | 42.6369 | 141.6033 |  | SUBCR | 32.89% | Coal |  | 57.1% | Platts | Unknown/No | Unknown/No | Unknown/No | 156.59 | 188.8136 | 15.3827 | 1082.2051 | 364811326.7208 | 62.6569 | 74.1167 | 1.1504 | 0.49794
1024748 | Platts-OPR-1024748 | TOMAKOMAI MILL 13 | TOMAKOMAI MILL | 28.3 | Operating | 1975 | OJI PAPER CO LTD | Coal | JAPAN |  | Tomakomai-shi | 42.6369 | 141.6033 |  | SUBCR | 32.89% | Coal |  | 57.1% | Platts | Unknown/No | Unknown/No | Unknown/No | 156.59 | 188.8136 | 15.3827 | 1458.4002 | 491626692.6761 | 84.4376 | 99.8811 | 1.5503 | 0.67103
1024748 | Platts-OPR-1024748 | TOMAKOMAI MILL 14 | TOMAKOMAI MILL | 35.55 | Operating | 1981 | OJI PAPER CO LTD | Coal | JAPAN |  | Tomakomai-shi | 42.6369 | 141.6033 |  | SUBCR | 32.89% | Coal |  | 57.1% | Platts | Unknown/No | Unknown/No | Unknown/No | 156.59 | 188.8136 | 15.3827 | 1832.0186 | 617573460.2345 | 106.0692 | 125.469 | 1.9475 | 0.84294
1024748 | Platts-OPR-1024748 | TOMAKOMAI MILL 15 | TOMAKOMAI MILL | 38 | Operating | 1990 | OJI PAPER CO LTD | Coal | JAPAN |  | Tomakomai-shi | 42.6369 | 141.6033 |  | SUBCR | 32.89% | Coal |  | 57.1% | Platts | Unknown/No | Unknown/No | Unknown/No | 156.59 | 188.8136 | 15.3827 | 1958.2758 | 660134781.6852 | 113.3791 | 134.116 | 2.0817 | 0.90103
1018606 | Platts-OPR-1018606 | TOMATOATSUMA 1 | TOMATOATSUMA | 350 | Operating | 1980 | HOKKAIDO ELECTRIC POWER CO INC | Coal | JAPAN |  | Tomakomai | 42.6369 | 141.6033 | CAROLINA | SUBCR | 32.89% | Coal | BIT | 64.47% | Platts | Yes | Yes | Yes | 292.7971 | 252.6713 | 95.1403 | 20362.5503 | 6864215707.0871 | 2009.8221 | 1734.3902 | 653.0633 | 282.6692
1018606 | Platts-OPR-1018606 | TOMATOATSUMA 2 | TOMATOATSUMA | 600 | Operating | 1985 | HOKKAIDO ELECTRIC POWER CO INC | Coal | JAPAN |  | Tomakomai | 42.6369 | 141.6033 |  | SUPERC | 40.64% | Coal | BIT | 64.47% | Platts | Yes | Unknown/No | Yes | 292.7971 | 252.6713 | 95.1403 | 28243.8834 | 9521013095.2546 | 2787.7246 | 2405.6867 | 905.8317 | 392.0764
1018606 | Platts-OPR-1018606 | TOMATOATSUMA 4 | TOMATOATSUMA | 700 | Operating | 2002 | HOKKAIDO ELECTRIC POWER CO INC | Coal | JAPAN |  | Tomakomai | 42.6369 | 141.6033 | OPPOSED | ULTRSC | 42.28% | Coal | BIT | 64.47% | Platts | Yes | Unknown/No | Yes | 292.7971 | 252.6713 | 95.1403 | 31674.8859 | 10677604037.0463 | 3126.371 | 2697.924 | 1015.87 | 439.7049
1059637 | Platts-OPR-1059637 | TONASA CEMENT PLANT 1 | TONASA CEMENT PLANT | 25 | Operating | 1996 | PT SEMEN INDONESIA TBK | Coal | INDONESIA |  | Biringere | -4.8654 | 119.6195 |  | SUBCR | 30.8% | Coal |  | 54.88% | Platts | Unknown/No | Unknown/No | Unknown/No | 1771.7877 | 910.7143 | 4441.6309 | 1182.9378 | 398768334.4327 | 706.5328 | 363.164 | 989.5216 | 258.1361
1059637 | Platts-OPR-1059637 | TONASA CEMENT PLANT 2 | TONASA CEMENT PLANT | 25 | Operating | 1996 | PT SEMEN INDONESIA TBK | Coal | INDONESIA |  | Biringere | -4.8654 | 119.6195 |  | SUBCR | 30.8% | Coal |  | 54.88% | Platts | Unknown/No | Unknown/No | Unknown/No | 1771.7877 | 910.7143 | 4441.6309 | 1182.9378 | 398768334.4327 | 706.5328 | 363.164 | 989.5216 | 258.1361
1093912 | Platts-OPR-1093912 | TONASA CEMENT-IV NO 1 | TONASA CEMENT-IV | 35 | Operating | 2012 | PT SEMEN INDONESIA TBK | Coal | INDONESIA |  | Biringere | -5.1302 | 120.2426 |  | SUBCR | 30.8% | Coal |  | 52.87% | Platts | Unknown/No | Unknown/No | Unknown/No | 1771.7877 | 803.5714 | 4441.6309 | 1595.2508 | 537759045.1056 | 952.7948 | 432.1278 | 1334.4193 | 348.1094
1093912 | Platts-OPR-1093912 | TONASA CEMENT-IV NO 2 | TONASA CEMENT-IV | 35 | Operating | 2012 | PT SEMEN INDONESIA TBK | Coal | INDONESIA |  | Biringere | -5.1302 | 120.2426 |  | SUBCR | 30.8% | Coal |  | 52.87% | Platts | Unknown/No | Unknown/No | Unknown/No | 1771.7877 | 803.5714 | 4441.6309 | 1595.2508 | 537759045.1056 | 952.7948 | 432.1278 | 1334.4193 | 348.1094
1031945 | Platts-OPR-1031945 | TONDA 09 | TONDA | 40 | Operating | 1963 | TOYO SODA MANUFACTURING CO LTD | Coal | JAPAN |  | Nanyo | 38.0551 | 140.1484 |  | SUBCR | 32.89% | Coal |  | 22.51% | Platts | Yes | Unknown/No | Unknown/No | 156.59 | 188.8136 | 15.3827 | 812.557 | 273912967.3491 | 47.045 | 55.6494 | 0.86377 | 0.37387
1045133 | Platts-OPR-1045133 | TOSA POWER 1 | TOSA POWER | 150 | Operating | 2005 | TAIHEIYO CEMENT CORP | Coal | JAPAN |  | Koichi City | 33.5597 | 133.5311 | ACFB | SUBCR | 32.89% | Coal |  | 69.7% | Platts | Yes | Unknown/No | Unknown/No | 156.59 | 188.8136 | 15.3827 | 9434.9654 | 3180526829.2723 | 546.2602 | 646.1703 | 10.0296 | 4.3412
1038426 | Platts-OPR-1038426 | TOSA WORKS 1 | TOSA WORKS | 30.9 | Operating | 1997 | TAIHEIYO CEMENT CORP | Coal | JAPAN |  | Tosa | 33.496 | 133.4253 | ACFB | SUBCR | 32.89% | Coal |  | 66.61% | Platts | Yes | Unknown/No | Unknown/No | 156.59 | 188.8136 | 15.3827 | 1857.344 | 626110654.7536 | 107.5354 | 127.2035 | 1.9744 | 0.85459
1046315 | Platts-OPR-1046315 | TOULIOU FACTORY 1 | TOULIOU FACTORY | 16 | Operating | 1988 | FORMOSA TAFFETA CO | Coal | TAIWAN |  | Touliou City | 23.7094 | 120.5433 |  | SUBCR | 30.65% | Coal |  | 69.32% | Platts | Unknown/No | Unknown/No | Unknown/No | 520.7994 | 564.337 | 116.3487 | 1094.078 | 368813693.2673 | 28.1238 | 102.3893 | 17.8416 | 7.7225
1046315 | Platts-OPR-1046315 | TOULIOU FACTORY 2 | TOULIOU FACTORY | 23.76 | Operating | 1992 | FORMOSA TAFFETA CO | Coal | TAIWAN |  | Touliou City | 23.7094 | 120.5433 |  | SUBCR | 30.65% | Coal |  | 69.32% | Platts | Unknown/No | Unknown/No | Unknown/No | 520.7994 | 564.337 | 77.8712 | 1624.7058 | 547688334.5019 | 41.7638 | 152.0481 | 17.7327 | 7.6754
1018696 | Platts-OPR-1018696 | TOYAMA SHINKO 1 | TOYAMA SHINKO | 250 | Operating | 1971 | HOKURIKU ELECTRIC POWER CO | Coal | JAPAN |  | Imizu City | 36.7727 | 137.0715 | CAROLINA | SUBCR | 32.89% | Coal | BIT | 56.25% | Platts | Yes | Yes | Yes | 89.6686 | 61.4015 | 15.3827 | 12690.4876 | 4277963386.0284 | 420.74 | 282.638 | 13.4903 | 5.8391
1018696 | Platts-OPR-1018696 | TOYAMA SHINKO 2 | TOYAMA SHINKO | 250 | Operating | 1972 | HOKURIKU ELECTRIC POWER CO | Coal | JAPAN |  | Imizu City | 36.7727 | 137.0715 | CAROLINA | SUBCR | 32.89% | Coal | BIT | 56.25% | Platts | Yes | Yes | Yes | 89.6686 | 61.4015 | 15.3827 | 12690.4876 | 4277963386.0284 | 420.74 | 282.638 | 13.4903 | 5.8391
1018697 | Platts-OPR-1018697 | TSURUGA HOKURIKU 1 | TSURUGA HOKURIKU | 500 | Operating | 1991 | HOKURIKU ELECTRIC POWER CO | Coal | JAPAN |  | Tsuruga-shi | 35.6447 | 136.0764 |  | SUPERC | 40.64% | Coal | BIT | 67.6% | Platts | Yes | Unknown/No | Yes | 89.6686 | 61.4015 | 15.3827 | 24681.0778 | 8319991323.3757 | 818.2757 | 549.6881 | 26.2367 | 11.3562
1018697 | Platts-OPR-1018697 | TSURUGA HOKURIKU 2 | TSURUGA HOKURIKU | 700 | Operating | 2000 | HOKURIKU ELECTRIC POWER CO | Coal | JAPAN |  | Tsuruga-shi | 35.6447 | 136.0764 |  | SUPERC | 40.64% | Coal | BIT | 67.6% | Platts | Yes | Yes | Yes | 89.6686 | 61.4015 | 15.3827 | 34553.5089 | 11647987852.726 | 1145.586 | 769.5634 | 36.7313 | 15.8986
1032329 | Platts-OPR-1032329 | ULSAN CHP 1 | ULSAN CHP | 40 | Operating | 1991 | ULSAN PETROCHEMICAL SERVICE CO | Coal | SOUTH KOREA |  | Ulsan-si | 35.5384 | 129.3114 | ACFB | SUBCR | 29.73% | Coal |  | 73.88% | Platts | Yes | Unknown/No | Unknown/No | 260.3997 | 282.1685 | 27.4839 | 3006.991 | 1013656652.5303 | 263.9559 | 286.022 | 27.8593 | 12.0585
1032329 | Platts-OPR-1032329 | ULSAN CHP 2 | ULSAN CHP | 40 | Operating | 1994 | ULSAN PETROCHEMICAL SERVICE CO | Coal | SOUTH KOREA |  | Ulsan-si | 35.5384 | 129.3114 | ACFB | SUBCR | 29.73% | Coal |  | 73.88% | Platts | Yes | Unknown/No | Unknown/No | 260.3997 | 282.1685 | 27.4839 | 3006.991 | 1013656652.5303 | 263.9559 | 286.022 | 27.8593 | 12.0585
1032329 | Platts-OPR-1032329 | ULSAN CHP 3 | ULSAN CHP | 50 | Operating | 1998 | ULSAN PETROCHEMICAL SERVICE CO | Coal | SOUTH KOREA |  | Ulsan-si | 35.5384 | 129.3114 | ACFB | SUBCR | 29.73% | Coal |  | 73.88% | Platts | Unknown/No | Unknown/No | Unknown/No | 390.5995 | 282.1685 | 27.4839 | 3758.7387 | 1267070815.6629 | 494.9173 | 357.5275 | 34.8241 | 15.0731
1018141 | Platts-OPR-1018141 | ULSAN HANJU 1 | ULSAN HANJU | 17.5 | Operating | 1972 | HANJU CORP | Coal | SOUTH KOREA |  | Ulsan-si | 35.5167 | 129.3833 |  | SUBCR | 29.73% | Coal |  | 76.19% | Platts | Unknown/No | Unknown/No | Unknown/No | 260.3997 | 282.1685 | 27.4839 | 1356.5381 | 457288993.9755 | 119.0779 | 129.0326 | 12.5681 | 5.4399
1018141 | Platts-OPR-1018141 | ULSAN HANJU 2 | ULSAN HANJU | 17.5 | Operating | 1972 | HANJU CORP | Coal | SOUTH KOREA |  | Ulsan-si | 35.5167 | 129.3833 |  | SUBCR | 29.73% | Coal |  | 76.19% | Platts | Unknown/No | Unknown/No | Unknown/No | 260.3997 | 282.1685 | 27.4839 | 1356.5381 | 457288993.9755 | 119.0779 | 129.0326 | 12.5681 | 5.4399
1018141 | Platts-OPR-1018141 | ULSAN HANJU 3 | ULSAN HANJU | 40 | Operating | 1994 | HANJU CORP | Coal | SOUTH KOREA |  | Ulsan-si | 35.5167 | 129.3833 |  | SUBCR | 29.73% | Coal |  | 76.19% | Platts | Unknown/No | Unknown/No | Unknown/No | 260.3997 | 282.1685 | 27.4839 | 3100.6585 | 1045231986.2296 | 272.1781 | 294.9316 | 28.7271 | 12.4341
1018141 | Platts-OPR-1018141 | ULSAN HANJU 4 | ULSAN HANJU | 6.5 | Operating | 1993 | HANJU CORP | Coal | SOUTH KOREA |  | Ulsan-si | 35.5167 | 129.3833 |  | SUBCR | 29.73% | Coal |  | 76.19% | Platts | Unknown/No | Unknown/No | Unknown/No | 260.3997 | 282.1685 | 27.4839 | 503.857 | 169850197.7623 | 44.2289 | 47.9264 | 4.6682 | 2.0205
1018141 | Platts-OPR-1018141 | ULSAN HANJU 5 | ULSAN HANJU | 50 | Operating | 1998 | HANJU CORP | Coal | SOUTH KOREA |  | Ulsan-si | 35.5167 | 129.3833 |  | SUBCR | 29.73% | Coal |  | 76.19% | Platts | Unknown/No | Unknown/No | Unknown/No | 390.5995 | 282.1685 | 27.4839 | 3875.8231 | 1306539982.787 | 510.3339 | 368.6644 | 35.9089 | 15.5426
1021215 | Platts-OPR-1021215 | ULSAN KZC 1 | ULSAN KZC | 43.5 | Operating | 1993 | KOREA ZINC CO LTD | Coal | SOUTH KOREA |  | Ulsan-si | 35.5384 | 129.3114 | ACFB | SUBCR | 29.73% | Coal |  | 74.02% | Platts | Yes | Unknown/No | Unknown/No | 390.5995 | 282.1685 | 27.4839 | 3276.0026 | 1104340485.6845 | 431.3549 | 311.6101 | 30.3516 | 13.1373
1061009 | Platts-OPR-1061009 | ULSAN SUNHILL 1 | ULSAN SUNHILL | 9.2 | Operating | 1991 | SUNHILL GLUCOSE LTD | Coal | SOUTH KOREA |  | Ulsan-si | 35.5384 | 129.3114 | ACFB | SUBCR | 29.73% | Coal |  | 62.23% | Platts | Yes | Unknown/No | Unknown/No | 390.5995 | 282.1685 | 27.4839 | 582.5024 | 196361566.0258 | 76.6987 | 55.4071 | 5.3968 | 2.3359
1067298 | Platts-OPR-1067298 | UMBU BINER | UMBU BINER | 2.5 | Operating | 2006 | PT PLN PERSERO | Coal | INDONESIA |  |  | -8.6574 | 121.0794 |  | SUBCR | 30.8% | Coal |  | 44.96% | Platts | Low-sulphur coal | Unknown/No | Unknown/No | 1033.5428 | 910.7143 | 126.5563 | 96.9118 | 32668972.5738 | 33.7648 | 29.7521 | 6.7287 | 2.9124
1025668 | Platts-OPR-1025668 | UONG BI 5 | UONG BI | 55 | Operating | 1965 | ELECTRICITY OF VIETNAM (EVN) | Coal | VIETNAM |  | Uong Bi Town | 21.0333 | 106.7833 |  | SUBCR | 29.71% | Coal | ANTH | 52.4% | Platts | Unknown/No | Unknown/No | Yes | 1500 | 1012.4501 | 126.5563 | 2464.9826 | 830945630.3044 | 3197.151 | 1310.7375 | 105.1614 | 75.5385
1025668 | Platts-OPR-1025668 | UONG BI 6 | UONG BI | 55 | Operating | 1974 | ELECTRICITY OF VIETNAM (EVN) | Coal | VIETNAM |  | Uong Bi Town | 21.0333 | 106.7833 |  | SUBCR | 29.71% | Coal | ANTH | 52.4% | Platts | Unknown/No | Unknown/No | Yes | 1500 | 1012.4501 | 126.5563 | 2464.9826 | 830945630.3044 | 3197.151 | 1310.7375 | 105.1614 | 75.5385
1025668 | Platts-OPR-1025668 | UONG BI 7 | UONG BI | 300 | Operating | 2006 | ELECTRICITY OF VIETNAM (EVN) | Coal | VIETNAM |  | Uong Bi Town | 21.0333 | 106.7833 |  | SUBCR | 29.71% | Coal | ANTH | 52.4% | Platts | Yes | Unknown/No | Yes | 350 | 455 | 126.5563 | 13445.3596 | 4532430710.7512 | 1586.3507 | 3213.0099 | 573.6075 | 248.2779
1025668 | Platts-OPR-1025668 | UONG BI 8 | UONG BI | 330 | Operating | 2011 | ELECTRICITY OF VIETNAM (EVN) | Coal | VIETNAM |  | Uong Bi Town | 21.0333 | 106.7833 |  | SUBCR | 29.71% | Coal | ANTH | 52.4% | Platts | Unknown/No | Unknown/No | Yes | 350 | 455 | 126.5563 | 14789.8955 | 4985673781.8263 | 4476.0115 | 3534.3109 | 630.9682 | 273.1057
1075911 | Platts-OPR-1075911 | VINH TAN-2 NO 1 | VINH TAN-2 | 622 | Operating | 2014 | ELECTRICITY OF VIETNAM (EVN) | Coal | VIETNAM |  | Tuy Phong Dist | 11.317 | 108.808 |  | SUBCR | 29.71% | Coal | ANTH | 45.67% | Platts | Yes | Unknown/No | Unknown/No | 350 | 455 | 126.5563 | 24294.3945 | 8189640397.582 | 2866.3741 | 5805.5815 | 3334.1401 | 1443.1353
1014539 | Platts-OPR-1014539 | WAKAMATSU REPOWER 1 | WAKAMATSU REPOWER | 70 | Operating | 1994 | J-POWER | Coal | JAPAN |  | Kita-Kyushu | 33.8333 | 130.8333 | PFBC | SUBCR | 32.89% | Coal | BIT | 66.68% | Platts | Yes | Unknown/No | Unknown/No | 69.5179 | 168.8293 | 3.3104 | 4212.1706 | 1419922699.0354 | 108.2675 | 257.945 | 0.9636 | 0.41708
1031267 | Platts-OPR-1031267 | WANG SALA MILL 1 | WANG SALA MILL | 26.2 | Operating | 1991 | THAI KRAFT PAPER INDUST CO LTD | Coal | THAILAND |  | Thamuang Dist | 13.9612 | 99.6412 |  | SUBCR | 27.18% | Coal |  | 62.05% | Platts | Unknown/No | Unknown/No | Unknown/No | 2142.5 | 880 | 126.5563 | 1869.1223 | 630081129.0134 | 3515.1917 | 739.9345 | 131.4092 | 56.8786
1031267 | Platts-OPR-1031267 | WANG SALA MILL 2 | WANG SALA MILL | 34 | Operating | 1996 | THAI KRAFT PAPER INDUST CO LTD | Coal | THAILAND |  | Thamuang Dist | 13.9612 | 99.6412 |  | SUBCR | 27.18% | Coal |  | 62.05% | Platts | Unknown/No | Unknown/No | Unknown/No | 2142.5 | 880 | 126.5563 | 2425.5786 | 817662533.8342 | 4561.6992 | 960.2203 | 170.5311 | 73.8119
1020257 | Platts-OPR-1020257 | YATSUSHIRO MILL 5 | YATSUSHIRO MILL | 70 | Operating | 1993 | NIPPON PAPER INDUSTRIES CO LTD | Coal | JAPAN |  | Yatsushiro | 32.5 | 130.6 |  | SUBCR | 32.89% | Coal |  | 37.74% | Platts | Unknown/No | Unknown/No | Unknown/No | 156.59 | 188.8136 | 15.3827 | 2384.23 | 803723916.4578 | 138.0408 | 163.2882 | 2.5345 | 1.097
1024087 | Platts-OPR-1024087 | YAWATA WORKS 7 | YAWATA WORKS | 149 | Operating | 1999 | NIPPON STEEL & SUMITOMO METAL | Coal | JAPAN |  | Kitakyushu City | 33.8333 | 130.8333 | CAROLINA | SUBCR | 32.89% | Coal |  | 55.93% | Platts | No | Unknown/No | No | 156.59 | 188.8136 | 15.3827 | 7520.1857 | 2535054599.0786 | 435.3994 | 515.0332 | 7.9942 | 2.0854
1021192 | Platts-OPR-1021192 | YONGDONG 1 | YONGDONG | 125 | Operating | 1973 | KOREA ELECTRIC POWER CORP | Anth | SOUTH KOREA |  | Gangnung-si | 37.7556 | 128.8961 | CAROLINA | SUBCR | 29.73% | Anth | ANTH | 65.95% | Platts | Yes | Unknown/No | Yes | 74.5986 | 119.1171 | 3.2085 | 8387.3494 | 2827375481.5331 | 210.9182 | 336.7887 | 9.0717 | 3.9266
1021192 | Platts-OPR-1021192 | YONGDONG 2 | YONGDONG | 200 | Operating | 1979 | KOREA ELECTRIC POWER CORP | Anth | SOUTH KOREA |  | Gangnung-si | 37.7556 | 128.8961 | CAROLINA | SUBCR | 29.73% | Anth | ANTH | 65.95% | Platts | Yes | Unknown/No | Yes | 74.5986 | 119.1171 | 3.2085 | 13419.759 | 4523800770.4529 | 337.4691 | 538.8619 | 14.5148 | 6.2825
1021197 | Platts-OPR-1021197 | YONGHUNGDO 1 | YONGHUNGDO | 800 | Operating | 2004 | KOREA ELECTRIC POWER CORP | Coal | SOUTH KOREA |  | Ongjin-gun - Incheon-si | 36.8931 | 126.6281 | TANGENT | SUPERC | 34.12% | Coal | BIT | 83.33% | Platts | Yes | Yes | Yes | 74.5986 | 119.1171 | 3.2085 | 59117.9784 | 19928670517.3147 | 1486.6503 | 2373.8449 | 63.9419 | 27.6764
1021197 | Platts-OPR-1021197 | YONGHUNGDO 2 | YONGHUNGDO | 800 | Operating | 2004 | KOREA ELECTRIC POWER CORP | Coal | SOUTH KOREA |  | Ongjin-gun - Incheon-si | 36.8931 | 126.6281 | TANGENT | SUPERC | 34.12% | Coal | BIT | 83.33% | Platts | Yes | Yes | Yes | 74.5986 | 119.1171 | 3.2085 | 59117.9784 | 19928670517.3147 | 1486.6503 | 2373.8449 | 63.9419 | 27.6764
1021197 | Platts-OPR-1021197 | YONGHUNGDO 3 | YONGHUNGDO | 870 | Operating | 2008 | KOREA ELECTRIC POWER CORP | Coal | SOUTH KOREA |  | Ongjin-gun - Incheon-si | 36.8931 | 126.6281 | TANGENT | ULTRSC | 34.62% | Coal | BIT/SUB | 83.33% | Platts | Yes | Yes | Yes | 74.5986 | 119.1171 | 3.2085 | 63360.5397 | 21358837920.4691 | 1593.3388 | 2544.2022 | 68.5307 | 29.6625
1021197 | Platts-OPR-1021197 | YONGHUNGDO 4 | YONGHUNGDO | 870 | Operating | 2008 | KOREA ELECTRIC POWER CORP | Coal | SOUTH KOREA |  | Ongjin-gun - Incheon-si | 36.8931 | 126.6281 | TANGENT | ULTRSC | 34.62% | Coal | BIT/SUB | 83.33% | Platts | Yes | Yes | Yes | 74.5986 | 119.1171 | 3.2085 | 63360.5397 | 21358837920.4691 | 1593.3388 | 2544.2022 | 68.5307 | 29.6625
1021198 | Platts-OPR-1021198 | YONGNAM 1 | YONGNAM | 200 | Operating | 1973 | KOREA ELECTRIC POWER CORP | Coal | SOUTH KOREA |  | Ulsan Nam-gu | 35.4869 | 129.3833 |  | SUBCR | 29.73% | Coal | BIT | 69.96% | Platts | Yes | Unknown/No | Unknown/No | 74.5986 | 119.1171 | 3.2085 | 14237.051 | 4799309875.2979 | 358.0217 | 571.6797 | 15.3988 | 6.6651
1021198 | Platts-OPR-1021198 | YONGNAM 2 | YONGNAM | 200 | Operating | 1970 | KOREA ELECTRIC POWER CORP | Coal | SOUTH KOREA |  | Ulsan Nam-gu | 35.4869 | 129.3833 |  | SUBCR | 29.73% | Coal | BIT | 69.96% | Platts | Yes | Yes | Unknown/No | 74.5986 | 119.1171 | 3.2085 | 14237.051 | 4799309875.2979 | 358.0217 | 571.6797 | 15.3988 | 6.6651
1021194 | Platts-OPR-1021194 | YOSU 1 | YOSU | 200 | Operating | 1975 | KOREA ELECTRIC POWER CORP | Coal | SOUTH KOREA |  | Yosu-si | 36.8931 | 126.6281 |  | SUBCR | 29.73% | Coal | BIT | 65.38% | Platts | Yes | Unknown/No | Yes | 74.5986 | 119.1171 | 3.2085 | 13303.9906 | 4484775231.003 | 334.5578 | 534.2133 | 14.3896 | 6.2283
1080470 | Platts-OPR-1080470 | YOSU COGEN 1 | YOSU COGEN | 24.2 | Operating | 2012 | HANWHA GROUP | Coal | SOUTH KOREA |  | Yosu-si | 34.6564 | 126.6119 |  | SUBCR | 29.73% | Coal |  | 65.38% | Platts | Unknown/No | Unknown/No | Unknown/No | 390.5995 | 131.6786 | 18.3226 | 1609.7829 | 542657802.9514 | 211.9619 | 71.4564 | 9.9429 | 4.3037
1080470 | Platts-OPR-1080470 | YOSU COGEN 2 | YOSU COGEN | 24.2 | Operating | 2012 | HANWHA GROUP | Coal | SOUTH KOREA |  | Yosu-si | 34.6564 | 126.6119 |  | SUBCR | 29.73% | Coal |  | 65.38% | Platts | Unknown/No | Unknown/No | Unknown/No | 390.5995 | 131.6786 | 18.3226 | 1609.7829 | 542657802.9514 | 211.9619 | 71.4564 | 9.9429 | 4.3037
1068732 | Platts-OPR-1068732 | YOSU HANWHA 1 | YOSU HANWHA | 16.5 | Operating | 1998 | HANWHA GROUP | Coal | SOUTH KOREA |  | Yosu-si | 34.6564 | 126.6119 |  | SUBCR | 29.73% | Coal | BIT | 68.71% | Platts | Unknown/No | Unknown/No | Unknown/No | 390.5995 | 282.1685 | 27.4839 | 1153.5987 | 388878111.1003 | 151.8956 | 109.7292 | 10.6879 | 4.6261
1068732 | Platts-OPR-1068732 | YOSU HANWHA NEW 1 | YOSU HANWHA | 125 | Operating | 2010 | HANWHA GROUP | Coal | SOUTH KOREA |  | Yosu-si | 34.6564 | 126.6119 | ACFB | SUBCR | 29.73% | Coal | BIT | 68.71% | Platts | Yes | Yes | Unknown/No | 390.5995 | 131.6786 | 18.3226 | 8739.3839 | 2946046296.2143 | 1150.7244 | 387.9314 | 53.9793 | 23.3642
1068732 | Platts-OPR-1068732 | YOSU HANWHA NEW 2 | YOSU HANWHA | 125 | Operating | 2010 | HANWHA GROUP | Coal | SOUTH KOREA |  | Yosu-si | 34.6564 | 126.6119 | ACFB | SUBCR | 29.73% | Coal | BIT | 68.71% | Platts | Yes | Yes | Unknown/No | 390.5995 | 131.6786 | 18.3226 | 8739.3839 | 2946046296.2143 | 1150.7244 | 387.9314 | 53.9793 | 23.3642
1018724 | Platts-OPR-1018724 | YOSU HONAM 1 | YOSU HONAM | 30 | Operating | 1977 | HONAM PETROCHEMICAL CORP | Coal | SOUTH KOREA |  | Yosu-si | 34.6564 | 126.6119 |  | SUBCR | 29.73% | Coal |  | 65.79% | Platts | Unknown/No | Unknown/No | Unknown/No | 260.3997 | 282.1685 | 27.4839 | 2008.1795 | 676957317.733 | 176.2795 | 191.016 | 18.6055 | 8.0531
1018724 | Platts-OPR-1018724 | YOSU HONAM 2 | YOSU HONAM | 30 | Operating | 1977 | HONAM PETROCHEMICAL CORP | Coal | SOUTH KOREA |  | Yosu-si | 34.6564 | 126.6119 |  | SUBCR | 29.73% | Coal |  | 65.79% | Platts | Unknown/No | Unknown/No | Unknown/No | 260.3997 | 282.1685 | 27.4839 | 2008.1795 | 676957317.733 | 176.2795 | 191.016 | 18.6055 | 8.0531
1018724 | Platts-OPR-1018724 | YOSU HONAM 3 | YOSU HONAM | 42 | Operating | 2002 | HONAM PETROCHEMICAL CORP | Coal | SOUTH KOREA |  | Yosu-si | 34.6564 | 126.6119 |  | SUBCR | 29.73% | Coal |  | 65.79% | Platts | Unknown/No | Unknown/No | Unknown/No | 390.5995 | 131.6786 | 18.3226 | 2811.4513 | 947740244.8262 | 370.1869 | 124.7971 | 17.3651 | 7.5162
1022066 | Platts-OPR-1022066 | YOSU LGP 1 | YOSU LGP | 12.5 | Operating | 1989 | LG PETROCHEMICAL CO LTD | Coal | SOUTH KOREA |  | Yosu-si | 34.6564 | 126.6119 |  | SUBCR | 29.73% | Coal | BIT | 46.9% | Platts | Unknown/No | Unknown/No | Unknown/No | 390.5995 | 282.1685 | 27.4839 | 596.5169 | 201085837.6754 | 78.544 | 56.7401 | 5.5266 | 2.3921
1022066 | Platts-OPR-1022066 | YOSU LGP 2 | YOSU LGP | 25.35 | Operating | 1991 | LG PETROCHEMICAL CO LTD | Coal | SOUTH KOREA |  | Yosu-si | 34.6564 | 126.6119 | ACFB | SUBCR | 29.73% | Coal | BIT | 46.9% | Platts | Yes | Unknown/No | Unknown/No | 390.5995 | 282.1685 | 27.4839 | 1209.7362 | 407802078.8057 | 159.2873 | 115.0689 | 11.208 | 4.8512
1022066 | Platts-OPR-1022066 | YOSU LGP 3 | YOSU LGP | 13.9 | Operating | 1995 | LG PETROCHEMICAL CO LTD | Coal | SOUTH KOREA |  | Yosu-si | 34.6564 | 126.6119 | ACFB | SUBCR | 29.73% | Coal | BIT | 46.9% | Platts | Yes | Unknown/No | Unknown/No | 390.5995 | 282.1685 | 27.4839 | 663.3268 | 223607451.495 | 87.341 | 63.095 | 6.1456 | 2.66
1021194 | Platts-OPR-1021194 | YOSU REBUILD 2 | YOSU | 340 | Operating | 2011 | KOREA ELECTRIC POWER CORP | Coal | SOUTH KOREA |  | Yosu-si | 36.8931 | 126.6281 | ACFB | SUBCR | 29.73% | Coal | BIT | 65.38% | Platts | Yes | Unknown/No | Yes | 74.5986 | 119.1171 | 3.2085 | 22616.784 | 7624117892.705 | 568.7483 | 908.1626 | 24.4623 | 10.5882
1071490 | CS-CON-1071490 | Adipala Unit 1 | Adipala power station | 660 | Construction | 2014 | PLN | Coal | Indonesia | West Java | Cilacap | -7.6859 | 109.0904 |  | SUPERC | 30.8% | Coal | SUB | 80% | CS | CF |  | ESP | 803.5714 | 803.5714 | 107.1429 | 54058.6734 | 18223178787.4912 | 14643.6258 | 14643.6258 | 1308.1639 | 566.2202
1098639 | CS-PLN-1098639 | Astratel Kalimantan power station | Astratel Kalimantan power station | 200 | Announced | 2017 | Astra International, Tata | Coal | Indonesia | South Kalimantan |  | -3.0926 | 115.2838 |  | SUBCR | 38% | Coal |  | 80% | http://www.lp3d.org/blog/2013/12/astratel-nusantara-dan-tata-power-akan-membentuk-joint-venture/, location assumed |  |  |  | 803.5714 | 803.5714 | 107.1429 | 13278.3158 | 4476120252.6316 | 3596.8823 | 3596.8823 | 321.3215 | 139.0795
1063560 | CS-PLN-1063560 | Bangko Tengah (SS-8) Unit 1 | Bangko Tengah (SS-8) power station | 660 | Permitted | 2016 | China Huadian, Bukit Asam | Coal | Indonesia | South Sumatra | Jambi | -0.58972 | 101.3431 |  |  | 38% | Coal |  | 80% | CS |  |  |  | 803.5714 | 803.5714 | 107.1429 | 43818.4421 | 14771196833.6842 | 11869.7117 | 11869.7117 | 1060.3609 | 458.9622
1063560 | CS-PLN-1063560 | Bangko Tengah (SS-8) Unit 2 | Bangko Tengah (SS-8) power station | 660 | Permitted | 2016 | China Huadian, Bukit Asam | Coal | Indonesia | South Sumatra | Jambi | -0.58972 | 101.3431 |  |  | 38% | Coal |  | 80% | CS |  |  |  | 803.5714 | 803.5714 | 107.1429 | 43818.4421 | 14771196833.6842 | 11869.7117 | 11869.7117 | 1060.3609 | 458.9622
1089969 | CS-PLN-1089969 | Banjarmasin (Asam-Asam)-B power station Unit 1 | Banjarmasin (Asam-Asam)-B power station | 100 | Pre-permit development | 2015 | Korea East-West, Adaro, PLN | Coal | Indonesia | South Kalimantan |  | -3.3333 | 114.5833 |  |  | 38% | Lignite | LIG | 80% | CS | CF |  |  | 803.5714 | 699.1149 | 107.1429 | 6639.1579 | 2394080336.8421 | 1923.8146 | 1673.7373 | 171.8608 | 74.3875
1089969 | CS-PLN-1089969 | Banjarmasin (Asam-Asam)-B power station Unit 2 | Banjarmasin (Asam-Asam)-B power station | 100 | Pre-permit development | 2015 | Korea East-West, Adaro, PLN | Coal | Indonesia | South Kalimantan |  | -3.3333 | 114.5833 |  |  | 38% | Lignite | LIG | 80% | CS | CF |  |  | 803.5714 | 699.1149 | 107.1429 | 6639.1579 | 2394080336.8421 | 1923.8146 | 1673.7373 | 171.8608 | 74.3875
1057264 | CS-CON-1057264 | Banjarsari power station Unit 1 | Banjarsari power station | 110 | Construction | 2014 | Bukit Asam TBK | Coal | Indonesia | South Sumatra |  | -3.7864 | 103.5428 |  | SUBCR | 38% | Coal | SUB | 80% | CS |  |  |  | 803.5714 | 803.5714 | 107.1429 | 7303.0737 | 2461866138.9474 | 1978.2853 | 1978.2853 | 176.7268 | 76.4937
1057264 | CS-CON-1057264 | Banjarsari power station Unit 2 | Banjarsari power station | 110 | Construction | 2014 | Bukit Asam TBK | Coal | Indonesia | South Sumatra |  | -3.7864 | 103.5428 |  | SUBCR | 38% | Coal | SUB | 80% | CS |  |  |  | 803.5714 | 803.5714 | 107.1429 | 7303.0737 | 2461866138.9474 | 1978.2853 | 1978.2853 | 176.7268 | 76.4937
1092951 | CS-CON-1092951 | Banten Serang Unit 1 | Banten Serang power station | 670 | Construction | 2017 | Genting Power Holdings Ltd | Coal | Indonesia | Banten |  | -5.9012 | 106.0773 |  | SUPERC | 41% | Coal |  | 80% | CS |  |  |  | 803.5714 | 803.5714 | 107.1429 | 41227.5512 | 13897807516.0976 | 11167.881 | 11167.881 | 997.664 | 431.8247
1093251 | CS-PLN-1093251 | Banten Suralaya power station Unit 9 | Banten Suralaya power station | 625 | Announced | 2016 | PLN | Coal | Indonesia | Banten | Cilegon | -5.8892 | 106.0336 |  | SUBCR | 38% | Coal | SUB | 80% | CS | CF |  |  | 803.5714 | 803.5714 | 107.1429 | 41494.7368 | 13987875789.4737 | 11240.2573 | 11240.2573 | 1004.1297 | 434.6233
1057103 | CS-PLN-1057103 | Banyuasin power station Unit 1 | Banyuasin power station | 135 | Pre-permit development |  | Truba Alam Manunggal Engineering | Coal | Indonesia | South Sumatra |  | -2.8833 | 104.3831 |  | SUBCR | 38% | Coal |  | 80% | CS |  |  |  | 803.5714 | 803.5714 | 107.1429 | 8962.8632 | 3021381170.5263 | 2427.8956 | 2427.8956 | 216.892 | 93.8786
1057103 | CS-PLN-1057103 | Banyuasin power station Unit 2 | Banyuasin power station | 135 | Pre-permit development |  | Truba Alam Manunggal Engineering | Coal | Indonesia | South Sumatra |  | -2.8833 | 104.3831 |  | SUBCR | 38% | Coal |  | 80% | CS |  |  |  | 803.5714 | 803.5714 | 107.1429 | 8962.8632 | 3021381170.5263 | 2427.8956 | 2427.8956 | 216.892 | 93.8786
1092941 | CS-CON-1092941 | Celukan Bawang power station Unit 1 | Celukan Bawang power station | 142 | Construction | 2015 | China Huadian Group | Coal | Indonesia | Bali |  | -8.1963 | 114.8516 |  | SUBCR | 38% | Coal |  | 80% | CS |  |  |  | 803.5714 | 803.5714 | 107.1429 | 9427.6042 | 3178045379.3684 | 2553.7865 | 2553.7865 | 228.1383 | 98.7464
1092941 | CS-CON-1092941 | Celukan Bawang power station Unit 2 | Celukan Bawang power station | 142 | Construction | 2015 | China Huadian Group | Coal | Indonesia | Bali |  | -8.1963 | 114.8516 |  | SUBCR | 38% | Coal |  | 80% | CS |  |  |  | 803.5714 | 803.5714 | 107.1429 | 9427.6042 | 3178045379.3684 | 2553.7865 | 2553.7865 | 228.1383 | 98.7464
1092941 | CS-CON-1092941 | Celukan Bawang power station Unit 3 | Celukan Bawang power station | 142 | Construction | 2015 | China Huadian Group | Coal | Indonesia | Bali |  | -8.1963 | 114.8516 |  | SUBCR | 38% | Coal |  | 80% | CS |  |  |  | 803.5714 | 803.5714 | 107.1429 | 9427.6042 | 3178045379.3684 | 2553.7865 | 2553.7865 | 228.1383 | 98.7464
1081080 | CS-CON-1081080 | Cent Prima Bahari power station Unit 1 | Cent Prima Bahari power station | 30 | Construction | 2013 | Truba Alam Manunggal Engineering | Coal | Indonesia | Lampung |  | -4.5617 | 105.4222 |  | SUBCR | 38% | Coal | SUB | 80% | CS |  |  |  | 803.5714 | 803.5714 | 107.1429 | 1991.7474 | 671418037.8947 | 539.5324 | 539.5324 | 48.1982 | 20.8619
1081080 | CS-CON-1081080 | Cent Prima Bahari power station Unit 2 | Cent Prima Bahari power station | 30 | Construction | 2013 | Truba Alam Manunggal Engineering | Coal | Indonesia | Lampung |  | -4.5617 | 105.4222 |  | SUBCR | 38% | Coal | SUB | 80% | CS |  |  |  | 803.5714 | 803.5714 | 107.1429 | 1991.7474 | 671418037.8947 | 539.5324 | 539.5324 | 48.1982 | 20.8619
1081080 | CS-PLN-1081080 | Cent Prima Bahari power station Unit 3 | Cent Prima Bahari power station | 30 | Pre-permit development |  | Truba Alam Manunggal Engineering | Coal | Indonesia | Lampung |  | -4.5617 | 105.4222 |  | SUBCR | 38% | Coal | SUB | 80% | CS |  |  |  | 803.5714 | 803.5714 | 107.1429 | 1991.7474 | 671418037.8947 | 539.5324 | 539.5324 | 48.1982 | 20.8619
1081080 | CS-PLN-1081080 | Cent Prima Bahari power station Unit 4 | Cent Prima Bahari power station | 30 | Pre-permit development |  | Truba Alam Manunggal Engineering | Coal | Indonesia | Lampung |  | -4.5617 | 105.4222 |  | SUBCR | 38% | Coal | SUB | 80% | CS |  |  |  | 803.5714 | 803.5714 | 107.1429 | 1991.7474 | 671418037.8947 | 539.5324 | 539.5324 | 48.1982 | 20.8619
1025905 | CS-CON-1025905 | Cikarang power station Unit 1 | Cikarang power station | 140 | Construction | 2016 | Cikarang Listrindo | Coal | Indonesia | West Java |  | -6.3167 | 106.1667 |  | SUBCR | 38% | Coal |  | 80% | CS |  |  |  | 803.5714 | 803.5714 | 107.1429 | 9294.8211 | 3133284176.8421 | 2517.8176 | 2517.8176 | 224.925 | 97.3556
1025905 | CS-CON-1025905 | Cikarang power station Unit 2 | Cikarang power station | 140 | Construction | 2016 | Cikarang Listrindo | Coal | Indonesia | West Java |  | -6.3167 | 106.1667 |  | SUBCR | 38% | Coal |  | 80% | CS |  |  |  | 803.5714 | 803.5714 | 107.1429 | 9294.8211 | 3133284176.8421 | 2517.8176 | 2517.8176 | 224.925 | 97.3556
1059638 | CS-PLN-1059638 | Cilacap Sumber power station Unit 3 | Cilacap Sumber power station | 600 | Pre-permit development | 2016 | Sumberenergi, PLN | Coal | Indonesia | Central Java |  | -7.7513 | 109.0186 |  | SUPERC | 41% | Coal | SUB | 80% | CS | CF |  | ESP | 803.5714 | 803.5714 | 107.1429 | 36920.1951 | 12445797775.6098 | 10001.0875 | 10001.0875 | 893.4305 | 386.7087
1066870 | CS-PLN-1066870 | Cirebon Unit 2 | Cirebon power station | 1000 | Pre-permit development | 2012 | Marubeni, Korea Midland Power, Samtan, Indika Energy | Coal | Indonesia | West Java |  | -6.7703 | 108.6149 |  | SUPERC | 41% | Coal |  | 80% | CS |  |  |  | 1771.7877 | 803.5714 | 107.1429 | 61533.6585 | 20742996292.6829 | 36752.1851 | 16668.4792 | 1489.0508 | 644.5145
1080120 | CS-PLN-1080120 | East Kutai power station Unit 1 | East Kutai power station | 250 | Pre-permit development |  | National Aluminium Company | Coal | Indonesia | East Kalimantan |  | -1.3111 | 116.5267 |  | SUBCR | 38% | Coal | SUB | 80% | CS |  |  |  | 803.5714 | 803.5714 | 107.1429 | 16597.8947 | 5595150315.7895 | 4496.1029 | 4496.1029 | 401.6519 | 173.8493
1080120 | CS-PLN-1080120 | East Kutai power station Unit 2 | East Kutai power station | 250 | Pre-permit development |  | National Aluminium Company | Coal | Indonesia | East Kalimantan |  | -1.3111 | 116.5267 |  | SUBCR | 38% | Coal | SUB | 80% | CS |  |  |  | 803.5714 | 803.5714 | 107.1429 | 16597.8947 | 5595150315.7895 | 4496.1029 | 4496.1029 | 401.6519 | 173.8493
1080120 | CS-PLN-1080120 | East Kutai power station Unit 3 | East Kutai power station | 250 | Pre-permit development |  | National Aluminium Company | Coal | Indonesia | East Kalimantan |  | -1.3111 | 116.5267 |  | SUBCR | 38% | Coal | SUB | 80% | CS |  |  |  | 803.5714 | 803.5714 | 107.1429 | 16597.8947 | 5595150315.7895 | 4496.1029 | 4496.1029 | 401.6519 | 173.8493
1080120 | CS-PLN-1080120 | East Kutai power station Unit 4 | East Kutai power station | 250 | Pre-permit development |  | National Aluminium Company | Coal | Indonesia | East Kalimantan |  | -1.3111 | 116.5267 |  | SUBCR | 38% | Coal | SUB | 80% | CS |  |  |  | 803.5714 | 803.5714 | 107.1429 | 16597.8947 | 5595150315.7895 | 4496.1029 | 4496.1029 | 401.6519 | 173.8493
1080120 | CS-PLN-1080120 | East Kutai power station Unit 5 | East Kutai power station | 250 | Pre-permit development |  | National Aluminium Company | Coal | Indonesia | East Kalimantan |  | -1.3111 | 116.5267 |  | SUBCR | 38% | Coal | SUB | 80% | CS |  |  |  | 803.5714 | 803.5714 | 107.1429 | 16597.8947 | 5595150315.7895 | 4496.1029 | 4496.1029 | 401.6519 | 173.8493
1071336 | CS-CON-1071336 | East Lombok power station | East Lombok power station | 50 | Construction | 2013 | Lombok Energy Dynamics (LED) | Coal | Indonesia | West Nusa Tenggara |  | -8.65 | 116.5333 |  | SUBCR | 38% | Coal |  | 80% | CS |  |  |  | 803.5714 | 803.5714 | 107.1429 | 3319.5789 | 1119030063.1579 | 899.2206 | 899.2206 | 80.3304 | 34.7699
1071378 | CS-PLN-1071378 | Indramayu power station Unit 4 | Indramayu power station | 1000 | Announced |  | PLN | Coal | Indonesia | West Java |  | -6.2747 | 107.9704 |  |  | 38% | Coal |  | 80% | CS | CF |  | ESP | 803.5714 | 803.5714 | 107.1429 | 66391.5789 | 22380601263.1579 | 17984.4117 | 17984.4117 | 1606.6074 | 695.3973
1071378 | CS-PLN-1071378 | Indramayu power station Unit 5 | Indramayu power station | 1000 | Announced |  | PLN | Coal | Indonesia | West Java |  | -6.2747 | 107.9704 |  |  | 38% | Coal |  | 80% | CS | CF |  | ESP | 803.5714 | 803.5714 | 107.1429 | 66391.5789 | 22380601263.1579 | 17984.4117 | 17984.4117 | 1606.6074 | 695.3973
1080034 | CS-PLN-1080034 | Jambi power station Unit 1 | Jambi power station | 400 | Announced | 2019 | PLN | Coal | Indonesia | Jambi |  | -1.5833 | 103.6167 |  | SUBCR | 38% | Coal |  | 80% | CS | CF |  |  | 803.5714 | 803.5714 | 107.1429 | 26556.6316 | 8952240505.2632 | 7193.7647 | 7193.7647 | 642.643 | 278.1589
1080034 | CS-PLN-1080034 | Jambi power station Unit 2 | Jambi power station | 400 | Announced | 2020 | PLN | Coal | Indonesia | Jambi |  | -1.5833 | 103.6167 |  | SUBCR | 38% | Coal |  | 80% | CS | CF |  |  | 803.5714 | 803.5714 | 107.1429 | 26556.6316 | 8952240505.2632 | 7193.7647 | 7193.7647 | 642.643 | 278.1589
1065762 | CS-PLN-1065762 | Jawa Tengah Unit 1 | Jawa Tengah power station (Central Java Power Project) | 1000 | Pre-permit development | 2018 | J-POWER, ITOCHU, Adaro | Coal | Indonesia | Central Java | Batang | -6.88 | 109.38 |  | ULTRSC | 44% | Coal | SUB | 80% | CS |  |  |  | 321.4286 | 278.5714 | 35.8929 | 57338.1818 | 19328701090.9091 | 6212.7968 | 5384.4239 | 464.8207 | 201.1911
1065762 | CS-PLN-1065762 | Jawa Tengah Unit 2 | Jawa Tengah power station (Central Java Power Project) | 1000 | Pre-permit development | 2019 | J-POWER, ITOCHU, and Adaro | Coal | Indonesia | Central Java |  | -6.88 | 109.38 |  | ULTRSC | 44% | Coal | SUB | 80% | CS |  |  |  | 321.4286 | 278.5714 | 35.8929 | 57338.1818 | 19328701090.9091 | 6212.7968 | 5384.4239 | 464.8207 | 201.1911
| CS-PLN-645 | Jawa-3 power station Unit 1 | Jawa-3 power station | 660 | Announced | 2019 | PLN | Coal | Indonesia | Central Java |  | -6.8239 | 108.7434 |  |  | 38% | Coal |  | 80% | CS | CF | #N/A | #N/A | 803.5714 | 803.5714 | 107.1429 | 43818.4421 | 14771196833.6842 | 11869.7117 | 11869.7117 | 1582.6282 | 685.0182
| CS-PLN-645 | Jawa-3 power station Unit 2 | Jawa-3 power station | 660 | Announced | 2020 | PLN | Coal | Indonesia | Central Java |  | -6.8239 | 108.7434 |  |  | 38% | Coal |  | 80% | CS | CF | #N/A | #N/A | 803.5714 | 803.5714 | 107.1429 | 43818.4421 | 14771196833.6842 | 11869.7117 | 11869.7117 | 1582.6282 | 685.0182
| CS-PLN-647 | Jawa-5 & 6 power station Unit 1 | Jawa-5 & 6 power station | 1000 | Announced | 2018 | PLN | Coal | Indonesia | West Java | Kec Muara Gembong | -5.9351 | 107.0302 |  |  | 38% | Coal |  | 80% | CS | CF | #N/A | #N/A | 803.5714 | 803.5714 | 107.1429 | 66391.5789 | 22380601263.1579 | 17984.4117 | 17984.4117 | 1606.6074 | 695.3973
| CS-PLN-647 | Jawa-5 & 6 power station Unit 2 | Jawa-5 & 6 power station | 1000 | Announced | 2019 | PLN | Coal | Indonesia | West Java | Kec Muara Gembong | -5.9351 | 107.0302 |  |  | 38% | Coal |  | 80% | CS | CF | #N/A | #N/A | 803.5714 | 803.5714 | 107.1429 | 66391.5789 | 22380601263.1579 | 17984.4117 | 17984.4117 | 1606.6074 | 695.3973
| CS-PLN-647 | Jawa-5 & 6 power station Unit 3 | Jawa-5 & 6 power station | 1000 | Announced | 2020 | PLN | Coal | Indonesia | West Java | Kec Muara Gembong | -5.9351 | 107.0302 |  |  | 38% | Coal |  | 80% | CS | CF | #N/A | #N/A | 803.5714 | 803.5714 | 107.1429 | 66391.5789 | 22380601263.1579 | 17984.4117 | 17984.4117 | 1606.6074 | 695.3973
| CS-PLN-647 | Jawa-5 & 6 power station Unit 4 | Jawa-5 & 6 power station | 1000 | Announced | 2021 | PLN | Coal | Indonesia | West Java | Kec Muara Gembong | -5.9351 | 107.0302 |  |  | 38% | Coal |  | 80% | CS | CF | #N/A | #N/A | 803.5714 | 803.5714 | 107.1429 | 66391.5789 | 22380601263.1579 | 17984.4117 | 17984.4117 | 1606.6074 | 695.3973
| CS-PLN-651 | Jawa-7 power station Unit 1 | Jawa-7 power station | 1000 | Announced | 2019 | PLN | Coal | Indonesia | Banten |  | -5.919 | 106.0874 |  |  | 38% | Coal |  | 80% | CS | CF | #N/A | #N/A | 803.5714 | 803.5714 | 107.1429 | 66391.5789 | 22380601263.1579 | 17984.4117 | 17984.4117 | 1606.6074 | 695.3973
| CS-PLN-651 | Jawa-7 power station Unit 2 | Jawa-7 power station | 1000 | Announced | 2020 | PLN | Coal | Indonesia | Banten |  | -5.919 | 106.0874 |  |  | 38% | Coal |  | 80% | CS | CF | #N/A | #N/A | 803.5714 | 803.5714 | 107.1429 | 66391.5789 | 22380601263.1579 | 17984.4117 | 17984.4117 | 1606.6074 | 695.3973
1071491 | CS-CON-1071491 | Kalteng-1 (Pulang Pisau) power station Unit 1 | Kalteng-1 (Pulang Pisau) power station | 60 | Construction | 2014 | PLN | Coal | Indonesia | Central Kalimantan |  | -2.3478 | 114.0271 |  | SUBCR | 38% | Coal |  | 80% | CS | CF |  |  | 803.5714 | 803.5714 | 107.1429 | 3983.4947 | 1342836075.7895 | 1079.0647 | 1079.0647 | 96.3964 | 41.7238
1071491 | CS-CON-1071491 | Kalteng-1 (Pulang Pisau) power station Unit 2 | Kalteng-1 (Pulang Pisau) power station | 60 | Construction | 2014 | PLN | Coal | Indonesia | Central Kalimantan |  | -2.3478 | 114.0271 |  | SUBCR | 38% | Coal |  | 80% | CS | CF |  |  | 803.5714 | 803.5714 | 107.1429 | 3983.4947 | 1342836075.7895 | 1079.0647 | 1079.0647 | 96.3964 | 41.7238
1065764 | CS-CON-1065764 | Kaltim Teluk Balikpapan power station Unit 1 | Kaltim Teluk Balikpapan power station | 110 | Construction |  | PLN | Coal | Indonesia | East Kalimantan |  | -1.2635 | 116.8279 |  | SUBCR | 38% | Coal |  | 80% | CS | CF |  |  | 803.5714 | 803.5714 | 107.1429 | 7303.0737 | 2461866138.9474 | 1978.2853 | 1978.2853 | 176.7268 | 76.4937
1065764 | CS-CON-1065764 | Kaltim Teluk Balikpapan power station Unit 2 | Kaltim Teluk Balikpapan power station | 110 | Construction |  | PLN | Coal | Indonesia | East Kalimantan |  | -1.2635 | 116.8279 |  | SUBCR | 38% | Coal |  | 80% | CS | CF |  |  | 803.5714 | 803.5714 | 107.1429 | 7303.0737 | 2461866138.9474 | 1978.2853 | 1978.2853 | 176.7268 | 76.4937
1065764 | CS-PLN-1065764 | Kaltim Teluk Balikpapan power station Unit 3 | Kaltim Teluk Balikpapan power station | 300 | Announced | 2021 | PLN | Coal | Indonesia | East Kalimantan |  | -1.2635 | 116.8279 |  | SUBCR | 38% | Coal |  | 80% | CS | CF |  |  | 803.5714 | 803.5714 | 107.1429 | 19917.4737 | 6714180378.9474 | 5395.3235 | 5395.3235 | 481.9822 | 208.6192
1093431 | CS-CON-1093431 | Keban Agung (SS-2) power station Unit 1 | Keban Agung (Ss-2) power station | 135 | Construction | 2015 | Primanaya Energi | Coal | Indonesia | South Sumatra |  | -3.7864 | 103.5428 |  | SUBCR | 38% | Coal |  | 80% | CS |  |  |  | 803.5714 | 803.5714 | 107.1429 | 8962.8632 | 3021381170.5263 | 2427.8956 | 2427.8956 | 216.892 | 93.8786
1093431 | CS-CON-1093431 | Keban Agung (SS-2) power station Unit 2 | Keban Agung (Ss-2) power station | 135 | Construction | 2015 | Primanaya Energi | Coal | Indonesia | South Sumatra |  | -3.7864 | 103.5428 |  | SUBCR | 38% | Coal |  | 80% | CS |  |  |  | 803.5714 | 803.5714 | 107.1429 | 8962.8632 | 3021381170.5263 | 2427.8956 | 2427.8956 | 216.892 | 93.8786
| CS-PLN-664 | Kuala Tanjung Inalum power station | Kuala Tanjung Inalum power station | 600 | Announced |  | Asahan Aluminium (Inalum) | Coal | Indonesia | North Sumatra |  | 3.3506 | 99.4513 |  |  | 38% | Coal |  | 80% | CS | #N/A | #N/A | #N/A | 803.5714 | 803.5714 | 107.1429 | 39834.9474 | 13428360757.8947 | 10790.647 | 10790.647 | 963.9645 | 417.2384
1066585 | CS-PLN-1066585 | Labuhan Angin power station Unit 3 | Labuhan Angin power station | 115 | Announced |  | PLN | Coal | Indonesia | North Sumatra |  | 1.752 | 98.7305 |  | SUBCR | 38% | Lignite | LIG | 80% | CS | CF |  |  | 803.5714 | 699.1149 | 107.1429 | 7635.0316 | 2753192387.3684 | 2212.3867 | 1924.7979 | 197.6399 | 85.5456
1077707 | CS-CON-1077707 | Lampung power station Unit 1 | Lampung power station | 100 | Construction | 2013 | PLN | Coal | Indonesia | South Sumatra |  | -3.3194 | 103.9144 |  | SUBCR | 38% | Coal | BIT | 80% | CS | ACFB | ACFB | BH | 609.0821 | 440 | 107.1429 | 6639.1579 | 2238060126.3158 | 1363.1625 | 984.7465 | 160.6607 | 69.5397
1077707 | CS-CON-1077707 | Lampung power station Unit 2 | Lampung power station | 100 | Construction | 2013 | PLN | Coal | Indonesia | South Sumatra |  | -3.3194 | 103.9144 |  | SUBCR | 38% | Coal | BIT | 80% | CS | ACFB | ACFB | BH | 609.0821 | 440 | 107.1429 | 6639.1579 | 2238060126.3158 | 1363.1625 | 984.7465 | 160.6607 | 69.5397
1093969 | CS-PLN-1093969 | Madura PTBA power station Unit 1 | Madura PTBA power station | 200 | Announced |  | Bukit Asam TBK | Coal | Indonesia | East Java |  | -7.0777 | 113.2871 |  | SUBCR | 38% | Coal |  | 80% | CS |  |  |  | 803.5714 | 803.5714 | 107.1429 | 13278.3158 | 4476120252.6316 | 3596.8823 | 3596.8823 | 321.3215 | 139.0795
1093969 | CS-PLN-1093969 | Madura PTBA power station Unit 2 | Madura PTBA power station | 200 | Announced |  | Bukit Asam TBK | Coal | Indonesia | East Java |  | -7.0777 | 113.2871 |  | SUBCR | 38% | Coal |  | 80% | CS |  |  |  | 803.5714 | 803.5714 | 107.1429 | 13278.3158 | 4476120252.6316 | 3596.8823 | 3596.8823 | 321.3215 | 139.0795
1025985 | CS-CON-1025985 | Merak power station Unit 1 | Merak power station | 60 | Construction | 2013 | Merak Energi | Coal | Indonesia | West Java |  | -6.958 | 107.6733 |  | SUBCR | 38% | Coal |  | 80% | CS | ACFB | ACFB | ESP | 609.0821 | 440 | 107.1429 | 3983.4947 | 1342836075.7895 | 817.8975 | 590.8479 | 96.3964 | 41.7238
1025985 | CS-CON-1025985 | Merak power station Unit 2 | Merak power station | 60 | Construction | 2013 | Merak Energi | Coal | Indonesia | West Java |  | -6.958 | 107.6733 |  | SUBCR | 38% | Coal |  | 80% | CS | ACFB | ACFB | ESP | 609.0821 | 440 | 107.1429 | 3983.4947 | 1342836075.7895 | 817.8975 | 590.8479 | 96.3964 | 41.7238
1074781 | CS-PLN-1074781 | Muara Enim (SS-6) power station No. 1 | Muara Enim (SS-6) power station | 300 | Pre-permit development | 2018 | Posco, DH Energy | Coal | Indonesia | South Sumatra |  | -3.645 | 103.7658 |  |  | 38% | Coal |  | 80% | CS |  |  |  | 803.5714 | 803.5714 | 107.1429 | 19917.4737 | 6714180378.9474 | 5395.3235 | 5395.3235 | 481.9822 | 208.6192
1074781 | CS-PLN-1074781 | Muara Enim (SS-6) power station No. 2 | Muara Enim (SS-6) power station | 300 | Pre-permit development | 2019 | Posco, DH Energy | Coal | Indonesia | South Sumatra |  | -3.645 | 103.7658 |  |  | 38% | Coal |  | 80% | CS |  |  |  | 803.5714 | 803.5714 | 107.1429 | 19917.4737 | 6714180378.9474 | 5395.3235 | 5395.3235 | 481.9822 | 208.6192
1058477 | CS-PLN-1058477 | Mulut Tambang (SS-9) power station Unit 1 | Mulut Tambang (SS-9) power station | 600 | Pre-permit development |  | PLN | Coal | Indonesia | South Sumatra |  | -3.2337 | 103.0127 |  |  | 38% | Coal |  | 80% | CS | CF |  |  | 803.5714 | 803.5714 | 107.1429 | 39834.9474 | 13428360757.8947 | 10790.647 | 10790.647 | 963.9645 | 417.2384
1058477 | CS-PLN-1058477 | Mulut Tambang (SS-9) power station Unit 2 | Mulut Tambang (SS-9) power station | 600 | Pre-permit development |  | PLN | Coal | Indonesia | South Sumatra |  | -3.2337 | 103.0127 |  |  | 38% | Coal |  | 80% | CS | CF |  |  | 803.5714 | 803.5714 | 107.1429 | 39834.9474 | 13428360757.8947 | 10790.647 | 10790.647 | 963.9645 | 417.2384
1073026 | CS-CON-1073026 | Nagan Raya power station Unit 1 | Nagan Raya power station | 110 | Construction | 2013 | PLN | Coal | Indonesia | Aceh |  | 4.1667 | 96.5 |  | SUBCR | 38% | Coal |  | 80% | CS | CF |  |  | 803.5714 | 803.5714 | 107.1429 | 7303.0737 | 2461866138.9474 | 1978.2853 | 1978.2853 | 176.7268 | 76.4937
1073026 | CS-CON-1073026 | Nagan Raya power station Unit 2 | Nagan Raya power station | 110 | Construction | 2014 | PLN | Coal | Indonesia | Aceh |  | 4.1667 | 96.5 |  | SUBCR | 38% | Coal |  | 80% | CS | CF |  |  | 803.5714 | 803.5714 | 107.1429 | 7303.0737 | 2461866138.9474 | 1978.2853 | 1978.2853 | 176.7268 | 76.4937
1081074 | CS-PLN-1081074 | Paiton Baru power station Unit 10 | Paiton Baru power station | 660 | Announced |  | PLN | Coal | Indonesia | East Java | Jatim | -7.711 | 113.5707 |  | SUBCR | 38% | Coal | SUB | 80% | CS | CF |  |  | 803.5714 | 803.5714 | 107.1429 | 43818.4421 | 14771196833.6842 | 11869.7117 | 11869.7117 | 1060.3609 | 458.9622
1079188 | CS-CON-1079188 | Pangkalan Susu power station Unit 1 | Pangkalan Susu power station | 220 | Construction | 2014 | PLN | Coal | Indonesia | North Sumatra |  | 4.1982 | 98.1775 |  | SUBCR | 38% | Coal |  | 80% | CS | CF |  |  | 803.5714 | 803.5714 | 107.1429 | 14606.1474 | 4923732277.8947 | 3956.5706 | 3956.5706 | 353.4536 | 152.9874
1079188 | CS-CON-1079188 | Pangkalan Susu power station Unit 2 | Pangkalan Susu power station | 220 | Construction | 2014 | PLN | Coal | Indonesia | North Sumatra |  | 4.1982 | 98.1775 |  | SUBCR | 38% | Coal |  | 80% | CS | CF |  |  | 803.5714 | 803.5714 | 107.1429 | 14606.1474 | 4923732277.8947 | 3956.5706 | 3956.5706 | 353.4536 | 152.9874
1055715 | CS-CON-1055715 | Parit Baru power station Unit 1 | Parit Baru power station | 50 | Construction | 2016 | PLN | Coal | Indonesia | West Kalimantan |  | 0.65981 | 108.9308 |  | SUBCR | 38% | Coal |  | 80% | CS | ACFB | ACFB |  | 609.0821 | 440 | 107.1429 | 3319.5789 | 1119030063.1579 | 681.5812 | 492.3732 | 80.3304 | 34.7699
1055715 | CS-CON-1055715 | Parit Baru power station Unit 2 | Parit Baru power station | 50 | Construction | 2016 | PLN | Coal | Indonesia | West Kalimantan |  | 0.65981 | 108.9308 |  | SUBCR | 38% | Coal |  | 80% | CS | ACFB | ACFB |  | 609.0821 | 440 | 107.1429 | 3319.5789 | 1119030063.1579 | 681.5812 | 492.3732 | 80.3304 | 34.7699
1083450 | CS-CON-1083450 | Pekanbaru Tenayan power station Unit 1 | Pekanbaru Tenayan power station | 110 | Construction | 2014 | PLN | Coal | Indonesia | Riau |  | 0.53333 | 101.45 |  | SUBCR | 38% | Coal |  | 80% | CS | CF |  |  | 803.5714 | 803.5714 | 107.1429 | 7303.0737 | 2461866138.9474 | 1978.2853 | 1978.2853 | 176.7268 | 76.4937
1083450 | CS-CON-1083450 | Pekanbaru Tenayan power station Unit 2 | Pekanbaru Tenayan power station | 110 | Construction | 2014 | PLN | Coal | Indonesia | Riau |  | 0.53333 | 101.45 |  | SUBCR | 38% | Coal |  | 80% | CS | CF |  |  | 803.5714 | 803.5714 | 107.1429 | 7303.0737 | 2461866138.9474 | 1978.2853 | 1978.2853 | 176.7268 | 76.4937
1059696 | CS-PLN-1059696 | Peranap power station Unit 1 | Peranap power station | 600 | Pre-permit development |  | Bukit Asam TBK | Coal | Indonesia | Riau | Indragiri Hulu | -0.52622 | 101.969 |  | SUBCR | 38% | Coal | SUB | 80% | CS |  |  |  | 803.5714 | 803.5714 | 107.1429 | 39834.9474 | 13428360757.8947 | 10790.647 | 10790.647 | 963.9645 | 417.2384
1059696 | CS-PLN-1059696 | Peranap power station Unit 2 | Peranap power station | 600 | Pre-permit development |  | Bukit Asam TBK | Coal | Indonesia | Riau | Indragiri Hulu | -0.52622 | 101.969 |  | SUBCR | 38% | Coal | SUB | 80% | CS |  |  |  | 803.5714 | 803.5714 | 107.1429 | 39834.9474 | 13428360757.8947 | 10790.647 | 10790.647 | 963.9645 | 417.2384
1025940 | CS-CON-1025940 | Perawang Mill power station Unit 10 | Perawang Mill power station | 150 | Construction | 2014 | Asia Pulp & Paper | Coal | Indonesia | Riau |  | 0.81502 | 102.0261 |  | SUBCR | 38% | Coal |  | 80% | CS | CF |  | ESP | 803.5714 | 803.5714 | 107.1429 | 9958.7368 | 3357090189.4737 | 2697.6618 | 2697.6618 | 240.9911 | 104.3096
1025940 | CS-CON-1025940 | Perawang Mill power station Unit 11 | Perawang Mill power station | 150 | Construction | 2014 | Asia Pulp & Paper | Coal | Indonesia | Riau |  | 0.81502 | 102.0261 |  | SUBCR | 38% | Coal |  | 80% | CS | CF |  | ESP | 803.5714 | 803.5714 | 107.1429 | 9958.7368 | 3357090189.4737 | 2697.6618 | 2697.6618 | 240.9911 | 104.3096
1025940 | CS-CON-1025940 | Perawang Mill power station Unit 9 | Perawang Mill power station | 150 | Construction | 2014 | Asia Pulp & Paper | Coal | Indonesia | Riau |  | 0.81502 | 102.0261 |  | SUBCR | 38% | Coal |  | 80% | CS | CF |  | ESP | 803.5714 | 803.5714 | 107.1429 | 9958.7368 | 3357090189.4737 | 2697.6618 | 2697.6618 | 240.9911 | 104.3096
1065851 | CS-PLN-1065851 | Punagaya power station Unit 3 | Punagaya power station | 300 | Pre-permit development |  | Bosowa Corp | Coal | Indonesia | South Sulawesi |  | -5.6179 | 119.5512 |  | SUBCR | 38% | Coal |  | 80% | CS |  |  |  | 803.5714 | 803.5714 | 107.1429 | 19917.4737 | 6714180378.9474 | 5395.3235 | 5395.3235 | 481.9822 | 208.6192
1082067 | CS-PLN-1082067 | Sumsel (SS-10) power station | Sumsel (SS-10) power station | 600 | Announced | 2014 | PLN | Coal | Indonesia | South Sumatra |  | -2.75 | 103.8333 |  | SUBCR | 38% | Coal |  | 80% | CS | CF |  |  | 803.5714 | 803.5714 | 107.1429 | 39834.9474 | 13428360757.8947 | 10790.647 | 10790.647 | 963.9645 | 417.2384
1086585 | CS-PLN-1086585 | Sumsel (SS-5) power station Unit 1 | Sumsel (SS-5) power station | 150 | Permitted | 2015 | Sinar Mas Tunggal | Coal | Indonesia | South Sumatra |  | -2.75 | 103.8333 |  | SUBCR | 38% | Coal |  | 80% | CS |  |  |  | 803.5714 | 803.5714 | 107.1429 | 9958.7368 | 3357090189.4737 | 2697.6618 | 2697.6618 | 240.9911 | 104.3096
1086585 | CS-PLN-1086585 | Sumsel (SS-5) power station Unit 2 | Sumsel (SS-5) power station | 150 | Permitted | 2015 | Sinar Mas Tunggal | Coal | Indonesia | South Sumatra |  | -2.75 | 103.8333 |  | SUBCR | 38% | Coal |  | 80% | CS |  |  |  | 803.5714 | 803.5714 | 107.1429 | 9958.7368 | 3357090189.4737 | 2697.6618 | 2697.6618 | 240.9911 | 104.3096
1089672 | CS-PLN-1089672 | Sumsel (SS-7) power station Unit 1 | Sumsel (SS-7) power station | 150 | Pre-permit development | 2016 | Madhucon Projects | Coal | Indonesia | South Sumatra |  | -2.8939 | 103.8125 |  | SUBCR | 38% | Coal |  | 80% | CS |  |  | ESP | 803.5714 | 803.5714 | 107.1429 | 9958.7368 | 3357090189.4737 | 2697.6618 | 2697.6618 | 240.9911 | 104.3096
1089672 | CS-PLN-1089672 | Sumsel (SS-7) power station Unit 2 | Sumsel (SS-7) power station | 150 | Pre-permit development | 2016 | Madhucon Projects | Coal | Indonesia | South Sumatra |  | -2.8939 | 103.8125 |  | SUBCR | 38% | Coal |  | 80% | CS |  |  | ESP | 803.5714 | 803.5714 | 107.1429 | 9958.7368 | 3357090189.4737 | 2697.6618 | 2697.6618 | 240.9911 | 104.3096
1074780 | CS-PLN-1074780 | Tanjung Jati A power station Unit 1 | Tanjung Jati A power station | 660 | Pre-permit development | 2016 | Bakrie & Brothers Tbk | Coal | Indonesia | Central Java |  | -7.0069 | 108.7454 |  |  | 38% | Coal | SUB | 80% | CS |  |  |  | 803.5714 | 803.5714 | 107.1429 | 43818.4421 | 14771196833.6842 | 11869.7117 | 11869.7117 | 1060.3609 | 458.9622
1074780 | CS-PLN-1074780 | Tanjung Jati A power station Unit 2 | Tanjung Jati A power station | 660 | Pre-permit development | 2016 | Bakrie & Brothers Tbk | Coal | Indonesia | Central Java |  | -7.0069 | 108.7454 |  |  | 38% | Coal | SUB | 80% | CS |  |  |  | 803.5714 | 803.5714 | 107.1429 | 43818.4421 | 14771196833.6842 | 11869.7117 | 11869.7117 | 1060.3609 | 458.9622
1052927 | CS-PLN-1052927 | Tanjung Jati B power station Unit 5 | Tanjung Jati B power station | 1000 | Announced | 2019 | Sumitomo | Coal | Indonesia | Central Java |  | -6.446 | 110.6667 |  |  | 38% | Coal | SUB | 80% | CS |  |  |  | 803.5714 | 803.5714 | 107.1429 | 66391.5789 | 22380601263.1579 | 17984.4117 | 17984.4117 | 1606.6074 | 695.3973
1052927 | CS-PLN-1052927 | Tanjung Jati B power station Unit 6 | Tanjung Jati B power station | 1000 | Announced | 2020 | Sumitomo | Coal | Indonesia | Central Java |  | -6.446 | 110.6667 |  |  | 38% | Coal | SUB | 80% | CS |  |  |  | 803.5714 | 803.5714 | 107.1429 | 66391.5789 | 22380601263.1579 | 17984.4117 | 17984.4117 | 1606.6074 | 695.3973
1065766 | CS-CON-1065766 | Tanjung Pasir power station Unit 1 | Tanjung Pasir power station | 220 | Construction |  | PLN | Coal | Indonesia | North Sumatra |  | 4.1102 | 98.2191 |  | SUBCR | 38% | Coal |  | 80% | CS | CF |  |  | 803.5714 | 803.5714 | 107.1429 | 14606.1474 | 4923732277.8947 | 3956.5706 | 3956.5706 | 353.4536 | 152.9874
1065766 | CS-CON-1065766 | Tanjung Pasir power station Unit 2 | Tanjung Pasir power station | 220 | Construction |  | PLN | Coal | Indonesia | North Sumatra |  | 4.1102 | 98.2191 |  | SUBCR | 38% | Coal |  | 80% | CS | CF |  |  | 803.5714 | 803.5714 | 107.1429 | 14606.1474 | 4923732277.8947 | 3956.5706 | 3956.5706 | 353.4536 | 152.9874
1031645 | CS-PLN-1031645 | Hitachinaka power station Unit 3 | Hitachinaka power station | 600 | Announced | 2019 | TOKYO ELECTRIC POWER CO | Coal | Japan | Ibaraki |  | 36.4368 | 140.6138 |  | ULTRSC | 44% | Coal | BIT | 80% | CS | WLST | SCR |  | 156.9157 | 69.5779 | 15.3827 | 34402.9091 | 11597220654.5455 | 1819.7861 | 806.9097 | 36.5712 | 15.8293
1021640 | CS-PLN-1021640 | Matsuura power station Unit 3 | Matsuura power station | 1000 | Announced | 2023 | KYUSHU ELECTRIC POWER CO | Coal | Japan | Nagasaki |  | 33.3552 | 129.6925 |  |  | 42% | Coal |  | 80% | CS | PFBC | PFBC |  | 257.9689 | 112.6842 | 36.6453 | 60068.5714 | 20249115428.5714 | 5223.642 | 2281.7549 | 152.117 | 65.8417
1012405 | CS-PLN-1012405 | Misumi Unit 2 | Misumi power station | 400 | Planning | 2018 | CHUGOKU ELECTRIC POWER CO | Coal | Japan | Shimane |  | 34.7797 | 131.9215 |  | SUPERC | 41% | Coal |  | 80% | CS |  |  |  | 190.5732 | 182.4064 | 15.3827 | 24613.4634 | 8297198517.0732 | 1581.2238 | 1513.462 | 26.1648 | 11.3251
1031500 | CS-PLN-1031500 | Noshiro Unit 3 | Noshiro power station | 600 | Announced | 2028 | TOHOKU ELECTRIC POWER CO | Coal | Japan | Akita |  | 40.1912 | 139.9911 |  |  | 38% | Coal | BIT | 80% | CS |  |  |  | 87.0319 | 59.9544 | 15.3827 | 39834.9474 | 13428360757.8947 | 1168.6953 | 805.0893 | 42.3456 | 18.3287
1014531 | CS-PLN-1014531 | Takehara Unit 4 | Takehara power station | 600 | Announced | 2020 | J-POWER | Coal | Japan | Hiroshima |  | 34.3373 | 132.9572 |  | ULTRSC | 44% | Coal | BIT | 80% | CS |  |  |  | 69.5179 | 168.8293 | 3.3104 | 34402.9091 | 11597220654.5455 | 806.2148 | 1957.9502 | 7.8702 | 3.4065
1095949 | CS-PLN-1095949 | TEPCO Coal Project Unit 1 | TEPCO Coal Project | 500 | Announced | 2020 | TOKYO ELECTRIC POWER CO | Coal | Japan | Fukushima |  | 37.423 | 141.0329 |  | IGCC | 42% | Coal |  | 80% | CS |  |  |  | 62.4959 | 28.2169 | 10.9936 | 30034.2857 | 10124557714.2857 | 632.7436 | 285.6831 | 22.8175 | 9.8763
1095949 | CS-PLN-1095949 | TEPCO Coal Project Unit 2 | TEPCO Coal Project | 500 | Announced | 2020 | TOKYO ELECTRIC POWER CO | Coal | Japan | Fukushima |  | 37.423 | 141.0329 |  | IGCC | 42% | Coal |  | 80% | CS |  |  |  | 62.4959 | 28.2169 | 10.9936 | 30034.2857 | 10124557714.2857 | 632.7436 | 285.6831 | 22.8175 | 9.8763
1071791 | CS-PLN-1071791 | Laem Yai Saen power station | Laem Yai Saen power station | 1830 | Planning |  | EGCO and Ital-Thai | Coal | Cambodia | Koh Kong |  | 11.3992 | 103.4947 |  |  | 38% | Coal |  | 80% | CS |  |  |  | 500 | 1000 | 126.5563 | 121496.5895 | 40956500311.5789 | 20478.2502 | 40956.5003 | 3472.8121 | 1503.1575
1067950 | CS-CON-1067950 | Sihanoukville CEL power station Unit 1 | Sihanoukville CEL power station | 50 | Construction |  | Leader Universal Holdings | Coal | Cambodia | Sihanoukville |  | 10.6333 | 103.5 |  | SUBCR | 38% | Coal |  | 80% | CS |  |  |  | 500 | 1000 | 126.5563 | 3319.5789 | 1119030063.1579 | 559.515 | 1119.0301 | 94.8856 | 41.0699
1067950 | CS-CON-1067950 | Sihanoukville CEL power station Unit 2 | Sihanoukville CEL power station | 50 | Construction |  | Leader Universal Holdings | Coal | Cambodia | Sihanoukville |  | 10.6333 | 103.5 |  | SUBCR | 38% | Coal |  | 80% | CS |  |  |  | 500 | 1000 | 126.5563 | 3319.5789 | 1119030063.1579 | 559.515 | 1119.0301 | 94.8856 | 41.0699
1084945 | CS-PLN-1084945 | Sihanoukville CID Unit 1 | Sihanoukville CID | 135 | Planning |  | Cambodia International Development Group | Coal | Cambodia | Sihanoukville |  | 10.6333 | 103.5 |  | SUBCR | 38% | Coal |  | 80% | CS |  |  |  | 500 | 1000 | 126.5563 | 8962.8632 | 3021381170.5263 | 1510.6906 | 3021.3812 | 256.1911 | 110.8887
1084945 | CS-PLN-1084945 | Sihanoukville CID Unit 2 | Sihanoukville CID | 135 | Planning |  | Cambodia International Development Group | Coal | Cambodia | Sihanoukville |  | 10.6333 | 103.5 |  | SUBCR | 38% | Coal |  | 80% | CS |  |  |  | 500 | 1000 | 126.5563 | 8962.8632 | 3021381170.5263 | 1510.6906 | 3021.3812 | 256.1911 | 110.8887
1031276 | CS-CON-1031276 | Hongsa power station Unit 1 | Hongsa power station | 626 | Construction |  | Banpu, Ratch, Lao State Holding | Coal | Laos | Xaignabouri |  | 19.7039 | 101.3372 |  | SUBCR | 38% | Lignite | LIG | 80% | CS | WLST |  | ESP | 442.9469 | 699.1149 | 120 | 41561.1284 | 14986942908.6316 | 6638.4202 | 10477.5954 | #N/A | #N/A
1031276 | CS-CON-1031276 | Hongsa power station Unit 2 | Hongsa power station | 626 | Construction |  | Banpu, Ratch, Lao State Holding | Coal | Laos | Xaignabouri |  | 19.7039 | 101.3372 |  | SUBCR | 38% | Lignite | LIG | 80% | CS | WLST |  | ESP | 442.9469 | 699.1149 | 120 | 41561.1284 | 14986942908.6316 | 6638.4202 | 10477.5954 | #N/A | #N/A
1031276 | CS-CON-1031276 | Hongsa power station Unit 3 | Hongsa power station | 626 | Construction |  | Banpu, Ratch, Lao State Holding | Coal | Laos | Xaignabouri |  | 19.7039 | 101.3372 |  | SUBCR | 38% | Lignite | LIG | 80% | CS | WLST |  | ESP | 442.9469 | 699.1149 | 120 | 41561.1284 | 14986942908.6316 | 6638.4202 | 10477.5954 | #N/A | #N/A
1083800 | CS-PLN-1083800 | Htantabin power station Unit 1 | Htantabin power station | 135 | Planning |  | Htoo Trading | Coal | Myanmar | Yangon |  | 17.1333 | 95.9167 |  | SUBCR | 38% | Coal |  | 80% | CS |  |  |  | 1771.7877 | 1012.4501 | 126.5563 | 8962.8632 | 3021381170.5263 | 5353.2459 | 3058.9977 | 256.1911 | 110.8887
1083800 | CS-PLN-1083800 | Htantabin power station Unit 1 | Htantabin power station | 135 | Planning |  | Htoo Trading | Coal | Myanmar | Yangon |  | 17.1333 | 95.9167 |  | SUBCR | 38% | Coal |  | 80% | CS |  |  |  | 1771.7877 | 1012.4501 | 126.5563 | 8962.8632 | 3021381170.5263 | 5353.2459 | 3058.9977 | 256.1911 | 110.8887
| CS-PLN-731 | Inn Din power station | Inn Din power station | 1280 | Planning |  | Italian-Thai Development and Toyo Engineering | Coal | Myanmar | Mon |  | 15.2467 | 97.8556 |  |  | 38% | Coal |  | 80% | CS | #N/A | #N/A | #N/A | 1771.7877 | 1012.4501 | 126.5563 | 84981.2211 | 28647169616.8421 | 50756.702 | 29003.8297 | 2429.0707 | 1051.3888
| CS-PLN-732 | Kalewa power station | Kalewa power station | 600 | Planning |  | ISDN Holdings and Tun Thwin Mining | Coal | Myanmar | Sagaing |  | 21.5 | 95.6178 |  |  | 38% | Coal |  | 80% | CS | #N/A | #N/A | #N/A | 1771.7877 | 1012.4501 | 126.5563 | 39834.9474 | 13428360757.8947 | 23792.2041 | 13595.5452 | 1138.6269 | 492.8385
1099800 | CS-PLN-1099800 | Kyauktan power station | Kyauktan power station | 500 | Planning |  | Kyauktan Project | Coal | Myanmar | Yangon |  | 16.6381 | 96.3228 |  | SUBCR | 38% | Coal |  | 80% | CS |  |  |  | 1771.7877 | 1012.4501 | 126.5563 | 33195.7895 | 11190300631.5789 | 19826.8367 | 11329.621 | 948.8558 | 410.6988
| CS-PLN-734 | Mai Khot power station | Mai Khot power station | 369 | Planning |  | Italian-Thai Development Public Company | Coal | Myanmar | Shan |  | 21.5 | 98 |  |  | 38% | Coal |  | 80% | CS | #N/A | #N/A | #N/A | 1771.7877 | 1012.4501 | 126.5563 | 24498.4926 | 8258441866.1053 | 14632.2055 | 8361.2603 | 700.2555 | 303.0957
1099725 | CS-PLN-1099725 | Pathein power station Unit 1 | Pathein power station | 330 | Planning |  | Tata Group | Coal | Myanmar | Ayeyawady |  | 16.5187 | 94.3013 |  |  | 38% | Coal |  | 80% | CS |  |  |  | 1771.7877 | 1012.4501 | 126.5563 | 21909.2211 | 7385598416.8421 | 13085.7122 | 7477.5498 | 626.2448 | 271.0612
1099725 | CS-PLN-1099725 | Pathein power station Unit 2 | Pathein power station | 330 | Planning |  | Tata Group | Coal | Myanmar | Ayeyawady |  | 16.5187 | 94.3013 |  |  | 38% | Coal |  | 80% | CS |  |  |  | 1771.7877 | 1012.4501 | 126.5563 | 21909.2211 | 7385598416.8421 | 13085.7122 | 7477.5498 | 626.2448 | 271.0612
| CS-PLN-737 | Kun Gyan Gone | Kun Gyan Gone | 1080 | Planning |  |  | Coal | Myanmar | Yangon |  | 17.96 | 96.1667 |  |  | 38% | Coal |  | 80% | CS | #N/A | #N/A | #N/A | 1771.7877 | 1012.4501 | 126.5563 | 71702.9053 | 24171049364.2105 | 42825.9673 | 24471.9813 | 2049.5284 | 887.1093
1031404 | CS-CON-1031404 | Manjung power station Unit 4 | Manjung power station | 1080 | Construction | 2015 | Tenaga Nasional Berhad (TNB) | Coal | Malaysia | Perak | Manjung | 4.1586 | 100.6423 |  | ULTRSC | 44% | Coal | BIT/SUB | 80% | CS | FGD |  | ESP | 94.8013 | 151.1617 | 36.6453 | 61925.2364 | 20874997178.1818 | 1978.9767 | 3155.5001 | 512.5297 | 221.8412
1031404 | CS-CON-1031404 | Manjung power station Unit 5 | Manjung power station | 1000 | Construction | 2017 | Tenaga Nasional Berhad (TNB) | Coal | Malaysia | Perak | Manjung | 4.1586 | 100.6423 |  | ULTRSC | 44% | Coal | BIT/SUB | 80% | CS | FGD |  | ESP | 94.8013 | 151.1617 | 36.6453 | 57338.1818 | 19328701090.9091 | 1832.3858 | 2921.7594 | 474.5646 | 205.4085
1049616 | CS-CON-1049616 | Tanjung Bin power station Unit 4 | Tanjung Bin power station | 1000 | Construction | 2016 | MMC CORP | Coal | Malaysia | Johor | Pontian | 1.334 | 103.5422 |  | SUPERC | 41% | Coal | BIT/SUB | 80% | CS | SWFGD | LNB | BH | 182.3102 | 450 | 45.8066 | 61533.6585 | 20742996292.6829 | 3781.6593 | 9334.3483 | 636.611 | 275.548
1069962 | CS-PLN-1069962 | Balingian New power station Phase I Unit 1 | Balingian New power station | 300 | Pre-permit development | 2016 | Sarawak Energy | Coal | Malaysia | Sarawak | Balinglan | 2.8961 | 112.0786 |  | SUBCR | 38% | Lignite | LIG | 80% | CS |  |  |  | 182.3102 | 458.0658 | 45.8066 | 19917.4737 | 7182241010.5263 | 1309.3956 | 3289.9387 | 220.4259 | 95.4082
1069962 | CS-PLN-1069962 | Balingian New power station Phase I Unit 2 | Balingian New power station | 300 | Pre-permit development |  | Sarawak Energy | Coal | Malaysia | Sarawak | Balinglan | 2.8961 | 112.0786 |  | SUBCR | 38% | Lignite | LIG | 80% | CS |  |  |  | 182.3102 | 458.0658 | 45.8066 | 19917.4737 | 7182241010.5263 | 1309.3956 | 3289.9387 | 220.4259 | 95.4082
1069962 | CS-PLN-1069962 | Balingian New power station Phase II Unit 1 | Balingian New power station | 300 | Announced |  | Sarawak Energy | Coal | Malaysia | Sarawak | Balinglan | 2.8961 | 112.0786 |  | SUBCR | 38% | Coal |  | 80% | CS |  |  |  | 182.3102 | 458.0658 | 45.8066 | 19917.4737 | 6714180378.9474 | 1224.0634 | 3075.5362 | 206.0609 | 89.1905
1097475 | CS-PLN-1097475 | Project 3B Unit 1 | Project 3B | 1000 | Pre-permit development | 2018 | Project 3B | Coal | Malaysia | Negri Sembilan | Port Dickson | 2.5916 | 101.7246 |  | ULTRSC | 44% | Coal |  | 80% | CS |  |  |  | 182.3102 | 458.0658 | 45.8066 | 57338.1818 | 19328701090.9091 | 3523.8189 | 8853.8162 | 593.2057 | 256.7607
1097475 | CS-PLN-1097475 | Project 3B Unit 2 | Project 3B | 1000 | Pre-permit development | 2019 | Project 3B | Coal | Malaysia | Negri Sembilan | Port Dickson | 2.5916 | 101.7246 |  | ULTRSC | 44% | Coal |  | 80% | CS |  |  |  | 182.3102 | 458.0658 | 45.8066 | 57338.1818 | 19328701090.9091 | 3523.8189 | 8853.8162 | 593.2057 | 256.7607
| CS-PLN-753 | Cadiz City power station | Cadiz City power station | 150 | Announced |  | Asia Pacific Energy Resources Ventures | Coal | Philippines |  | Negros Occidental | 10.95 | 123.3 |  | SUBCR | 38% | Coal |  | 80% | CS | #N/A | #N/A | ESP | 594 | 1012.4501 | 126.5563 | 9958.7368 | 3357090189.4737 | 1994.1116 | 3398.8863 | 284.6567 | 123.2096
1023488 | CS-CON-1023488 | Calaca power station expansion Unit 3 | Calaca power station | 150 | Construction | 2014 | DMCI Power Corp. | Coal | Philippines |  | Calabarzon | 13.9326 | 120.7897 |  | SUBCR | 38% | Coal | SUB | 80% | CS | ACFB | ACFB | ESP | 594 | 440 | 126.5563 | 9958.7368 | 3357090189.4737 | 1994.1116 | 1477.1197 | 284.6567 | 123.2096
1023488 | CS-CON-1023488 | Calaca power station expansion Unit 4 | Calaca power station | 150 | Construction | 2015 | DMCI Power Corp. | Coal | Philippines |  | Calabarzon | 13.9326 | 120.7897 |  | SUBCR | 38% | Coal | SUB | 80% | CS | ACFB | ACFB | ESP | 594 | 440 | 126.5563 | 9958.7368 | 3357090189.4737 | 1994.1116 | 1477.1197 | 284.6567 | 123.2096
1023488 | CS-PLN-1023488 | Calaca power station expansion Unit 5 | Calaca power station | 150 | Pre-permit development | 2016 | DMCI Power Corp. | Coal | Philippines |  | Calabarzon | 13.9326 | 120.7897 |  | SUBCR | 38% | Coal | SUB | 80% | CS | ACFB | ACFB | ESP | 594 | 440 | 126.5563 | 9958.7368 | 3357090189.4737 | 1994.1116 | 1477.1197 | 284.6567 | 123.2096
1023488 | CS-PLN-1023488 | Calaca power station expansion Unit 6 | Calaca power station | 150 | Pre-permit development | 2017 | DMCI Power Corp. | Coal | Philippines |  | Calabarzon | 13.9326 | 120.7897 |  | SUBCR | 38% | Coal | SUB | 80% | CS | ACFB | ACFB | ESP | 594 | 440 | 126.5563 | 9958.7368 | 3357090189.4737 | 1994.1116 | 1477.1197 | 284.6567 | 123.2096
1093924 | CS-CON-1093924 | Concepcion power station Unit 1 | Concepcion power station | 135 | Construction | 2016 | Ayala Corp | Coal | Philippines |  | Iloilo | 11.2 | 123.1 |  | SUBCR | 38% | Coal |  | 80% | CS |  |  | ESP | 594 | 1012.4501 | 126.5563 | 8962.8632 | 3021381170.5263 | 1794.7004 | 3058.9977 | 256.1911 | 110.8887
1093924 | CS-CON-1093924 | Concepcion power station Unit 2 | Concepcion power station | 135 | Construction | 2016 | Ayala Corp | Coal | Philippines |  | Iloilo | 11.2 | 123.1 |  | SUBCR | 38% | Coal |  | 80% | CS |  |  | ESP | 594 | 1012.4501 | 126.5563 | 8962.8632 | 3021381170.5263 | 1794.7004 | 3058.9977 | 256.1911 | 110.8887
| CS-PLN-760 | Davao Power Plant (San Miguel Corp) Unit 1 | Davao Power Plant (San Miguel Corp) | 150 | Pre-permit development | 2015 | San Miguel Corporation | Coal | Philippines |  | Davao Occidental | 6.35 | 125.5467 |  | SUBCR | 38% | Coal | SUB | 80% | CS | #N/A | #N/A | ESP | 594 | 1012.4501 | 126.5563 | 9958.7368 | 3357090189.4737 | 1994.1116 | 3398.8863 | 284.6567 | 123.2096
| CS-PLN-760 | Davao Power Plant (San Miguel Corp) Unit 2 | Davao Power Plant (San Miguel Corp) | 150 | Pre-permit development | 2016 | San Miguel Corporation | Coal | Philippines |  | Davao Occidental | 6.35 | 125.5467 |  | SUBCR | 38% | Coal | SUB | 80% | CS | #N/A | #N/A | ESP | 594 | 1012.4501 | 126.5563 | 9958.7368 | 3357090189.4737 | 1994.1116 | 3398.8863 | 284.6567 | 123.2096
| CS-PLN-760 | Davao Power Plant (San Miguel Corp) Unit 3 | Davao Power Plant (San Miguel Corp) | 300 | Pre-permit development | 2018 | San Miguel Corporation | Coal | Philippines |  | Davao Occidental | 6.35 | 125.5467 |  | SUBCR | 38% | Coal | SUB | 80% | CS | #N/A | #N/A | ESP | 594 | 1012.4501 | 126.5563 | 19917.4737 | 6714180378.9474 | 3988.2231 | 6797.7726 | 569.3135 | 246.4193
| CS-PLN-760 | Davao Power Plant (San Miguel Corp) Unit 4 | Davao Power Plant (San Miguel Corp) | 300 | Pre-permit development | 2019 | San Miguel Corporation | Coal | Philippines |  | Davao Occidental | 6.35 | 125.5467 |  | SUBCR | 38% | Coal | SUB | 80% | CS | #N/A | #N/A | ESP | 594 | 1012.4501 | 126.5563 | 19917.4737 | 6714180378.9474 | 3988.2231 | 6797.7726 | 569.3135 | 246.4193
| CS-PLN-760 | Davao Power Plant (San Miguel Corp) Unit 5 | Davao Power Plant (San Miguel Corp) | 300 | Pre-permit development | 2020 | San Miguel Corporation | Coal | Philippines |  | Davao Occidental | 6.35 | 125.5467 |  | SUBCR | 38% | Coal | SUB | 80% | CS | #N/A | #N/A | ESP | 594 | 1012.4501 | 126.5563 | 19917.4737 | 6714180378.9474 | 3988.2231 | 6797.7726 | 569.3135 | 246.4193
1025307 | CS-PLN-1025307 | Isabel Copper Plant | Isabel Copper Plant | 200 | Announced | 2016 | Phil Assoc Smelt & Ref (PASAR) | Coal | Philippines |  | Leyte | 10.8946 | 124.4361 |  | SUBCR | 38% | Coal |  | 80% | CS |  |  | ESP | 594 | 1012.4501 | 126.5563 | 13278.3158 | 4476120252.6316 | 2658.8154 | 4531.8484 | 379.5423 | 164.2795
| CS-PLN-767 | Isabela power station | Isabela power station | 100 | Announced |  | PNOC Exploration Corporation | Coal | Philippines |  | Isabela | 17 | 122 |  | SUBCR | 38% | Coal |  | 80% | CS | #N/A | #N/A | ESP | 594 | 1012.4501 | 126.5563 | 6639.1579 | 2238060126.3158 | 1329.4077 | 2265.9242 | 189.7712 | 82.1398
1073456 | CS-CON-1073456 | Kamanga power station Unit 1 | Kamanga power station | 105 | Construction | 2015 | Alsons Consolidated and Toyota | Coal | Philippines |  | Sarangani | 5.8604 | 125.0644 |  | SUBCR | 38% | Coal | SUB | 80% | CS |  |  | ESP | 594 | 1012.4501 | 126.5563 | 6971.1158 | 2349963132.6316 | 1395.8781 | 2379.2204 | 199.2597 | 86.2467
1073456 | CS-CON-1073456 | Kamanga power station Unit 2 | Kamanga power station | 105 | Construction | 2016 | Alsons Consolidated and Toyota | Coal | Philippines |  | Sarangani | 5.8604 | 125.0644 |  | SUBCR | 38% | Coal | SUB | 80% | CS |  |  | ESP | 594 | 1012.4501 | 126.5563 | 6971.1158 | 2349963132.6316 | 1395.8781 | 2379.2204 | 199.2597 | 86.2467
| CS-PLN-770 | Limay TPP Phase 1 | Limay power station | 300 | Pre-permit development | 2016 | SMC Consolidated Power Corp | Coal | Philippines |  | Bataan | 14.5667 | 120.6 |  | SUBCR | 38% | Coal |  | 80% | CS | #N/A | #N/A | ESP | 594 | 1012.4501 | 126.5563 | 19917.4737 | 6714180378.9474 | 3988.2231 | 6797.7726 | 569.3135 | 246.4193
| CS-PLN-770 | Limay TPP Phase 2 | Limay power station | 300 | Pre-permit development | 2018 | SMC Consolidated Power Corp | Coal | Philippines |  | Bataan | 14.5667 | 120.6 |  | SUBCR | 38% | Coal |  | 80% | CS | #N/A | #N/A | ESP | 594 | 1012.4501 | 126.5563 | 19917.4737 | 6714180378.9474 | 3988.2231 | 6797.7726 | 569.3135 | 246.4193
| CS-PLN-770 | Limay TPP Phase 3 | Limay power station | 300 | Pre-permit development | 2020 | SMC Consolidated Power Corp | Coal | Philippines |  | Bataan | 14.5667 | 120.6 |  | SUBCR | 38% | Coal |  | 80% | CS | #N/A | #N/A | ESP | 594 | 1012.4501 | 126.5563 | 19917.4737 | 6714180378.9474 | 3988.2231 | 6797.7726 | 569.3135 | 246.4193
1054104 | CS-PLN-1054104 | Mariveles Power Plant Unit 3 | Mariveles Power Plant | 600 | Pre-permit development | 2018 | GNPower | Coal | Philippines |  | Bataan | 14.4246 | 120.541 |  | SUBCR | 38% | Coal |  | 80% | CS | CF |  | ESP | 594 | 1012.4501 | 126.5563 | 39834.9474 | 13428360757.8947 | 7976.4463 | 13595.5452 | 1138.6269 | 492.8385
1054104 | CS-PLN-1054104 | Mariveles Power Plant Unit 4 | Mariveles Power Plant | 600 | Pre-permit development | 2018 | GNPower | Coal | Philippines |  | Bataan | 14.4246 | 120.541 |  | SUBCR | 38% | Coal |  | 80% | CS | CF |  | ESP | 594 | 1012.4501 | 126.5563 | 39834.9474 | 13428360757.8947 | 7976.4463 | 13595.5452 | 1138.6269 | 492.8385
1023529 | CS-PLN-1023529 | Masinloc power station Unit 3 | Masinloc power station | 300 | Permitted | 2015 | AES Masinloc Power Partners Co | Coal | Philippines |  | Zambales | 15.5672 | 119.9228 |  | SUBCR | 38% | Coal | BIT | 80% | CS |  |  | ESP | 594 | 1012.4501 | 126.5563 | 19917.4737 | 6714180378.9474 | 3988.2231 | 6797.7726 | 569.3135 | 246.4193
1023529 | CS-PLN-1023529 | Masinloc power station Unit 4 | Masinloc power station | 300 | Permitted | 2018 | AES Masinloc Power Partners Co | Coal | Philippines |  | Zambales | 15.5672 | 119.9228 |  | SUBCR | 38% | Coal | BIT | 80% | CS |  |  | ESP | 594 | 1012.4501 | 126.5563 | 19917.4737 | 6714180378.9474 | 3988.2231 | 6797.7726 | 569.3135 | 246.4193
1099105 | CS-CON-1099105 | Misamis Oriental power station Unit 1 | Misamis Oriental power station | 135 | Construction | 2016 | Filinvest Development Corp | Coal | Philippines |  | Misamis Oriental | 8.5262 | 124.7545 |  | SUBCR | 38% | Coal |  | 80% | CS | ACFB | ACFB | ESP | 594 | 440 | 126.5563 | 8962.8632 | 3021381170.5263 | 1794.7004 | 1329.4077 | 256.1911 | 110.8887
1099105 | CS-CON-1099105 | Misamis Oriental power station Unit 2 | Misamis Oriental power station | 135 | Construction | 2016 | Filinvest Development Corp | Coal | Philippines |  | Misamis Oriental | 8.5262 | 124.7545 |  | SUBCR | 38% | Coal |  | 80% | CS | ACFB | ACFB | ESP | 594 | 440 | 126.5563 | 8962.8632 | 3021381170.5263 | 1794.7004 | 1329.4077 | 256.1911 | 110.8887
1099105 | CS-PLN-1099105 | Misamis Oriental power station Unit 3 | Misamis Oriental power station | 135 | Permitted | 2016 | Filinvest Development Corp | Coal | Philippines |  | Misamis Oriental | 8.5262 | 124.7545 |  | SUBCR | 38% | Coal |  | 80% | CS | ACFB | ACFB | ESP | 594 | 440 | 126.5563 | 8962.8632 | 3021381170.5263 | 1794.7004 | 1329.4077 | 256.1911 | 110.8887
1013255 | CS-PLN-1013255 | Pagbilao power station Unit 3 | Pagbilao power station | 400 | Pre-permit development | 2015 | Tokyo Electric | Coal | Philippines |  | Quezon | 13.8932 | 121.745 |  | SUBCR | 38% | Coal | BIT | 80% | CS |  |  | ESP | 594 | 1012.4501 | 126.5563 | 26556.6316 | 8952240505.2632 | 5317.6309 | 9063.6968 | 759.0846 | 328.559
1098927 | CS-PLN-1098927 | PsagCorp power station Unit 1 | PsagCorp power station | 135 | Pre-permit development | 2017 | Ayala Corp | Coal | Philippines |  | Lanao del Norte | 8.1901 | 124.0875 |  | SUBCR | 38% | Coal |  | 80% | CS |  |  | ESP | 594 | 1012.4501 | 126.5563 | 8962.8632 | 3021381170.5263 | 1794.7004 | 3058.9977 | 256.1911 | 110.8887
1098927 | CS-PLN-1098927 | PsagCorp power station Unit 2 | PsagCorp power station | 135 | Pre-permit development | 2017 | Ayala Corp | Coal | Philippines |  | Lanao del Norte | 8.1901 | 124.0875 |  | SUBCR | 38% | Coal |  | 80% | CS |  |  | ESP | 594 | 1012.4501 | 126.5563 | 8962.8632 | 3021381170.5263 | 1794.7004 | 3058.9977 | 256.1911 | 110.8887
1098927 | CS-PLN-1098927 | PsagCorp power station Unit 3 | PsagCorp power station | 135 | Pre-permit development | 2017 | Ayala Corp | Coal | Philippines |  | Lanao del Norte | 8.1901 | 124.0875 |  | SUBCR | 38% | Coal |  | 80% | CS |  |  | ESP | 594 | 1012.4501 | 126.5563 | 8962.8632 | 3021381170.5263 | 1794.7004 | 3058.9977 | 256.1911 | 110.8887
| CS-PLN-786 | Sibuguey Power Plant Project | Sibuguey Power Plant Project | 100 | Pre-permit development | 2016 | Philippine National Oil Company | Coal | Philippines |  | Zamboanga Sibugay | 7.8 | 122.6667 |  | SUBCR | 38% | Coal |  | 80% | CS | #N/A | #N/A | ESP | 594 | 1012.4501 | 126.5563 | 6639.1579 | 2238060126.3158 | 1329.4077 | 2265.9242 | 189.7712 | 82.1398
| CS-PLN-790 | Therma Visayas Energy Project | Therma Visayas Energy Project | 300 | Pre-permit development | 2017 | Aboitiz Group | Coal | Philippines |  | Cebu | 10.3353 | 123.6044 |  | SUBCR | 38% | Coal |  | 80% | CS | #N/A | #N/A | ESP | 594 | 1012.4501 | 126.5563 | 19917.4737 | 6714180378.9474 | 3988.2231 | 6797.7726 | 569.3135 | 246.4193
1086445 | CS-PLN-1086445 | Zamboanga power station | Zamboanga power station | 105 | Pre-permit development | 2015 | Alsons Consolidated Resources, Inc. | Coal | Philippines |  | Zamboanga City | 12.2908 | 122.0689 |  | SUBCR | 38% | Coal |  | 80% | CS | ACFB | ACFB | ESP | 594 | 440 | 126.5563 | 6971.1158 | 2349963132.6316 | 1395.8781 | 1033.9838 | 199.2597 | 86.2467
1018133 | CS-CON-1018133 | Buk-Pyeong 1 power station Unit 2 | Bukpyung power station | 595 | Construction | 2016 | STX Energy | Anth | South Korea | Gangwon |  | 37.4805 | 129.1433 |  | SUPERC | 41% | Anth | ANTH | 80% | CS |  |  | ESP | 182.2798 | 131.6786 | 18.3226 | 36612.5268 | 12342082794.1463 | 2249.7122 | 1625.1887 | 151.5134 | 65.5804
1018133 | CS-CON-1018133 | Buk-Pyeong power station Unit 1 | Bukpyung power station | 595 | Construction | 2016 | STX Energy | Anth | South Korea | Gangwon |  | 37.4805 | 129.1433 |  | SUPERC | 41% | Anth | ANTH | 80% | CS |  |  | ESP | 182.2798 | 131.6786 | 18.3226 | 36612.5268 | 12342082794.1463 | 2249.7122 | 1625.1887 | 151.5134 | 65.5804
1021184 | CS-CON-1021184 | Dangjin power station Unit 10 | Dangjin power station | 1000 | Construction | 2016 | KOREA ELECTRIC POWER CORP | Coal | South Korea | South Chungcheong |  | 37.0551 | 126.5122 |  | ULTRSC | 44% | Coal | BIT | 80% | CS | FGD | SCR | ESP | 74.5986 | 119.1171 | 3.2085 | 57338.1818 | 19328701090.9091 | 1441.8935 | 2302.3783 | 41.5513 | 17.9849
1021184 | CS-CON-1021184 | Dangjin power station Unit 9 | Dangjin power station | 1000 | Construction | 2016 | KOREA ELECTRIC POWER CORP | Coal | South Korea | South Chungcheong |  | 37.0551 | 126.5122 |  | ULTRSC | 44% | Coal | BIT | 80% | CS | FGD | SCR | ESP | 74.5986 | 119.1171 | 3.2085 | 57338.1818 | 19328701090.9091 | 1441.8935 | 2302.3783 | 41.5513 | 17.9849
1094248 | CS-CON-1094248 | Dongbu Green power station Unit 1 | Dongbu Green power station | 500 | Construction | 2016 | Dongbu Corp | Coal | South Korea | South Chungcheong |  | 36.8931 | 126.6281 |  | ULTRSC | 44% | Coal |  | 80% | CS |  |  |  | 390.5995 | 131.6786 | 18.3226 | 28669.0909 | 9664350545.4545 | 3774.891 | 1272.5885 | 118.6411 | 51.3521
1094248 | CS-CON-1094248 | Dongbu Green power station Unit 2 | Dongbu Green power station | 500 | Construction | 2016 | Dongbu Corp | Coal | South Korea | South Chungcheong |  | 36.8931 | 126.6281 |  | ULTRSC | 44% | Coal |  | 80% | CS |  |  |  | 390.5995 | 131.6786 | 18.3226 | 28669.0909 | 9664350545.4545 | 3774.891 | 1272.5885 | 118.6411 | 51.3521
1021197 | CS-PLN-1021197 | Samcheok Anthracite power station | Samcheok Anthracite power station | 100 | Announced |  | KOREA ELECTRIC POWER CORP | Anth | South Korea | Gangwon-do |  | 37.45 | 129.165 |  | SUPERC | 41% | Anth | ANTH | 80% | CS | WLST | SCR | ESP | 74.5986 | 119.1171 | 3.2085 | 6153.3659 | 2074299629.2683 | 154.7398 | 247.0845 | 4.4592 | 1.9301
1085492 | CS-CON-1085492 | Samcheok power station Unit 1 | Samcheok power station | 520 | Construction | 2015 | KOREA ELECTRIC POWER CORP | Coal | South Korea | Gangwon-do |  | 37.45 | 129.165 |  | ULTRSC/CFB | 44% | Coal |  | 80% | CS |  |  |  | 74.5986 | 119.1171 | 3.2085 | 29815.8545 | 10050924567.2727 | 749.7846 | 1197.2367 | 21.6067 | 9.3522
1085492 | CS-CON-1085492 | Samcheok power station Unit 2 | Samcheok power station | 520 | Construction | 2015 | KOREA ELECTRIC POWER CORP | Coal | South Korea | Gangwon-do |  | 37.45 | 129.165 |  | ULTRSC/CFB | 44% | Coal |  | 80% | CS |  |  |  | 74.5986 | 119.1171 | 3.2085 | 29815.8545 | 10050924567.2727 | 749.7846 | 1197.2367 | 21.6067 | 9.3522
1086916 | CS-CON-1086916 | Samcheok power station Unit 3 | Samcheok power station | 520 | Construction | 2015 | KOREA ELECTRIC POWER CORP | Coal | South Korea | Gangwon-do |  | 37.45 | 129.165 |  | ULTRSC/CFB | 44% | Coal |  | 80% | CS | FGD |  |  | 74.5986 | 119.1171 | 3.2085 | 29815.8545 | 10050924567.2727 | 749.7846 | 1197.2367 | 21.6067 | 9.3522
1086916 | CS-CON-1086916 | Samcheok power station Unit 4 | Samcheok power station | 520 | Construction | 2015 | KOREA ELECTRIC POWER CORP | Coal | South Korea | Gangwon-do |  | 37.45 | 129.165 |  | ULTRSC/CFB | 44% | Coal |  | 80% | CS | FGD |  |  | 74.5986 | 119.1171 | 3.2085 | 29815.8545 | 10050924567.2727 | 749.7846 | 1197.2367 | 21.6067 | 9.3522
1086916 | CS-CON-1086916 | Samcheok power station Unit 5 | Samcheok power station | 520 | Construction |  | KOREA ELECTRIC POWER CORP | Coal | South Korea | Gangwon-do |  | 37.45 | 129.165 |  | ULTRSC/CFB | 44% | Coal |  | 80% | CS | FGD |  |  | 74.5986 | 119.1171 | 3.2085 | 29815.8545 | 10050924567.2727 | 749.7846 | 1197.2367 | 21.6067 | 9.3522
1086916 | CS-CON-1086916 | Samcheok power station Unit 6 | Samcheok power station | 520 | Construction |  | KOREA ELECTRIC POWER CORP | Coal | South Korea | Gangwon-do |  | 37.45 | 129.165 |  | ULTRSC/CFB | 44% | Coal |  | 80% | CS | FGD |  |  | 74.5986 | 119.1171 | 3.2085 | 29815.8545 | 10050924567.2727 | 749.7846 | 1197.2367 | 21.6067 | 9.3522
1086916 | CS-CON-1086916 | Samcheok power station Unit 7 | Samcheok power station | 520 | Construction |  | KOREA ELECTRIC POWER CORP | Coal | South Korea | Gangwon-do |  | 37.45 | 129.165 |  | ULTRSC/CFB | 44% | Coal |  | 80% | CS | FGD |  |  | 74.5986 | 119.1171 | 3.2085 | 29815.8545 | 10050924567.2727 | 749.7846 | 1197.2367 | 21.6067 | 9.3522
1086916 | CS-CON-1086916 | Samcheok power station Unit 8 | Samcheok power station | 520 | Construction |  | KOREA ELECTRIC POWER CORP | Coal | South Korea | Gangwon-do |  | 37.45 | 129.165 |  | ULTRSC/CFB | 44% | Coal |  | 80% | CS | FGD |  |  | 74.5986 | 119.1171 | 3.2085 | 29815.8545 | 10050924567.2727 | 749.7846 | 1197.2367 | 21.6067 | 9.3522
1086916 | CS-CON-1086916 | Shin Poryong power station Unit 1 | Shin Poryong power station | 1000 | Construction | 2016 | KOREA ELECTRIC POWER CORP | Coal | South Korea | Chungcheongnam-do |  | 36.4009 | 126.4908 |  | ULTRSC | 44% | Coal | BIT/SUB | 80% | CS | FGD |  |  | 74.5986 | 119.1171 | 3.2085 | 57338.1818 | 19328701090.9091 | 1441.8935 | 2302.3783 | 41.5513 | 17.9849
1086916 | CS-CON-1086916 | Shin Poryong power station Unit 2 | Shin Poryong power station | 1000 | Construction | 2017 | KOREA ELECTRIC POWER CORP | Coal | South Korea | Chungcheongnam-do |  | 36.4009 | 126.4908 |  | ULTRSC | 44% | Coal | BIT/SUB | 80% | CS | FGD |  |  | 74.5986 | 119.1171 | 3.2085 | 57338.1818 | 19328701090.9091 | 1441.8935 | 2302.3783 | 41.5513 | 17.9849
1086917 | CS-CON-1086917 | Taean power station Unit 10 | Taean power station | 1050 | Construction | 2016 | KOREA ELECTRIC POWER CORP | Coal | South Korea | Chungcheongnam-do |  | 36.9056 | 126.2346 |  | ULTRSC | 44% | Coal | BIT | 80% | CS |  |  |  | 74.5986 | 119.1171 | 3.2085 | 60205.0909 | 20295136145.4545 | 1513.9881 | 2417.4972 | 43.6289 | 18.8842
1094248 | CS-CON-1094248 | Taean power station Unit 9 | Taean power station | 1050 | Construction | 2016 | KOREA ELECTRIC POWER CORP | Coal | South Korea | Chungcheongnam-do |  | 36.9056 | 126.2346 |  | ULTRSC | 44% | Coal | BIT | 80% | CS |  |  |  | 74.5986 | 119.1171 | 3.2085 | 60205.0909 | 20295136145.4545 | 1513.9881 | 2417.4972 | 43.6289 | 18.8842
1094248 | CS-CON-1094248 | Yeongheung power station Unit 5 | Yeongheung power station | 870 | Construction | 2014 | KOREA ELECTRIC POWER CORP | Coal | South Korea | Incheon |  | 37.2369 | 126.4361 |  | SUPERC | 41% | Coal | BIT | 80% | CS |  |  |  | 74.5986 | 119.1171 | 3.2085 | 53534.2829 | 18046406774.6342 | 1346.2361 | 2149.6351 | 38.7948 | 16.7918
1094249 | CS-CON-1094249 | Yeongheung power station Unit 6 | Yeongheung power station | 870 | Construction | 2014 | KOREA ELECTRIC POWER CORP | Coal | South Korea | Incheon |  | 37.2369 | 126.4361 |  | SUPERC | 41% | Coal | BIT | 80% | CS |  |  |  | 74.5986 | 119.1171 | 3.2085 | 53534.2829 | 18046406774.6342 | 1346.2361 | 2149.6351 | 38.7948 | 16.7918
1094249 | CS-CON-1094249 | Yeosu power station rebuild | Yeosu power station | 350 | Construction | 2015 | KOREA ELECTRIC POWER CORP | Coal | South Korea | Jeollanam-do |  | 34.8393 | 127.6908 |  | SUBCR | 38% | Coal | BIT | 80% | CS |  |  |  | 74.5986 | 119.1171 | 3.2085 | 23237.0526 | 7833210442.1053 | 584.3463 | 933.0691 | 16.8392 | 7.2886
1057855 | CS-CON-1057855 | Changgong Unit 1 | Changgong power station | 800 | Construction | 2019 | Government of Taiwan | Coal | Taiwan | Changhua County |  | 25.1269 | 121.8154 |  | ULTRSC | 44% | Coal |  | 80% | CS | FGD | SCR | ESP | 442.9469 | 94.0562 | 22.9033 | 45870.5455 | 15462960872.7273 | 1002.8613 | 715.4659 | 147.2501 | 63.7351
1057855 | CS-CON-1057855 | Changgong Unit 2 | Changgong power station | 800 | Construction | 2020 | Government of Taiwan | Coal | Taiwan | Changhua County |  | 25.1269 | 121.8154 |  | ULTRSC | 44% | Coal |  | 80% | CS | FGD | SCR | ESP | 442.9469 | 94.0562 | 22.9033 | 45870.5455 | 15462960872.7273 | 1002.8613 | 715.4659 | 147.2501 | 63.7351
1069542 | CS-CON-1069542 | Linkou Renewal Unit 1 | Linkou power station | 800 | Construction | 2016 | Government of Taiwan | Coal | Taiwan | Taipei |  | 25.1209 | 121.298 |  | ULTRSC | 44% | Coal | BIT | 80% | CS | SWFGD | SCR | ESP/BH | 442.9469 | 94.0562 | 22.9033 | 45870.5455 | 15462960872.7273 | 1002.8613 | 715.4659 | 147.2501 | 63.7351
1069542 | CS-CON-1069542 | Linkou Renewal Unit 2 | Linkou power station | 800 | Construction | 2017 | Government of Taiwan | Coal | Taiwan | Taipei |  | 25.1209 | 121.298 |  | ULTRSC | 44% | Coal | BIT | 80% | CS | SWFGD | SCR | ESP/BH | 442.9469 | 94.0562 | 22.9033 | 45870.5455 | 15462960872.7273 | 1002.8613 | 715.4659 | 147.2501 | 63.7351
1069542 | CS-PLN-1069542 | Linkou Renewal Unit 3 | Linkou power station | 800 | Planning | 2021 | Government of Taiwan | Coal | Taiwan | Taipei |  | 25.1209 | 121.298 |  | ULTRSC | 44% | Coal | BIT | 80% | CS | SWFGD | SCR | ESP/BH | 442.9469 | 94.0562 | 22.9033 | 45870.5455 | 15462960872.7273 | 1002.8613 | 715.4659 | 147.2501 | 63.7351
1030827 | CS-CON-1030827 | Shenao Unit 4 | Shenao power station | 800 | Construction | 2020 | Government of Taiwan | Coal | Taiwan | Shenao |  | 25.1269 | 121.8154 |  | ULTRSC | 44% | Coal | BIT | 80% | CS | FGD | SCR | ESP | 442.9469 | 94.0562 | 22.9033 | 45870.5455 | 15462960872.7273 | 1002.8613 | 715.4659 | 147.2501 | 63.7351
1030827 | CS-CON-1030827 | Shenao Unit 5 | Shenao power station | 800 | Construction | 2021 | Government of Taiwan | Coal | Taiwan | Shenao |  | 25.1269 | 121.8154 |  | ULTRSC | 44% | Coal | BIT | 80% | CS | FGD | SCR | ESP | 442.9469 | 94.0562 | 22.9033 | 45870.5455 | 15462960872.7273 | 1002.8613 | 715.4659 | 147.2501 | 63.7351
1030842 | CS-PLN-1030842 | Talin Unit 7 | Talin power station | 800 | Planning | 2016 | Government of Taiwan | Coal | Taiwan | Kaohsiung City |  | 22.537 | 120.335 |  | ULTRSC | 44% | Coal |  | 80% | CS | SWFGD |  | BH | 442.9469 | 94.0562 | 22.9033 | 45870.5455 | 15462960872.7273 | 1002.8613 | 715.4659 | 147.2501 | 63.7351
1030842 | CS-PLN-1030842 | Talin Unit 8 | Talin power station | 800 | Planning | 2017 | Government of Taiwan | Coal | Taiwan | Kaohsiung City |  | 22.537 | 120.335 |  | ULTRSC | 44% | Coal |  | 80% | CS | SWFGD |  | BH | 442.9469 | 94.0562 | 22.9033 | 45870.5455 | 15462960872.7273 | 1002.8613 | 715.4659 | 147.2501 | 63.7351
1030842 | CS-PLN-1030842 | Talin Unit 9 | Talin power station | 800 | Planning | 2023 | Government of Taiwan | Coal | Taiwan | Kaohsiung City |  | 22.537 | 120.335 |  | ULTRSC | 44% | Coal |  | 80% | CS | SWFGD |  | BH | 442.9469 | 94.0562 | 22.9033 | 45870.5455 | 15462960872.7273 | 1002.8613 | 715.4659 | 147.2501 | 63.7351
1071704 | CS-PLN-1071704 | Chachoengsao NPS power station Unit 1 | Chachoengsao NPS power station | 135 | Pre-permit development | 2016 | National Power Supply Company | Coal | Thailand | Chachoengsao |  | 13.7447 | 101.3472 |  | SUBCR | 38% | Coal |  | 80% | CS |  |  |  | 550.9286 | 440 | 85.7143 | 8962.8632 | 3021381170.5263 | 1664.5652 | 1329.4077 | 173.5136 | 75.1029
1071704 | CS-PLN-1071704 | Chachoengsao NPS power station Unit 2 | Chachoengsao NPS power station | 135 | Pre-permit development | 2016 | National Power Supply Company | Coal | Thailand | Chachoengsao |  | 13.7447 | 101.3472 |  | SUBCR | 38% | Coal |  | 80% | CS |  |  |  | 550.9286 | 440 | 85.7143 | 8962.8632 | 3021381170.5263 | 1664.5652 | 1329.4077 | 173.5136 | 75.1029
1071704 | CS-PLN-1071704 | Chachoengsao NPS power station Unit 3 | Chachoengsao NPS power station | 135 | Pre-permit development | 2017 | National Power Supply Company | Coal | Thailand | Chachoengsao |  | 13.7447 | 101.3472 |  | SUBCR | 38% | Coal |  | 80% | CS |  |  |  | 550.9286 | 440 | 85.7143 | 8962.8632 | 3021381170.5263 | 1664.5652 | 1329.4077 | 173.5136 | 75.1029
1071704 | CS-PLN-1071704 | Chachoengsao NPS power station Unit 4 | Chachoengsao NPS power station | 135 | Pre-permit development | 2017 | National Power Supply Company | Coal | Thailand | Chachoengsao |  | 13.7447 | 101.3472 |  | SUBCR | 38% | Coal |  | 80% | CS |  |  |  | 550.9286 | 440 | 85.7143 | 8962.8632 | 3021381170.5263 | 1664.5652 | 1329.4077 | 173.5136 | 75.1029
1089189 | CS-PLN-1089189 | Mae Moh power station Units 4-7 replacement | Mae Moh power station | 600 | Pre-permit development | 2019 | Electricity Generating Authority of Thailand (EGAT) | Coal | Thailand | Lampang |  | 18.296 | 99.752 |  |  | 38% | Coal |  | 80% | CS |  |  |  | 550.9286 | 440 | 85.7143 | 39834.9474 | 13428360757.8947 | 7398.0676 | 5908.4787 | 771.1716 | 333.7907
1014278 | CS-PLN-1014278 | Thap Sakae power station Unit 1 | Thap Sakae power station | 700 | Announced | 2019 | Electricity Generating Authority of Thailand (EGAT) | Coal | Thailand | Prachuab Khiri Khan |  | 11.5 | 99.6217 |  |  | 38% | Coal |  | 80% | CS |  |  |  | 550.9286 | 440 | 85.7143 | 46474.1053 | 15666420884.2105 | 8631.0789 | 6893.2252 | 899.7002 | 389.4225
1014278 | CS-PLN-1014278 | Thap Sakae power station Unit 2 | Thap Sakae power station | 700 | Announced | 2022 | Electricity Generating Authority of Thailand (EGAT) | Coal | Thailand | Prachuab Khiri Khan |  | 11.5 | 99.6217 |  |  | 38% | Coal |  | 80% | CS |  |  |  | 550.9286 | 440 | 85.7143 | 46474.1053 | 15666420884.2105 | 8631.0789 | 6893.2252 | 899.7002 | 389.4225
1014278 | CS-PLN-1014278 | Thap Sakae power station Unit 3 | Thap Sakae power station | 700 | Announced | 2025 | Electricity Generating Authority of Thailand (EGAT) | Coal | Thailand | Prachuab Khiri Khan |  | 11.5 | 99.6217 |  |  | 38% | Coal |  | 80% | CS |  |  |  | 550.9286 | 440 | 85.7143 | 46474.1053 | 15666420884.2105 | 8631.0789 | 6893.2252 | 899.7002 | 389.4225
1014278 | CS-PLN-1014278 | Thap Sakae power station Unit 4 | Thap Sakae power station | 700 | Announced | 2028 | Electricity Generating Authority of Thailand (EGAT) | Coal | Thailand | Prachuab Khiri Khan |  | 11.5 | 99.6217 |  |  | 38% | Coal |  | 80% | CS |  |  |  | 550.9286 | 440 | 85.7143 | 46474.1053 | 15666420884.2105 | 8631.0789 | 6893.2252 | 899.7002 | 389.4225
1088944 | CS-CON-1088944 | An Khanh-1 Unit 1 | An Khanh power station | 50 | Construction | 2013 | An Khanh Thermo-Power JSC | Coal | Vietnam | Thai Nguyen | Dai Tu | 21.619 | 105.746 |  | SUBCR | 38% | Coal | ANTH | 80% | CS | ACFB | ACFB | ESP | 425 | 440 | 126.5563 | 3319.5789 | 1119030063.1579 | 475.5878 | 492.3732 | 94.8856 | 41.0699
1088944 | CS-CON-1088944 | An Khanh-1 Unit 2 | An Khanh power station | 50 | Construction | 2013 | An Khanh Thermo-Power JSC | Coal | Vietnam | Thai Nguyen | Dai Tu | 21.619 | 105.746 |  | SUBCR | 38% | Coal | ANTH | 80% | CS | ACFB | ACFB | ESP | 425 | 440 | 126.5563 | 3319.5789 | 1119030063.1579 | 475.5878 | 492.3732 | 94.8856 | 41.0699
1088943 | CS-CON-1088943 | An Khanh-2 Unit 1 | An Khanh power station | 300 | Construction | 2016 | An Khanh Thermo-Power JSC | Coal | Vietnam | Thai Nguyen | Pho Yen | 21.619 | 105.746 |  | SUBCR | 38% | Coal | ANTH | 80% | CS | ACFB | ACFB | ESP | 425 | 440 | 126.5563 | 19917.4737 | 6714180378.9474 | 2853.5267 | 2954.2394 | 569.3135 | 246.4193
| CS-CON-844 | Cong Thanh | Cong Thanh power station | 600 | Construction |  | Cong Thanh Thermal Power Joint Stock Company | Coal | Vietnam | Thanh Hoa | Phu Luong | 19.33 | 105.813 |  |  | 38% | Coal | BIT | 80% | CS |  |  |  | 425 | 552.5 | 126.5563 | 39834.9474 | 13428360757.8947 | 5707.0533 | 7419.1693 | 1138.6269 | 492.8385
1091358 | CS-PLN-1091358 | Dung Quat 1 | Dung Quat power station | 600 | Announced | 2020 | Sembcorp Utilities Vietnam | Coal | Vietnam | Quang Ngai | Binh Son | 15.333 | 108.667 |  |  | 38% | Coal |  | 80% | CS |  |  |  | 350 | 455 | 126.5563 | 39834.9474 | 13428360757.8947 | 4699.9263 | 6109.9041 | 1138.6269 | 492.8385
1091358 | CS-PLN-1091358 | Dung Quat 2 | Dung Quat power station | 600 | Announced | 2020 | Sembcorp Utilities Vietnam | Coal | Vietnam | Quang Ngai | Binh Son | 15.333 | 108.667 |  |  | 38% | Coal |  | 80% | CS |  |  |  | 350 | 455 | 126.5563 | 39834.9474 | 13428360757.8947 | 4699.9263 | 6109.9041 | 1138.6269 | 492.8385
1070526 | CS-CON-1070526 | Duyen Hai-1 Unit 1 | Duyen Hai Power Generation Complex | 622.5 | Construction | 2014 | Electricity of Vietnam (EVN) | Coal | Vietnam | Tra Vinh | Duhen Hai | 9.5874 | 106.5332 |  | SUBCR | 38% | Coal | BIT | 80% | CS | FGD | SCR | ESP | 350 | 385 | 126.5563 | 41328.7579 | 13931924286.3158 | 4876.1735 | 5363.7909 | 1181.3254 | 511.32
1070526 | CS-CON-1070526 | Duyen Hai-1 Unit 2 | Duyen Hai Power Generation Complex | 622.5 | Construction | 2014 | Electricity of Vietnam (EVN) | Coal | Vietnam | Tra Vinh | Duhen Hai | 9.5874 | 106.5332 |  | SUBCR | 38% | Coal | BIT | 80% | CS | FGD | SCR | ESP | 350 | 385 | 126.5563 | 41328.7579 | 13931924286.3158 | 4876.1735 | 5363.7909 | 1181.3254 | 511.32
1075910 | CS-PLN-1075910 | Duyen Hai-2 Unit 1 | Duyen Hai Power Generation Complex | 600 | Announced | 2015 | Janakuasa SDN BHD | Coal | Vietnam | Tra Vinh | Duhen Hai | 9.5874 | 106.5332 |  |  | 38% | Coal | BIT | 80% | CS | FGD | SCR | ESP | 350 | 385 | 126.5563 | 39834.9474 | 13428360757.8947 | 4699.9263 | 5169.9189 | 1138.6269 | 492.8385
1075910 | CS-PLN-1075910 | Duyen Hai-2 Unit 1 | Duyen Hai Power Generation Complex | 600 | Announced | 2015 | Janakuasa SDN BHD | Coal | Vietnam | Tra Vinh | Duhen Hai | 9.5874 | 106.5332 |  |  | 38% | Coal | BIT | 80% | CS | FGD | SCR | ESP | 350 | 385 | 126.5563 | 39834.9474 | 13428360757.8947 | 4699.9263 | 5169.9189 | 1138.6269 | 492.8385
1079157 | CS-CON-1079157 | Duyen Hai-3 Unit 1 | Duyen Hai Power Generation Complex | 622 | Construction | 2016 | Electricity of Vietnam (EVN) | Coal | Vietnam | Tra Vinh | Duhen Hai | 9.5874 | 106.5332 |  | SUPERC | 41% | Coal | BIT | 80% | CS | FGD | SCR | ESP | 350 | 385 | 126.5563 | 38273.9356 | 12902143694.0488 | 4515.7503 | 4967.3253 | 1094.0075 | 473.5257
1079157 | CS-CON-1079157 | Duyen Hai-3 Unit 2 | Duyen Hai Power Generation Complex | 622 | Construction | 2016 | Electricity of Vietnam (EVN) | Coal | Vietnam | Tra Vinh | Duhen Hai | 9.5874 | 106.5332 |  | SUPERC | 41% | Coal | BIT | 80% | CS | FGD | SCR | ESP | 350 | 385 | 126.5563 | 38273.9356 | 12902143694.0488 | 4515.7503 | 4967.3253 | 1094.0075 | 473.5257
| CS-PLN-855 | Ha Tinh Formosa Plastics Steel Complex power station additional units | Ha Tinh Formosa Plastics Steel Complex power station | 1500 | Announced |  | Formosa Plastics and China Steel | Coal | Vietnam | Ha Tinh |  | 18.0346 | 106.4248 |  |  | 38% | Coal |  | 80% | CS |  |  |  | 350 | 455 | 126.5563 | 99587.3684 | 33570901894.7369 | 11749.8157 | 15274.7604 | 2846.5673 | 1232.0963
| CS-PLN-855 | Ha Tinh Formosa Plastics Steel Complex power station Unit 1 | Ha Tinh Formosa Plastics Steel Complex power station | 650 | Permitted |  | Formosa Plastics and China Steel | Coal | Vietnam | Ha Tinh |  | 18.0346 | 106.4248 |  |  | 38% | Coal |  | 80% | CS |  |  |  | 350 | 455 | 126.5563 | 43154.5263 | 14547390821.0526 | 5091.5868 | 6619.0628 | 1233.5125 | 533.9084
1075330 | CS-CON-1075330 | Hai Duong Unit 1 | Hai Duong Thermal Power Plant | 600 | Construction | 2016 | Jaks Resources | Coal | Vietnam | Hai Duong | Kinh Mon | 21.0353 | 106.4308 |  |  | 38% | Coal | ANTH | 80% | CS | CFB | CFB | ESP | 350 | 440 | 126.5563 | 39834.9474 | 13428360757.8947 | 4699.9263 | 5908.4787 | 1138.6269 | 492.8385
1075330 | CS-CON-1075330 | Hai Duong Unit 2 | Hai Duong Thermal Power Plant | 600 | Construction | 2017 | Jaks Resource-Malaysia/BOT | Coal | Vietnam | Hai Duong | Kinh Mon | 21.0353 | 106.4308 |  |  | 38% | Coal | ANTH | 80% | CS | CFB | CFB | ESP | 350 | 440 | 126.5563 | 39834.9474 | 13428360757.8947 | 4699.9263 | 5908.4787 | 1138.6269 | 492.8385
1080421 | CS-PLN-1080421 | Hai Hau Unit 1 | Hai Hau power station | 600 | Permitted | 2017 | Taekwang Vina Industry Joint Stock Company | Coal | Vietnam | Nam Dinh | Hai Hau | 20.167 | 106.25 |  |  | 38% | Coal |  | 80% | CS |  |  |  | 350 | 455 | 126.5563 | 39834.9474 | 13428360757.8947 | 4699.9263 | 6109.9041 | 1138.6269 | 492.8385
1080421 | CS-PLN-1080421 | Hai Hau Unit 2 | Hai Hau power station | 600 | Permitted | 2017 | Taekwang Vina Industry Joint Stock Company | Coal | Vietnam | Nam Dinh | Hai Hau | 20.167 | 106.25 |  |  | 38% | Coal |  | 80% | CS |  |  |  | 350 | 455 | 126.5563 | 39834.9474 | 13428360757.8947 | 4699.9263 | 6109.9041 | 1138.6269 | 492.8385
1080421 | CS-PLN-1080421 | Hai Hau Unit 3 | Hai Hau power station | 600 | Announced | 2021 | Taekwang Vina Industry Joint Stock Company | Coal | Vietnam | Nam Dinh | Hai Hau | 20.167 | 106.25 |  |  | 38% | Coal |  | 80% | CS |  |  |  | 350 | 455 | 126.5563 | 39834.9474 | 13428360757.8947 | 4699.9263 | 6109.9041 | 1138.6269 | 492.8385
1080421 | CS-PLN-1080421 | Hai Hau Unit 4 | Hai Hau power station | 600 | Announced | 2021 | Taekwang Vina Industry Joint Stock Company | Coal | Vietnam | Nam Dinh | Hai Hau | 20.167 | 106.25 |  |  | 38% | Coal |  | 80% | CS |  |  |  | 350 | 455 | 126.5563 | 39834.9474 | 13428360757.8947 | 4699.9263 | 6109.9041 | 1138.6269 | 492.8385
1053570 | CS-CON-1053570 | Hai Phong Thermal Phase 2 Unit 4 | Hai Phong Thermal Power Station | 300 | Construction | 2014 | EVN GENCO NO 2 | Coal | Vietnam | Hai Phong | Thuy Nguyen | 20.86 | 106.74 |  | SUBCR | 38% | Coal | ANTH | 80% | CS | FGD | LNB | ESP | 350 | 450 | 126.5563 | 19917.4737 | 6714180378.9474 | 2349.9631 | 3021.3812 | 569.3135 | 246.4193
1075914 | CS-PLN-1075914 | Hai Phong Thermal Phase 3 | Hai Phong Thermal Power Station | 2400 | Announced | 2018 | Vietnam Coal-Mineral Industry | Coal | Vietnam | Hai Phong | Thuy Nguyen | 20.86 | 106.74 |  |  | 38% | Coal | ANTH | 80% | CS | FGD | LNB | ESP | 350 | 450 | 126.5563 | 159339.7895 | 53713443031.579 | 18799.7051 | 24171.0494 | 4554.5076 | 1971.3541
1072999 | CS-PLN-1072999 | Kien Luong-1 Unit 1 | Kien Luong power station | 600 | Permitted | 2023 | Tan Tao Energy Corp. | Coal | Vietnam | Kien Giang | Kien Luong | 10.3 | 104.661 |  | SUPERC | 41% | Coal |  | 80% | CS | FGD | SCR+LNB | ESP | 350 | 206.9919 | 126.5563 | 36920.1951 | 12445797775.6098 | 4356.0292 | 2576.1787 | 1055.3127 | 456.7772
1072999 | CS-PLN-1072999 | Kien Luong-1 Unit 2 | Kien Luong power station | 600 | Permitted | 2024 | Tan Tao Energy Corp. | Coal | Vietnam | Kien Giang | Kien Luong | 10.3 | 104.661 |  | SUPERC | 41% | Coal |  | 80% | CS | FGD | SCR+LNB | ESP | 350 | 206.9919 | 126.5563 | 36920.1951 | 12445797775.6098 | 4356.0292 | 2576.1787 | 1055.3127 | 456.7772
1072999 | CS-PLN-1072999 | Kien Luong-3 Unit 1 | Kien Luong power station | 1000 | Announced | 2027 | Tan Tao Energy Corp. | Coal | Vietnam | Kien Giang | Kien Luong | 10.3 | 104.661 |  | SUPERC | 41% | Coal |  | 80% | CS | FGD | SCR+LNB | ESP | 350 | 206.9919 | 126.5563 | 61533.6585 | 20742996292.6829 | 7260.0487 | 4293.6312 | 1758.8546 | 761.2953
1072999 | CS-PLN-1072999 | Kien Luong-3 Unit 2 | Kien Luong power station | 1000 | Announced | 2028 | Tan Tao Energy Corp. | Coal | Vietnam | Kien Giang | Kien Luong | 10.3 | 104.661 |  | SUPERC | 41% | Coal |  | 80% | CS | FGD | SCR+LNB | ESP | 350 | 206.9919 | 126.5563 | 61533.6585 | 20742996292.6829 | 7260.0487 | 4293.6312 | 1758.8546 | 761.2953
1072998 | CS-PLN-1072998 | Long An power station | Long An power station | 600 | Announced | 2024 | ITA-Power Co. | Coal | Vietnam | Long An | Can Duoc | 10.4637 | 106.6784 |  |  | 38% | Coal | BIT | 80% | CS | FGD | SCR/LNB | ESP | 425 | 552.5 | 126.5563 | 39834.9474 | 13428360757.8947 | 5707.0533 | 7419.1693 | 1138.6269 | 492.8385
1071706 | CS-CON-1071706 | Long Phu Phase 1 Unit 1 | Long Phu Power Centre | 600 | Construction | 2017 | PetroVietnam Power Corp | Coal | Vietnam | Soc Trang | Long Phu | 9.662 | 106.085 |  | SUPERC | 41% | Coal |  | 80% | CS | WFGD | SCR/LNB | ESP | 350 | 455 | 126.5563 | 36920.1951 | 12445797775.6098 | 4356.0292 | 5662.838 | 1055.3127 | 456.7772
1071706 | CS-CON-1071706 | Long Phu Phase 1 Unit 2 | Long Phu Power Centre | 600 | Construction | 2018 | PetroVietnam Power Corp | Coal | Vietnam | Soc Trang | Long Phu | 9.662 | 106.085 |  | SUPERC | 41% | Coal |  | 80% | CS | WFGD | SCR/LNB | ESP | 350 | 455 | 126.5563 | 36920.1951 | 12445797775.6098 | 4356.0292 | 5662.838 | 1055.3127 | 456.7772
1098151 | CS-PLN-1098151 | Long Phu Phase 2 Unit 1 | Long Phu Power Centre | 660 | Announced | 2023 | Tata VIetnam | Coal | Vietnam | Soc Trang | Long Phu | 9.662 | 106.085 |  | SUPERC | 41% | Coal |  | 80% | CS | WFGD | SCR/LNB | ESP | 350 | 455 | 126.5563 | 40612.2146 | 13690377553.1707 | 4791.6321 | 6229.1218 | 1160.844 | 502.4549
1098151 | CS-PLN-1098151 | Long Phu Phase 2 Unit 2 | Long Phu Power Centre | 660 | Announced | 2023 | Tata VIetnam | Coal | Vietnam | Soc Trang | Long Phu | 9.662 | 106.085 |  | SUPERC | 41% | Coal |  | 80% | CS | WFGD | SCR/LNB | ESP | 350 | 455 | 126.5563 | 40612.2146 | 13690377553.1707 | 4791.6321 | 6229.1218 | 1160.844 | 502.4549
1071706 | CS-PLN-1071706 | Long Phu Phase 3 Unit 1 | Long Phu Power Centre | 1000 | Announced |  | PetroVietnam Power Corp | Coal | Vietnam | Soc Trang | Long Phu | 9.662 | 106.085 |  | SUPERC | 41% | Coal |  | 80% | CS | WFGD | SCR/LNB | ESP | 350 | 455 | 126.5563 | 61533.6585 | 20742996292.6829 | 7260.0487 | 9438.0633 | 1758.8546 | 761.2953
1071706 | CS-PLN-1071706 | Long Phu Phase 3 Unit 2 | Long Phu Power Centre | 1000 | Announced |  | PetroVietnam Power Corp | Coal | Vietnam | Soc Trang | Long Phu | 9.662 | 106.085 |  | SUPERC | 41% | Coal |  | 80% | CS | WFGD | SCR/LNB | ESP | 350 | 455 | 126.5563 | 61533.6585 | 20742996292.6829 | 7260.0487 | 9438.0633 | 1758.8546 | 761.2953
| CS-CON-878 | Luc Nam | Luc Nam power station | 100 | Construction |  | Energy and Industry Development Joint Stock Company | Coal | Vietnam | Bac Giang | Luc Nam | 21.2473 | 106.3653 |  | SUBC | 38% | Coal | ANTH | 80% | CS | CFB | CFB | ESP | 500 | 440 | 126.5563 | 6639.1579 | 2238060126.3158 | 1119.0301 | 984.7465 | 189.7712 | 82.1398
1067948 | CS-CON-1067948 | Mong Duong-1 Unit 1 | Mong Duong power station | 540 | Construction | 2015 | Electricity of Vietnam (EVN) | Coal | Vietnam | Quang Ninh | Cam Pha | 21.084 | 107.299 |  | SUBCR | 38% | Coal | ANTH | 80% | CS | FGD | SCR | ESP | 350 | 350 | 93.8 | 35851.4526 | 12085524682.1053 | 4229.9336 | 4229.9336 | 759.5269 | 328.7504
1067948 | CS-CON-1067948 | Mong Duong-1 Unit 2 | Mong Duong power station | 540 | Construction | 2015 | Electricity of Vietnam (EVN) | Coal | Vietnam | Quang Ninh | Cam Pha | 21.084 | 107.299 |  | SUBCR | 38% | Coal | ANTH | 80% | CS | FGD | SCR | ESP | 350 | 350 | 93.8 | 35851.4526 | 12085524682.1053 | 4229.9336 | 4229.9336 | 759.5269 | 328.7504
1067947 | CS-CON-1067947 | Mong Duong-2 Unit 1 | Mong Duong power station | 620 | Construction | 2014 | AES/Posco/China Invest | Coal | Vietnam | Quang Ninh | Cam Pha | 21.084 | 107.299 |  | SUBCR | 38% | Coal | ANTH | 80% | CS | FGD | SCR | ESP | 350 | 385 | 126.5563 | 41162.7789 | 13875972783.1579 | 4856.5905 | 5342.2495 | 1176.5811 | 509.2665
1067947 | CS-CON-1067947 | Mong Duong-2 Unit 2 | Mong Duong power station | 620 | Construction | 2015 | AES/Posco/China Invest | Coal | Vietnam | Quang Ninh | Cam Pha | 21.084 | 107.299 |  | SUBCR | 38% | Coal | ANTH | 80% | CS | FGD | SCR | ESP | 350 | 385 | 126.5563 | 41162.7789 | 13875972783.1579 | 4856.5905 | 5342.2495 | 1176.5811 | 509.2665
| CS-PLN-883 | Na Duong Unit 2 | Na Duong power station | 100 | Permitted |  | Vinacomin | Coal | Vietnam | Lang Son | Loc Binh | 21.6975 | 106.9765 |  | CFB | 38% | Coal |  | 80% | CS |  |  | ESP | 500 | 650 | 126.5563 | 6639.1579 | 2238060126.3158 | 1119.0301 | 1454.7391 | 189.7712 | 82.1398
1063220 | CS-CON-1063220 | Nghi Son Phase 1 Unit 2 | Nghi Son power station | 300 | Construction | 2014 | Electricity of Vietnam (EVN) | Coal | Vietnam | Thanh Hoa | Tinh Gia | 19.319 | 105.801 |  | SUBCR | 38% | Coal | ANTH | 80% | CS | FGD | SCR | ESP | 350 | 385 | 126.5563 | 19917.4737 | 6714180378.9474 | 2349.9631 | 2584.9594 | 569.3135 | 246.4193
1082382 | CS-CON-1082382 | Nghi Son Phase 2 Unit 1 | Nghi Son power station | 600 | Construction | 2018 | Marubeni Corp / Korea Elec | Coal | Vietnam | Thanh Hoa | Tinh Gia | 19.319 | 105.801 |  |  | 38% | Coal |  | 80% | CS | FGD | SCR | ESP | 350 | 385 | 126.5563 | 39834.9474 | 13428360757.8947 | 4699.9263 | 5169.9189 | 1138.6269 | 492.8385
1082382 | CS-CON-1082382 | Nghi Son Phase 2 Unit 2 | Nghi Son power station | 600 | Construction | 2018 | Marubeni Corp / Korea Elec | Coal | Vietnam | Thanh Hoa | Tinh Gia | 19.319 | 105.801 |  |  | 38% | Coal |  | 80% | CS | FGD | SCR | ESP | 350 | 385 | 126.5563 | 39834.9474 | 13428360757.8947 | 4699.9263 | 5169.9189 | 1138.6269 | 492.8385
| CS-PLN-888 | Phu Tho | Phu Tho power station | 600 | Announced | 2024 | Electricity of Vietnam (EVN) | Coal | Vietnam | Phu Tho | Tam Nong | 21.302 | 105.255 |  |  | 38% | Coal | ANTH | 80% | CS |  |  |  | 425 | 552.5 | 126.5563 | 39834.9474 | 13428360757.8947 | 5707.0533 | 7419.1693 | 1138.6269 | 492.8385
1025098 | CS-CON-1025098 | Quang Ninh Unit 4 | Quang Ninh power station | 300 | Construction | 2013 | EVN, Vinacomin, Vinaconex | Coal | Vietnam | Quang Ninh |  | 21.0116 | 107.13 |  | SUBCR | 38% | Coal | ANTH | 80% | CS | WLST | LNB | ESP | 442.9469 | 650 | 126.5563 | 19917.4737 | 6714180378.9474 | 2974.0255 | 4364.2172 | 569.3135 | 246.4193
1072574 | CS-CON-1072574 | Quang Trach-1 Unit 1 | Quang Trach Power Center | 600 | Construction | 2016 | PetroVietnam Power Corp | Coal | Vietnam | Quang Binh | Quang Trach | 17.833 | 106.417 |  | SUPERC | 41% | Coal | BIT | 80% | CS | FGD | LNB | ESP | 350 | 450 | 126.5563 | 36920.1951 | 12445797775.6098 | 4356.0292 | 5600.609 | 1055.3127 | 456.7772
1072574 | CS-CON-1072574 | Quang Trach-1 Unit 2 | Quang Trach Power Center | 600 | Construction | 2016 | PetroVietnam Power Corp | Coal | Vietnam | Quang Binh | Quang Trach | 17.833 | 106.417 |  | SUPERC | 41% | Coal | BIT | 80% | CS | FGD | LNB | ESP | 350 | 450 | 126.5563 | 36920.1951 | 12445797775.6098 | 4356.0292 | 5600.609 | 1055.3127 | 456.7772
1072574 | CS-PLN-1072574 | Quang Trach-2 Unit 1 | Quang Trach Power Center | 600 | Permitted |  | To be decided | Coal | Vietnam | Quang Binh | Quang Trach | 17.833 | 106.417 |  | SUPERC | 41% | Coal | BIT | 80% | CS | FGD | LNB | ESP | 350 | 450 | 126.5563 | 36920.1951 | 12445797775.6098 | 4356.0292 | 5600.609 | 1055.3127 | 456.7772
1072574 | CS-PLN-1072574 | Quang Trach-2 Unit 2 | Quang Trach Power Center | 600 | Permitted |  | To be decided | Coal | Vietnam | Quang Binh | Quang Trach | 17.833 | 106.417 |  | SUPERC | 41% | Coal | BIT | 80% | CS | FGD | LNB | ESP | 350 | 450 | 126.5563 | 36920.1951 | 12445797775.6098 | 4356.0292 | 5600.609 | 1055.3127 | 456.7772
| CS-PLN-898 | Quang Tri | Quang Tri power station | 1200 | Permitted |  | EGATI | Coal | Vietnam | Quang Tri | Hail Lang | 17.874 | 106.443 |  |  | 38% | Coal | BIT | 80% | CS | FGD | LNB | ESP | 350 | 450 | 126.5563 | 79669.8947 | 26856721515.7895 | 9399.8525 | 12085.5247 | 2277.2538 | 985.677
1085974 | CS-PLN-1085974 | Quynh Lap Phase 1 Unit 1 | Quynh Lap power station | 600 | Permitted | 2016 | Vietnam National Coal-Mineral Industry | Coal | Vietnam | Nghe An | Quynh Luu | 19.269 | 105.749 |  |  | 38% | Coal | BIT | 80% | CS | FGD | LNB | ESP | 350 | 450 | 126.5563 | 39834.9474 | 13428360757.8947 | 4699.9263 | 6042.7623 | 1138.6269 | 492.8385
1085974 | CS-PLN-1085974 | Quynh Lap Phase 1 Unit 2 | Quynh Lap power station | 600 | Permitted | 2017 | Vietnam National Coal-Mineral Industry | Coal | Vietnam | Nghe An | Quynh Luu | 19.269 | 105.749 |  |  | 38% | Coal |  | 80% | CS | FGD | LNB | ESP | 350 | 450 | 126.5563 | 39834.9474 | 13428360757.8947 | 4699.9263 | 6042.7623 | 1138.6269 | 492.8385
1085975 | CS-PLN-1085975 | Quynh Lap Phase 2 Unit 1 | Quynh Lap power station | 600 | Permitted |  | Vietnam National Industry Construction | Coal | Vietnam | Nghe An | Quynh Luu | 19.269 | 105.749 |  |  | 38% | Coal |  | 80% | CS | FGD | LNB | ESP | 350 | 450 | 126.5563 | 39834.9474 | 13428360757.8947 | 4699.9263 | 6042.7623 | 1138.6269 | 492.8385
1085975 | CS-PLN-1085975 | Quynh Lap Phase 2 Unit 2 | Quynh Lap power station | 600 | Permitted |  | Vietnam National Industry Construction | Coal | Vietnam | Nghe An | Quynh Luu | 19.269 | 105.749 |  |  | 38% | Coal |  | 80% | CS | FGD | LNB | ESP | 350 | 450 | 126.5563 | 39834.9474 | 13428360757.8947 | 4699.9263 | 6042.7623 | 1138.6269 | 492.8385
1077132 | CS-PLN-1077132 | Song Hau Phase 1 Unit 1 | Song Hau Thermal Power Plant | 600 | Permitted | 2017 | PetroVietnam Power Corp | Coal | Vietnam | Hau Giang | Chau Thanh | 9.9228 | 105.8103 |  | SUPERC | 41% | Coal |  | 80% | CS | FGD | SCR+LNB | ESP | 350 | 206.9919 | 126.5563 | 36920.1951 | 12445797775.6098 | 4356.0292 | 2576.1787 | 1055.3127 | 456.7772
1077132 | CS-PLN-1077132 | Song Hau Phase 1 Unit 2 | Song Hau Thermal Power Plant | 600 | Permitted | 2018 | PetroVietnam Power Corp | Coal | Vietnam | Hau Giang | Chau Thanh | 9.9228 | 105.8103 |  | SUPERC | 41% | Coal |  | 80% | CS | FGD | SCR+LNB | ESP | 350 | 206.9919 | 126.5563 | 36920.1951 | 12445797775.6098 | 4356.0292 | 2576.1787 | 1055.3127 | 456.7772
1085710 | CS-PLN-1085710 | Song Hau Phase 2 Unit 1 | Song Hau Thermal Power Plant | 1000 | Permitted | 2018 | Toyo Engineering & Construction | Coal | Vietnam | Hau Giang | Chau Thanh | 9.9228 | 105.8103 |  | SUPERC | 41% | Coal |  | 80% | CS | FGD | SCR+LNB | ESP | 350 | 206.9919 | 126.5563 | 61533.6585 | 20742996292.6829 | 7260.0487 | 4293.6312 | 1758.8546 | 761.2953
1085710 | CS-PLN-1085710 | Song Hau Phase 2 Unit 2 | Song Hau Thermal Power Plant | 1000 | Permitted | 2018 | Toyo Engineering & Construction | Coal | Vietnam | Hau Giang | Chau Thanh | 9.9228 | 105.8103 |  | SUPERC | 41% | Coal |  | 80% | CS | FGD | SCR+LNB | ESP | 350 | 206.9919 | 126.5563 | 61533.6585 | 20742996292.6829 | 7260.0487 | 4293.6312 | 1758.8546 | 761.2953
1086306 | CS-PLN-1086306 | Song Hau Phase 3 Unit 1 | Song Hau Thermal Power Plant | 1000 | Announced |  | Song Hau-3 IPP Project | Coal | Vietnam | Hau Giang | Chau Thanh | 9.9228 | 105.8103 |  | SUPERC | 41% | Coal |  | 80% | CS | FGD | SCR+LNB | ESP | 350 | 206.9919 | 126.5563 | 61533.6585 | 20742996292.6829 | 7260.0487 | 4293.6312 | 1758.8546 | 761.2953
1086306 | CS-PLN-1086306 | Song Hau Phase 3 Unit 2 | Song Hau Thermal Power Plant | 1000 | Announced |  | Song Hau-3 IPP Project | Coal | Vietnam | Hau Giang | Chau Thanh | 9.9228 | 105.8103 |  | SUPERC | 41% | Coal |  | 80% | CS | FGD | SCR+LNB | ESP | 350 | 206.9919 | 126.5563 | 61533.6585 | 20742996292.6829 | 7260.0487 | 4293.6312 | 1758.8546 | 761.2953
1075194 | CS-CON-1075194 | Thai Binh Phase 1 Unit 1 | Thai Binh Power Center | 300 | Construction | 2017 | Electricity of Vietnam (EVN) | Coal | Vietnam | Thai Binh | Thai Thuy | 20.583 | 106.5 |  | SUBCR | 38% | Coal |  | 80% | CS | FGD | SCR | ESP | 350 | 385 | 126.5563 | 19917.4737 | 6714180378.9474 | 2349.9631 | 2584.9594 | 569.3135 | 246.4193
1075194 | CS-CON-1075194 | Thai Binh Phase 1 Unit 2 | Thai Binh Power Center | 300 | Construction | 2018 | Electricity of Vietnam (EVN) | Coal | Vietnam | Thai Binh | Thai Thuy | 20.583 | 106.5 |  | SUBCR | 38% | Coal |  | 80% | CS | FGD | SCR | ESP | 350 | 385 | 126.5563 | 19917.4737 | 6714180378.9474 | 2349.9631 | 2584.9594 | 569.3135 | 246.4193
1074405 | CS-CON-1074405 | Thai Binh Phase 2 Unit 1 | Thai Binh Power Center | 600 | Construction | 2016 | PetroVietnam Power Corp | Coal | Vietnam | Thai Binh | Thai Thuy | 20.583 | 106.5 |  | SUPERC | 41% | Coal |  | 80% | CS | WFGD | SCR | ESP | 350 | 385 | 126.5563 | 36920.1951 | 12445797775.6098 | 4356.0292 | 4791.6321 | 1055.3127 | 456.7772
1074405 | CS-CON-1074405 | Thai Binh Phase 2 Unit 2 | Thai Binh Power Center | 600 | Construction | 2016 | PetroVietnam Power Corp | Coal | Vietnam | Thai Binh | Thai Thuy | 20.583 | 106.5 |  | SUPERC | 41% | Coal |  | 80% | CS | WFGD | SCR | ESP | 350 | 385 | 126.5563 | 36920.1951 | 12445797775.6098 | 4356.0292 | 4791.6321 | 1055.3127 | 456.7772
| CS-PLN-923 | Than An Giang | Than An Giang power station | 2000 | Announced | 2029 | To be decided | Coal | Vietnam | An Giang |  | 10.5216 | 105.1259 |  |  | 38% | Coal | BIT | 80% | CS |  |  |  | 350 | 455 | 126.5563 | 132783.1579 | 44761202526.3158 | 15666.4209 | 20366.3471 | 3795.423 | 1642.795
| CS-PLN-924 | Than Bac Lieu | Than Bac Lieu power station | 1200 | Announced | 2028 | To be decided | Coal | Vietnam | Bac Lieu |  | 9.2516 | 105.5136 |  |  | 38% | Coal | BIT | 80% | CS |  |  |  | 350 | 455 | 126.5563 | 79669.8947 | 26856721515.7895 | 9399.8525 | 12219.8083 | 2277.2538 | 985.677
| CS-PLN-925 | Than Binh Dinh 1 | Than Binh Dinh power station | 1200 | Announced | 2026 | To be decided | Coal | Vietnam | Binh Dinh | Phu Cat | 14 | 109 |  |  | 38% | Coal | BIT | 80% | CS | FGD | SCR+LNB | ESP | 350 | 206.9919 | 126.5563 | 79669.8947 | 26856721515.7895 | 9399.8525 | 5559.1225 | 2277.2538 | 985.677
| CS-PLN-925 | Than Binh Dinh 2 | Than Binh Dinh power station | 2000 | Announced | 2029 | To be decided | Coal | Vietnam | Binh Dinh | Phu Cat | 14 | 109 |  |  | 38% | Coal | BIT | 80% | CS | FGD | SCR+LNB | ESP | 350 | 206.9919 | 126.5563 | 132783.1579 | 44761202526.3158 | 15666.4209 | 9265.2042 | 3795.423 | 1642.795
| CS-PLN-927 | Than Mien Bac | Than Mien Bac power station | 2000 | Announced | 2030 | To be decided | Coal | Vietnam |  |  | 21.0167 | 107.3167 |  |  | 38% | Coal | ANTH | 80% | CS | FGD | SCR+LNB | ESP | 350 | 206.9919 | 126.5563 | 132783.1579 | 44761202526.3158 | 15666.4209 | 9265.2042 | 3795.423 | 1642.795
1085209 | CS-CON-1085209 | Thang Long Unit 1 | Thang Long power station | 300 | Construction | 2017 | General Export and Import | Coal | Vietnam | Quang Ninh | Ha Long | 21.006 | 107.16 |  | CFB | 38% | Coal | ANTH | 80% | CS | CFB | CFB | ESP | 425 | 440 | 126.5563 | 19917.4737 | 6714180378.9474 | 2853.5267 | 2954.2394 | 569.3135 | 246.4193
1085209 | CS-CON-1085209 | Thang Long Unit 2 | Thang Long power station | 300 | Construction | 2017 | General Export and Import | Coal | Vietnam | Quang Ninh | Ha Long | 21.006 | 107.16 |  | CFB | 38% | Coal | ANTH | 80% | CS | CFB | CFB | ESP | 425 | 440 | 126.5563 | 19917.4737 | 6714180378.9474 | 2853.5267 | 2954.2394 | 569.3135 | 246.4193
1079725 | CS-PLN-1079725 | Van Phong Unit 1 | Van Phong power station | 660 | Permitted | 2019 | Sumitomo Corp. | Coal | Vietnam | Khanh Hoa | Nihh Hoa | 12.583 | 109 |  | SUPERC | 41% | Coal | BIT | 80% | CS | FGD | LNB | ESP | 350 | 450 | 126.5563 | 40612.2146 | 13690377553.1707 | 4791.6321 | 6160.6699 | 1160.844 | 502.4549
1079725 | CS-PLN-1079725 | Van Phong Unit 2 | Van Phong power station | 660 | Permitted | 2019 | Sumitomo Corp. | Coal | Vietnam | Khanh Hoa | Nihh Hoa | 12.583 | 109 |  | SUPERC | 41% | Coal | BIT | 80% | CS | FGD | LNB | ESP | 350 | 450 | 126.5563 | 40612.2146 | 13690377553.1707 | 4791.6321 | 6160.6699 | 1160.844 | 502.4549
1067973 | CS-PLN-1067973 | Vinh Tan-1 Unit 1 | Vinh Tan power station | 600 | Permitted | 2018 | China Southern Power Grid and Vinacomin | Coal | Vietnam | Binh Thuan | Tuy Phong | 11.317 | 108.808 |  | SUBCR | 38% | Coal | ANTH | 80% | CS | FGD | SCR | ESP | 350 | 385 | 126.5563 | 39834.9474 | 13428360757.8947 | 4699.9263 | 5169.9189 | 1138.6269 | 492.8385
1067973 | CS-PLN-1067973 | Vinh Tan-1 Unit 2 | Vinh Tan power station | 600 | Permitted | 2018 | China Southern Power Grid and Vinacomin | Coal | Vietnam | Binh Thuan | Tuy Phong | 11.317 | 108.808 |  | SUBCR | 38% | Coal | ANTH | 80% | CS | FGD | SCR | ESP | 350 | 385 | 126.5563 | 39834.9474 | 13428360757.8947 | 4699.9263 | 5169.9189 | 1138.6269 | 492.8385
1075911 | CS-CON-1075911 | Vinh Tan-2 Unit 2 | Vinh Tan power station | 622 | Construction | 2014 | Electricity of Vietnam (EVN) | Coal | Vietnam | Binh Thuan | Tuy Phong | 11.317 | 108.808 |  | SUBCR | 38% | Coal | ANTH | 80% | CS | SWFGD | SCR | ESP | 350 | 385 | 126.5563 | 41295.5621 | 13920733985.6842 | 4872.2569 | 5359.4826 | 1180.3766 | 510.9093
1075912 | CS-PLN-1075912 | Vinh Tan-3 Unit 1 | Vinh Tan power station | 660 | Permitted | 2018 | Marubeni/CLP | Coal | Vietnam | Binh Thuan | Tuy Phong | 11.317 | 108.808 |  | SUBCR | 38% | Coal |  | 80% | CS | FGD | SCR | ESP | 350 | 385 | 126.5563 | 43818.4421 | 14771196833.6842 | 5169.9189 | 5686.9108 | 1252.4896 | 542.1224
1075912 | CS-PLN-1075912 | Vinh Tan-3 Unit 2 | Vinh Tan power station | 660 | Permitted | 2018 | Marubeni/CLP | Coal | Vietnam | Binh Thuan | Tuy Phong | 11.317 | 108.808 |  | SUBCR | 38% | Coal |  | 80% | CS | FGD | SCR | ESP | 350 | 385 | 126.5563 | 43818.4421 | 14771196833.6842 | 5169.9189 | 5686.9108 | 1252.4896 | 542.1224
1075912 | CS-PLN-1075912 | Vinh Tan-3 Unit 3 | Vinh Tan power station | 660 | Permitted | 2018 | Marubeni/CLP | Coal | Vietnam |  |  | 11.3208 | 108.8063 |  | SUBCR | 38% | Coal |  | 80% | CS | FGD | SCR | ESP | 350 | 385 | 126.5563 | 43818.4421 | 14771196833.6842 | 5169.9189 | 5686.9108 | 1252.4896 | 542.1224
1075912 | CS-PLN-1075912 | Vinh Tan-4 Unit 1 | Vinh Tan power station | 600 | Permitted | 2018 | EVN | Coal | Vietnam |  |  | 11.3208 | 108.8063 |  | SUBCR | 38% | Coal |  | 80% | CS | FGD | SCR | ESP | 350 | 385 | 126.5563 | 39834.9474 | 13428360757.8947 | 4699.9263 | 5169.9189 | 1138.6269 | 492.8385
1075912 | CS-PLN-1075912 | Vinh Tan-4 Unit 2 | Vinh Tan power station | 600 | Permitted | 2018 | EVN | Coal | Vietnam |  |  | 11.3208 | 108.8063 |  | SUBCR | 38% | Coal |  | 80% | CS | FGD | SCR | ESP | 350 | 385 | 126.5563 | 39834.9474 | 13428360757.8947 | 4699.9263 | 5169.9189 | 1138.6269 | 492.8385
1068091 | CS-CON-1068091 | Vung Ang Phase 1 Unit 1 | Vung Ang power station | 600 | Construction | 2014 | PetroVietnam Power Corp | Coal | Vietnam | Ha Tinh | Ky Anh | 18.099 | 106.381 |  | SUBCR | 38% | Coal | ANTH | 80% | CS | WLST | LNB | ESP | 350 | 450 | 126.5563 | 39834.9474 | 13428360757.8947 | 4699.9263 | 6042.7623 | 1138.6269 | 492.8385
1068091 | CS-CON-1068091 | Vung Ang Phase 1 Unit 2 | Vung Ang power station | 600 | Construction | 2014 | PetroVietnam Power Corp | Coal | Vietnam | Ha Tinh | Ky Anh | 18.099 | 106.381 |  | SUBCR | 38% | Coal | ANTH | 80% | CS | WLST | LNB | ESP | 350 | 450 | 126.5563 | 39834.9474 | 13428360757.8947 | 4699.9263 | 6042.7623 | 1138.6269 | 492.8385
1075913 | CS-CON-1075913 | Vung Ang Phase 2 Unit 1 | Vung Ang power station | 600 | Construction | 2019 | Marubeni/CLP | Coal | Vietnam | Ha Tinh | Ky Anh | 18.099 | 106.381 |  | SUBCR | 38% | Coal |  | 80% | CS | FGD | LNB | ESP | 350 | 450 | 126.5563 | 39834.9474 | 13428360757.8947 | 4699.9263 | 6042.7623 | 1138.6269 | 492.8385
1075913 | CS-CON-1075913 | Vung Ang Phase 2 Unit 2 | Vung Ang power station | 600 | Construction | 2019 | Marubeni/CLP | Coal | Vietnam | Ha Tinh | Ky Anh | 18.099 | 106.381 |  | SUBCR | 38% | Coal |  | 80% | CS | FGD | LNB | ESP | 350 | 450 | 126.5563 | 39834.9474 | 13428360757.8947 | 4699.9263 | 6042.7623 | 1138.6269 | 492.8385
| GP-PLN-944 |  | Fuji Mill Suzukawa | 100 | Planning | 2016 | Nippon Paper Industries Co., Ltd | Coal | JAPAN | Shizuoka | Fuji | 35.1397 | 138.7099 |  |  | 38% | Coal |  | 80% | https://web.archive.org/web/20130816071015/http://www.nipponpapergroup.com/news/news13080701.html |  |  |  | 156.59 | 188.8136 | 15.3827 | 6639.1579 | 2238060126.3158 | 350.4578 | 422.5761 | 7.0576 | 3.0548
| GP-PLN-945 |  | Sumitomo Metals Kashima | 640 | Planning | 2020 | J-POWER | Coal | JAPAN | Ibaraki | Kashima | 35.9384 | 140.6605 |  |  | 42% | Coal |  | 80% | http://www.nipponpapergroup.com/news/news13080701.html |  |  |  | 69.5179 | 168.8293 | 3.3104 | 38443.8857 | 12959433874.2857 | 900.9131 | 2187.9317 | 8.7946 | 3.8066
| GP-PLN-946 |  | Osaki Cool Gen | 167 | Planning | 2017 | Osaki Cool Gen | Coal | JAPAN | Hiroshima | Nakano | 34.2437 | 132.8856 |  |  | 38% | Coal |  | 80% | http://www.meti.go.jp/policy/safety_security/industrial_safety/sangyo/electric/files/osaki/jyunbishinsa.pdf |  |  |  | 156.59 | 188.8136 | 15.3827 | 11087.3937 | 3737560410.9474 | 585.2645 | 705.7021 | 11.7862 | 5.1015
| GP-PLN-947 |  | Kitakyushu | 1000 | Planning | 2019 | Kitakyushu city | Coal | JAPAN | Fukuoka | Kitakyushu | 33.8396 | 131.0318 |  |  | 42% | Coal |  | 80% | Sekitan |  |  |  | 156.59 | 188.8136 | 15.3827 | 60068.5714 | 20249115428.5714 | 3170.8085 | 3823.3077 | 63.8545 | 27.6385
| GP-PLN-948 |  | Uong Bi 3 | 1200 | Announced | 2029 |  | Coal | VIETNAM | Quang Ninh | Thuong Yen Cong | 21.096 | 106.783 |  |  | 38% | Coal |  | 80% | GreenID | FGD |  | ESP | 350 | 455 | 126.5563 | 79669.8947 | 26856721515.7895 | 9399.8525 | 12219.8083 | 2277.2538 | 985.677
| GP-PLN-949 |  | Cam Pha 3 | 270 | Announced | 2022 | Vinacomin | Coal | VIETNAM | Quang Ninh | Cam Pha | 21.046 | 107.307 |  |  | 38% | Coal |  | 80% | GreenID | CFB | CFB | ESP | 500 | 440 | 126.5563 | 17925.7263 | 6042762341.0526 | 3021.3812 | 2658.8154 | 512.3821 | 221.7773
| GP-PLN-950 |  | Vung Ang 3&4 | 600 | Announced | 2026 | BOT | Coal | VIETNAM | Ha Tinh | Ky Anh | 18.009 | 106.381 |  |  | 38% | Coal |  | 80% | GreenID | FGD | LNB | ESP | 350 | 450 | 126.5563 | 39834.9474 | 13428360757.8947 | 4699.9263 | 6042.7623 | 1138.6269 | 492.8385
| GP-PLN-950 |  | Vung Ang 3&4 | 1200 | Announced | 2027 | BOT | Coal | VIETNAM | Ha Tinh | Ky Anh | 18.009 | 106.381 |  |  | 38% | Coal |  | 80% | GreenID | FGD | LNB | ESP | 350 | 450 | 126.5563 | 79669.8947 | 26856721515.7895 | 9399.8525 | 12085.5247 | 2277.2538 | 985.677
| GP-PLN-950 |  | Vung Ang 3&4 | 600 | Announced | 2028 | BOT | Coal | VIETNAM | Ha Tinh | Ky Anh | 18.009 | 106.381 |  |  | 38% | Coal |  | 80% | GreenID | FGD | LNB | ESP | 350 | 450 | 126.5563 | 39834.9474 | 13428360757.8947 | 4699.9263 | 6042.7623 | 1138.6269 | 492.8385
| GP-CON-953 |  | Nong Son | 30 | Construction | 2013 | Vinacomin | Coal | VIETNAM | Quang Nam | Que Son | 15.747 | 107.995 |  |  | 38% | Coal |  | 80% | GreenID |  |  |  | 500 | 650 | 126.5563 | 1991.7474 | 671418037.8947 | 335.709 | 436.4217 | 56.9313 | 24.6419
| GP-PLN-954 |  | Bac Giang | 600 | Announced | 2027 |  | Coal | VIETNAM | Bac Giang | Yen Dung | 21.181 | 106.209 |  |  | 38% | Coal |  | 80% | GreenID |  |  |  | 425 | 552.5 | 126.5563 | 39834.9474 | 13428360757.8947 | 5707.0533 | 7419.1693 | 1138.6269 | 492.8385
| GP-PLN-955 |  | Yen Hung | 1200 | Announced | 2029 |  | Coal | VIETNAM | Quang Ninh | Yen Hung | 20.9396 | 106.809 |  |  | 38% | Coal |  | 80% | GreenID |  |  |  | 350 | 455 | 126.5563 | 79669.8947 | 26856721515.7895 | 9399.8525 | 12219.8083 | 2277.2538 | 985.677
| GP-PLN-956 |  | Than mien Nam | 5000 | Announced | 2030 |  | Coal | VIETNAM |  |  | 21.0167 | 107.3167 |  |  | 38% | Coal |  | 80% | GreenID |  |  |  | 350 | 455 | 126.5563 | 331957.8947 | 111903006315.7895 | 39166.0522 | 50915.8679 | 9488.5576 | 4106.9876
| GP-PLN-957 |  | Dawei power station | 600 | Announced | 2017 | EGAT, Mitsubishi | Coal | MYANMAR | Tanintharyi | Dawei | 14.0833 | 98.2 |  |  | 38% | Coal |  | 80% | http://www.iea-coal.org.uk/site/2010/news-section/news-items/myanmar-clean-coal-technology-to-be-used-in-dawei-power-plant | FGD | LNB | ESP | 550.9286 | 440 | 85.7143 | 39834.9474 | 13428360757.8947 | 7398.0676 | 5908.4787 | 771.1716 | 333.7907
| GP-PLN-957 |  | Dawei power station | 1200 | Announced |  | EGAT | Coal | MYANMAR | Tanintharyi | Dawei | 14.0833 | 98.2 |  |  | 38% | Coal |  | 80% | http://kelive.maybank-ke.co.th/KimEng/servlet/PDFDownload?DBId=2&rid=22358&lang=1 | FGD | LNB | ESP | 550.9286 | 440 | 85.7143 | 79669.8947 | 26856721515.7895 | 14796.1352 | 11816.9575 | 1542.3431 | 667.5814
| GP-PLN-959 |  | Lok Lok, Myeik | 50 | Planning |  | Than Phyo Thu Co.ltd | Coal | MYANMAR |  |  | 12.58 | 98.92 |  |  | 38% | Coal |  | 80% | Myanmar Green Network |  |  |  | 1771.7877 | 1012.4501 | 126.5563 | 3319.5789 | 1119030063.1579 | 1982.6837 | 1132.9621 | 94.8856 | 41.0699
| GP-PLN-960 |  | Ma Let To | 2000 | Planning |  | 24 Hours Industry and Development Co.ltd | Coal | MYANMAR |  | PyiGyiManDi sub township, Boke Pyin | 11.42 | 99.16 |  |  | 38% | Coal |  | 80% | Myanmar Green Network |  |  |  | 1771.7877 | 1012.4501 | 126.5563 | 132783.1579 | 44761202526.3158 | 79307.3469 | 45318.4839 | 3795.423 | 1642.795
1072999 | CS-PLN-1072999 | Kien Luong-2 Unit 2 | Kien Luong power station | 600 | Announced | 2023 | Tan Tao Energy Corp. | Coal | Vietnam | Kien Giang | Kien Luong | 10.3 | 104.661 |  | SUPERC | 41% | Coal |  | 80% | CS | FGD |  | ESP | 350 | 455 | 126.5563 | 36920.1951 | 12445797775.6098 | 4356.0292 | 5662.838 | 1055.3127 | 456.7772
1072999 | CS-PLN-1072999 | Kien Luong-2 Unit 2 | Kien Luong power station | 600 | Announced | 2024 | Tan Tao Energy Corp. | Coal | Vietnam | Kien Giang | Kien Luong | 10.3 | 104.661 |  | SUPERC | 41% | Coal |  | 80% | CS | FGD |  | ESP | 350 | 455 | 126.5563 | 36920.1951 | 12445797775.6098 | 4356.0292 | 5662.838 | 1055.3127 | 456.7772
1091294 | Platts-PLN-1091294 | AMURANG MINAHASA-2 NO 1 | AMURANG MINAHASA-2 | 30 | Planning | 2014 | PT MEGA POWER INTERNATIONAL | Coal | INDONESIA | North Sulawesi | Kec Amurang - Kab Minahasa Selatan | 1.0947 | 124.4642 |  | SUBCR | 38% | Coal | SUB | 80% | Platts |  |  |  | 803.5714 | 803.5714 | 107.1429 | 1991.7474 | 671418037.8947 | 539.5324 | 539.5324 | 48.1982 | 20.8619
1091294 | Platts-PLN-1091294 | AMURANG MINAHASA-2 NO 2 | AMURANG MINAHASA-2 | 30 | Planning | 2014 | PT MEGA POWER INTERNATIONAL | Coal | INDONESIA | North Sulawesi | Kec Amurang - Kab Minahasa Selatan | 1.0947 | 124.4642 |  | SUBCR | 38% | Coal | SUB | 80% | Platts |  |  |  | 803.5714 | 803.5714 | 107.1429 | 1991.7474 | 671418037.8947 | 539.5324 | 539.5324 | 48.1982 | 20.8619
1086651 | Platts-PLN-1086651 | BALIKPAPAN IPP | BALIKPAPAN IPP | 300 | Planning | 2014 | PT PLN IPP | Coal | INDONESIA | East Kalimantan | Balikpapan | -1.2698 | 116.8362 |  | SUBCR | 38% | Coal |  | 80% | Platts |  |  |  | 803.5714 | 803.5714 | 107.1429 | 19917.4737 | 6714180378.9474 | 5395.3235 | 5395.3235 | 481.9822 | 208.6192
1081078 | Platts-CON-1081078 | BANGKA BARU 1 | BANGKA TRUBA | 30 | Construction | 2013 | PT PLN PERSERO | Coal | INDONESIA | Bangka-Belitung | Pulau Bangka | -2.2885 | 106.064 |  | SUBCR | 38% | Coal | SUB | 80% | Platts | CF |  |  | 803.5714 | 803.5714 | 107.1429 | 1991.7474 | 671418037.8947 | 539.5324 | 539.5324 | 48.1982 | 20.8619
1081078 | Platts-CON-1081078 | BANGKA BARU 2 | BANGKA TRUBA | 30 | Construction | 2013 | PT PLN PERSERO | Coal | INDONESIA | Bangka-Belitung | Pulau Bangka | -2.2885 | 106.064 |  | SUBCR | 38% | Coal | SUB | 80% | Platts | CF |  |  | 803.5714 | 803.5714 | 107.1429 | 1991.7474 | 671418037.8947 | 539.5324 | 539.5324 | 48.1982 | 20.8619
1057102 | Platts-CON-1057102 | BANGKA BEILTUNG 1 | BANGKA BEILTUNG | 16.5 | Construction | 2013 | PT PLN PERSERO | Coal | INDONESIA | Bangka-Belitung | Pulau Bangka | -2.2885 | 106.064 |  | SUBCR | 38% | Coal | SUB | 80% | Platts | CF |  |  | 803.5714 | 803.5714 | 107.1429 | 1095.4611 | 369279920.8421 | 296.7428 | 296.7428 | 26.509 | 11.4741
1057102 | Platts-CON-1057102 | BANGKA BEILTUNG 2 | BANGKA BEILTUNG | 16.5 | Construction | 2013 | PT PLN PERSERO | Coal | INDONESIA | Bangka-Belitung | Pulau Bangka | -2.2885 | 106.064 |  | SUBCR | 38% | Coal | SUB | 80% | Platts | CF |  |  | 803.5714 | 803.5714 | 107.1429 | 1095.4611 | 369279920.8421 | 296.7428 | 296.7428 | 26.509 | 11.4741
1100728 | Platts-PLN-1100728 | BANYUASIN DSS 1 | BANYUASIN DSS | 75 | Planning | 2015 | PT SINAR MAS TUNGGAL | Coal | INDONESIA | South Sumatra | Banyuasin | -0.58972 | 101.3431 |  | SUBCR | 38% | Coal |  | 80% | Platts |  |  |  | 803.5714 | 803.5714 | 107.1429 | 4979.3684 | 1678545094.7368 | 1348.8309 | 1348.8309 | 120.4956 | 52.1548
1100728 | Platts-PLN-1100728 | BANYUASIN DSS 2 | BANYUASIN DSS | 75 | Planning | 2015 | PT SINAR MAS TUNGGAL | Coal | INDONESIA | South Sumatra | Banyuasin | -0.58972 | 101.3431 |  | SUBCR | 38% | Coal |  | 80% | Platts |  |  |  | 803.5714 | 803.5714 | 107.1429 | 4979.3684 | 1678545094.7368 | 1348.8309 | 1348.8309 | 120.4956 | 52.1548
1025884 | Platts-PLN-1025884 | BARAMULTI | BARAMULTI | 10 | Planning |  | PT BARAMULTI SUKESSARANA | Coal | INDONESIA | South Kalimantan |  | -3.0926 | 115.2838 |  | SUBCR | 38% | Coal |  | 80% | Platts |  |  |  | 803.5714 | 803.5714 | 107.1429 | 663.9158 | 223806012.6316 | 179.8441 | 179.8441 | 16.0661 | 6.954
1041370 | Platts-CON-1041370 | BENGKALIS 1 | BENGKALIS | 10 | Construction | 2013 | PT PLN PERSERO | Coal | INDONESIA | Riau | Bengkalis | 1.4897 | 102.0797 |  | SUBCR | 38% | Coal |  | 80% | Platts | CF |  |  | 803.5714 | 803.5714 | 107.1429 | 663.9158 | 223806012.6316 | 179.8441 | 179.8441 | 16.0661 | 6.954
1041370 | Platts-CON-1041370 | BENGKALIS 2 | BENGKALIS | 10 | Construction | 2013 | PT PLN PERSERO | Coal | INDONESIA | Riau | Bengkalis | 1.4897 | 102.0797 |  | SUBCR | 38% | Coal |  | 80% | Platts | CF |  |  | 803.5714 | 803.5714 | 107.1429 | 663.9158 | 223806012.6316 | 179.8441 | 179.8441 | 16.0661 | 6.954
1086586 | Platts-CON-1086586 | BENGKAYANG 1 | BENGKAYANG | 27.5 | Construction | 2014 | PT PLN PERSERO | Coal | INDONESIA | West Kalimantan | Bengkayang | 0.82097 | 109.4777 | ACFB | SUBCR | 38% | Coal |  | 80% | Platts | ACFB | ACFB |  | 609.0821 | 440 | 107.1429 | 1825.7684 | 615466534.7368 | 374.8697 | 270.8053 | 44.1817 | 19.1234
1086586 | Platts-CON-1086586 | BENGKAYANG 2 | BENGKAYANG | 27.5 | Construction | 2014 | PT PLN PERSERO | Coal | INDONESIA | West Kalimantan | Bengkayang | 0.82097 | 109.4777 | ACFB | SUBCR | 38% | Coal |  | 80% | Platts | ACFB | ACFB |  | 609.0821 | 440 | 107.1429 | 1825.7684 | 615466534.7368 | 374.8697 | 270.8053 | 44.1817 | 19.1234
1059010 | Platts-PLN-1059010 | BERAU 1 | BERAU | 7 | Planning |  | PT PLN PERSERO | Coal | INDONESIA | Jambi | Berau | -2.2378 | 103.7947 |  | SUBCR | 38% | Coal |  | 80% | Platts | CF |  |  | 803.5714 | 803.5714 | 107.1429 | 464.7411 | 156664208.8421 | 125.8909 | 125.8909 | 11.2463 | 4.8678
1059010 | Platts-PLN-1059010 | BERAU 2 | BERAU | 7 | Planning |  | PT PLN PERSERO | Coal | INDONESIA | Jambi | Berau | -2.2378 | 103.7947 |  | SUBCR | 38% | Coal |  | 80% | Platts | CF |  |  | 803.5714 | 803.5714 | 107.1429 | 464.7411 | 156664208.8421 | 125.8909 | 125.8909 | 11.2463 | 4.8678
1041394 | Platts-CON-1041394 | BIMA S1 | BIMA | 10 | Construction | 2013 | PT PLN PERSERO | Coal | INDONESIA | West Nusa Tenggara | Kab Bima | -8.4501 | 118.8009 |  | SUBCR | 38% | Coal |  | 80% | Platts | CF |  |  | 803.5714 | 803.5714 | 107.1429 | 663.9158 | 223806012.6316 | 179.8441 | 179.8441 | 16.0661 | 6.954
1041394 | Platts-CON-1041394 | BIMA S2 | BIMA | 10 | Construction | 2013 | PT PLN PERSERO | Coal | INDONESIA | West Nusa Tenggara | Kab Bima | -8.4501 | 118.8009 |  | SUBCR | 38% | Coal |  | 80% | Platts | CF |  |  | 803.5714 | 803.5714 | 107.1429 | 663.9158 | 223806012.6316 | 179.8441 | 179.8441 | 16.0661 | 6.954
1046059 | Platts-PLN-1046059 | BINTAN PLN S1 | BINTAN PLN | 12 | Planning |  | PT PLN PERSERO | Coal | INDONESIA | Riau | Pulau Bintan | 1.1367 | 104.4258 |  | SUBCR | 38% | Coal |  | 80% | Platts | CF |  |  | 803.5714 | 803.5714 | 107.1429 | 796.6989 | 268567215.1579 | 215.8129 | 215.8129 | 19.2793 | 8.3448
1046059 | Platts-PLN-1046059 | BINTAN PLN S2 | BINTAN PLN | 12 | Planning |  | PT PLN PERSERO | Coal | INDONESIA | Riau | Pulau Bintan | 1.1367 | 104.4258 |  | SUBCR | 38% | Coal |  | 80% | Platts | CF |  |  | 803.5714 | 803.5714 | 107.1429 | 796.6989 | 268567215.1579 | 215.8129 | 215.8129 | 19.2793 | 8.3448
1066887 | Platts-PLN-1066887 | BONE 1 | BONE | 15 | Planning |  | PT PLN PERSERO | Coal | INDONESIA | South Sulawesi |  | -3.6688 | 119.9741 |  | SUBCR | 38% | Coal |  | 80% | Platts | CF |  |  | 803.5714 | 803.5714 | 107.1429 | 995.8737 | 335709018.9474 | 269.7662 | 269.7662 | 24.0991 | 10.431
1066887 | Platts-PLN-1066887 | BONE 2 | BONE | 15 | Planning |  | PT PLN PERSERO | Coal | INDONESIA | South Sulawesi |  | -3.6688 | 119.9741 |  | SUBCR | 38% | Coal |  | 80% | Platts | CF |  |  | 803.5714 | 803.5714 | 107.1429 | 995.8737 | 335709018.9474 | 269.7662 | 269.7662 | 24.0991 | 10.431
1085080 | Platts-PLN-1085080 | BUNTOK 1 | BUNTOK | 7 | Planning | 2013 | PT PLN PERSERO | Coal | INDONESIA | Central Kalimantan | Kot Buntok | -1.7249 | 114.8348 | STOKER/SPR | SUBCR | 38% | Coal |  | 80% | Platts | CF |  |  | 803.5714 | 803.5714 | 107.1429 | 464.7411 | 156664208.8421 | 125.8909 | 125.8909 | 11.2463 | 4.8678
1085080 | Platts-PLN-1085080 | BUNTOK 2 | BUNTOK | 7 | Planning | 2013 | PT PLN PERSERO | Coal | INDONESIA | Central Kalimantan | Kot Buntok | -1.7249 | 114.8348 | STOKER/SPR | SUBCR | 38% | Coal |  | 80% | Platts | CF |  |  | 803.5714 | 803.5714 | 107.1429 | 464.7411 | 156664208.8421 | 125.8909 | 125.8909 | 11.2463 | 4.8678
1099108 | Platts-PLN-1099108 | CAMARINES COAL | CAMARINES COAL | 40 | Planning | 2016 | FILINVEST DEVELOPMENT CORP | Coal | PHILIPPINES | Camarines Sur (Bicol) |  | 13.525 | 123.3486 |  | SUBCR | 38% | Coal |  | 80% | Platts |  |  | ESP | 594 | 1012.4501 | 126.5563 | 2655.6632 | 895224050.5263 | 531.7631 | 906.3697 | 75.9085 | 32.8559
1099106 | Platts-PLN-1099106 | DANAO COAL | DANAO COAL | 20 | Planning | 2016 | FILINVEST DEVELOPMENT CORP | Coal | PHILIPPINES | Cebu (C Visayas) | Danao City | 10.5188 | 124.022 |  | SUBCR | 38% | Coal |  | 80% | Platts |  |  | ESP | 594 | 1012.4501 | 126.5563 | 1327.8316 | 447612025.2632 | 265.8815 | 453.1848 | 37.9542 | 16.428
1078149 | Platts-PLN-1078149 | DOMPU | DOMPU | 10 | Planning |  | PT PLN PERSERO | Coal | INDONESIA | West Nusa Tenggara | Kab Dompu | -8.4966 | 118.4747 |  | SUBCR | 38% | Coal |  | 80% | Platts | CF |  |  | 803.5714 | 803.5714 | 107.1429 | 663.9158 | 223806012.6316 | 179.8441 | 179.8441 | 16.0661 | 6.954
1058260 | Platts-PLN-1058260 | EMBALUT 3 | EMBALUT | 50 | Planning | 2015 | PT JAWA POS | Coal | INDONESIA | East Kalimantan | Tanjung Batu - Kab Kutai | 1.6406 | 116.4194 |  | SUBCR | 38% | Coal |  | 80% | Platts |  |  |  | 803.5714 | 803.5714 | 107.1429 | 3319.5789 | 1119030063.1579 | 899.2206 | 899.2206 | 80.3304 | 34.7699
1093616 | Platts-CON-1093616 | GORONTALO ENERGI 1 | GORONTALO ENERGI | 7 | Construction | 2013 | PT GORONTALO ENERGI | Coal | INDONESIA | Gorontalo |  | 0.53333 | 123.0667 |  | SUBCR | 38% | Coal |  | 80% | Platts |  |  |  | 803.5714 | 803.5714 | 107.1429 | 464.7411 | 156664208.8421 | 125.8909 | 125.8909 | 11.2463 | 4.8678
1093616 | Platts-CON-1093616 | GORONTALO ENERGI 2 | GORONTALO ENERGI | 7 | Construction | 2013 | PT GORONTALO ENERGI | Coal | INDONESIA | Gorontalo |  | 0.53333 | 123.0667 |  | SUBCR | 38% | Coal |  | 80% | Platts |  |  |  | 803.5714 | 803.5714 | 107.1429 | 464.7411 | 156664208.8421 | 125.8909 | 125.8909 | 11.2463 | 4.8678
1084591 | Platts-PLN-1084591 | ILOILO CITY PEDC 3 | ILOILO CITY PEDC | 150 | Planning | 2016 | GT CAPITAL HOLDINGS INC | Coal | PHILIPPINES | Iloilo (W Visayas) | Brgy Ingore Lapaz - Iloilo City | 10.7149 | 122.5626 | ACFB | SUBCR | 38% | Coal |  | 80% | Platts | ACFB | ACFB | ESP | 594 | 440 | 126.5563 | 9958.7368 | 3357090189.4737 | 1994.1116 | 1477.1197 | 284.6567 | 123.2096
1053208 | Platts-PLN-1053208 | ISABELA COAL | ISABELA COAL | 50 | Planning |  | FIRST GEN CORP | Coal | PHILIPPINES | Isabela (Cagayan Valley) | Cauayan | 16.9166 | 121.7879 | ACFB | SUBCR | 38% | Lignite | LIG | 80% | Platts | ACFB | ACFB | ESP | 594 | 440 | 126.5563 | 3319.5789 | 1197040168.4211 | 711.0419 | 526.6977 | 101.5003 | 43.9329
1078303 | Platts-CON-1078303 | JAYAPURA BARU 1 | JAYAPURA BARU | 10 | Construction | 2013 | PT PLN PERSERO | Coal | INDONESIA | Papua | Kec Muara Tami - Kota Jayapura | -2.6859 | 140.8873 |  | SUBCR | 38% | Coal |  | 80% | Platts | CF |  |  | 803.5714 | 803.5714 | 107.1429 | 663.9158 | 223806012.6316 | 179.8441 | 179.8441 | 16.0661 | 6.954
1078303 | Platts-CON-1078303 | JAYAPURA BARU 2 | JAYAPURA BARU | 10 | Construction | 2013 | PT PLN PERSERO | Coal | INDONESIA | Papua | Kec Muara Tami - Kota Jayapura | -2.6859 | 140.8873 |  | SUBCR | 38% | Coal |  | 80% | Platts | CF |  |  | 803.5714 | 803.5714 | 107.1429 | 663.9158 | 223806012.6316 | 179.8441 | 179.8441 | 16.0661 | 6.954
1093617 | Platts-PLN-1093617 | KALIANDA 1 | KALIANDA | 6 | Planning |  | PT KALIANDA KITA JAYA | Coal | INDONESIA | Lampung |  | -4.5586 | 105.4068 |  | SUBCR | 38% | Coal |  | 80% | Platts |  |  |  | 803.5714 | 803.5714 | 107.1429 | 398.3495 | 134283607.5789 | 107.9065 | 107.9065 | 9.6396 | 4.1724
1093617 | Platts-PLN-1093617 | KALIANDA 2 | KALIANDA | 6 | Planning |  | PT KALIANDA KITA JAYA | Coal | INDONESIA | Lampung |  | -4.5586 | 105.4068 |  | SUBCR | 38% | Coal |  | 80% | Platts |  |  |  | 803.5714 | 803.5714 | 107.1429 | 398.3495 | 134283607.5789 | 107.9065 | 107.9065 | 9.6396 | 4.1724
1093611 | Platts-PLN-1093611 | KALTIM SAMBOJA 1 | KALTIM SAMBOJA | 25 | Planning |  | PT INDO RIDLATAMA | Coal | INDONESIA | East Kalimantan |  | 1.6406 | 116.4194 |  | SUBCR | 38% | Coal |  | 80% | Platts |  |  |  | 803.5714 | 803.5714 | 107.1429 | 1659.7895 | 559515031.5789 | 449.6103 | 449.6103 | 40.1652 | 17.3849
1093611 | Platts-PLN-1093611 | KALTIM SAMBOJA 2 | KALTIM SAMBOJA | 25 | Planning |  | PT INDO RIDLATAMA | Coal | INDONESIA | East Kalimantan |  | 1.6406 | 116.4194 |  | SUBCR | 38% | Coal |  | 80% | Platts |  |  |  | 803.5714 | 803.5714 | 107.1429 | 1659.7895 | 559515031.5789 | 449.6103 | 449.6103 | 40.1652 | 17.3849
1092953 | Platts-PLN-1092953 | KEMA 1 | KEMA | 25 | Planning |  | PT SAKTI MAS MULIA | Coal | INDONESIA | North Sulawesi |  | 0.62469 | 123.975 |  | SUBCR | 38% | Coal |  | 80% | Platts |  |  |  | 803.5714 | 803.5714 | 107.1429 | 1659.7895 | 559515031.5789 | 449.6103 | 449.6103 | 40.1652 | 17.3849
1092953 | Platts-PLN-1092953 | KEMA 2 | KEMA | 25 | Planning |  | PT SAKTI MAS MULIA | Coal | INDONESIA | North Sulawesi |  | 0.62469 | 123.975 |  | SUBCR | 38% | Coal |  | 80% | Platts |  |  |  | 803.5714 | 803.5714 | 107.1429 | 1659.7895 | 559515031.5789 | 449.6103 | 449.6103 | 40.1652 | 17.3849
1066885 | Platts-PLN-1066885 | KENDARI IPP 1 | KENDARI IPP | 25 | Planning |  | RPP INFRA/KSK ENERGY VENTURES | Coal | INDONESIA | Southeast Sulawesi | Kodta Kendari | -3.9722 | 122.5149 |  | SUBCR | 38% | Coal |  | 80% | Platts |  |  |  | 803.5714 | 803.5714 | 107.1429 | 1659.7895 | 559515031.5789 | 449.6103 | 449.6103 | 40.1652 | 17.3849
1066885 | Platts-PLN-1066885 | KENDARI IPP 2 | KENDARI IPP | 25 | Planning |  | RPP INFRA/KSK ENERGY VENTURES | Coal | INDONESIA | Southeast Sulawesi | Kodta Kendari | -3.9722 | 122.5149 |  | SUBCR | 38% | Coal |  | 80% | Platts |  |  |  | 803.5714 | 803.5714 | 107.1429 | 1659.7895 | 559515031.5789 | 449.6103 | 449.6103 | 40.1652 | 17.3849
1093422 | Platts-CON-1093422 | KETAPANG ARYA 1 | KETAPANG ARYA | 10 | Construction | 2013 | PT WIJAYA KARYA (WIKA) | Coal | INDONESIA | West Kalimantan | Ketapang | -1.8591 | 109.9719 |  | SUBCR | 38% | Coal |  | 80% | Platts |  |  |  | 803.5714 | 803.5714 | 107.1429 | 663.9158 | 223806012.6316 | 179.8441 | 179.8441 | 16.0661 | 6.954
1093422 | Platts-CON-1093422 | KETAPANG ARYA 2 | KETAPANG ARYA | 10 | Construction | 2013 | PT WIJAYA KARYA (WIKA) | Coal | INDONESIA | West Kalimantan | Ketapang | -1.8591 | 109.9719 |  | SUBCR | 38% | Coal |  | 80% | Platts |  |  |  | 803.5714 | 803.5714 | 107.1429 | 663.9158 | 223806012.6316 | 179.8441 | 179.8441 | 16.0661 | 6.954
1099781 | Platts-PLN-1099781 | KING-KING PROJECT S1 | KING-KING PROJECT | 80 | Planning |  | ST. AUGUSTINE GOLD & COPPER | Coal | PHILIPPINES | Compostela Valley (Davao) | Pantukan | 7.2552 | 126.1562 |  | SUBCR | 38% | Coal |  | 80% | Platts |  |  | ESP | 594 | 1012.4501 | 126.5563 | 5311.3263 | 1790448101.0526 | 1063.5262 | 1812.7394 | 151.8169 | 65.7118
1099781 | Platts-PLN-1099781 | KING-KING PROJECT S2 | KING-KING PROJECT | 80 | Planning |  | ST. AUGUSTINE GOLD & COPPER | Coal | PHILIPPINES | Compostela Valley (Davao) | Pantukan | 7.2552 | 126.1562 |  | SUBCR | 38% | Coal |  | 80% | Platts |  |  | ESP | 594 | 1012.4501 | 126.5563 | 5311.3263 | 1790448101.0526 | 1063.5262 | 1812.7394 | 151.8169 | 65.7118
1093380 | Platts-CON-1093380 | KOMERING AGUNG 1 | KOMERING AGUNG | 7 | Construction | 2013 | PT SEPOETIH DAYA PRIMA | Coal | INDONESIA | Lampung | Kec Gunung Sugih - Kab Lampung Tengah | -4.8008 | 105.3131 |  | SUBCR | 38% | Coal |  | 80% | Platts |  |  |  | 803.5714 | 803.5714 | 107.1429 | 464.7411 | 156664208.8421 | 125.8909 | 125.8909 | 11.2463 | 4.8678
1093380 | Platts-CON-1093380 | KOMERING AGUNG 2 | KOMERING AGUNG | 7 | Construction | 2013 | PT SEPOETIH DAYA PRIMA | Coal | INDONESIA | Lampung | Kec Gunung Sugih - Kab Lampung Tengah | -4.8008 | 105.3131 |  | SUBCR | 38% | Coal |  | 80% | Platts |  |  |  | 803.5714 | 803.5714 | 107.1429 | 464.7411 | 156664208.8421 | 125.8909 | 125.8909 | 11.2463 | 4.8678
1093380 | Platts-PLN-1093380 | KOMERING AGUNG 3 | KOMERING AGUNG | 30 | Planning |  | PT SEPOETIH DAYA PRIMA | Coal | INDONESIA | Lampung | Kec Gunung Sugih - Kab Lampung Tengah | -4.8008 | 105.3131 |  | SUBCR | 38% | Coal |  | 80% | Platts |  |  |  | 803.5714 | 803.5714 | 107.1429 | 1991.7474 | 671418037.8947 | 539.5324 | 539.5324 | 48.1982 | 20.8619
1093380 | Platts-PLN-1093380 | KOMERING AGUNG 4 | KOMERING AGUNG | 30 | Planning |  | PT SEPOETIH DAYA PRIMA | Coal | INDONESIA | Lampung | Kec Gunung Sugih - Kab Lampung Tengah | -4.8008 | 105.3131 |  | SUBCR | 38% | Coal |  | 80% | Platts |  |  |  | 803.5714 | 803.5714 | 107.1429 | 1991.7474 | 671418037.8947 | 539.5324 | 539.5324 | 48.1982 | 20.8619
1093381 | Platts-CON-1093381 | KOTABARU 1 | KOTABARU | 7 | Construction | 2013 | PT PLN PERSERO | Coal | INDONESIA | South Kalimantan | Pulau Laut Utara - Kotabaru | -3.281 | 116.2243 |  | SUBCR | 38% | Coal |  | 80% | Platts | CF |  |  | 803.5714 | 803.5714 | 107.1429 | 464.7411 | 156664208.8421 | 125.8909 | 125.8909 | 11.2463 | 4.8678
1093381 | Platts-CON-1093381 | KOTABARU 2 | KOTABARU | 7 | Construction | 2013 | PT PLN PERSERO | Coal | INDONESIA | South Kalimantan | Pulau Laut Utara - Kotabaru | -3.281 | 116.2243 |  | SUBCR | 38% | Coal |  | 80% | Platts | CF |  |  | 803.5714 | 803.5714 | 107.1429 | 464.7411 | 156664208.8421 | 125.8909 | 125.8909 | 11.2463 | 4.8678
1014255 | Platts-PLN-1014255 | KRABI NEW EXT | KRABI NEW | 800 | Planning | 2019 | ELEC GEN AUTH THAILAND (EGAT) | Coal | THAILAND | Krabi | Klong Kanan Sub-Dist - Nuea Khlong Dist | 8.0056 | 99.0132 |  |  | 38% | Coal |  | 80% | Platts |  |  |  | 550.9286 | 440 | 85.7143 | 53113.2632 | 17904481010.5263 | 9864.0901 | 7877.9716 | 1028.2288 | 445.0542
1066886 | Platts-CON-1066886 | KUPANG (NTT BOLOK) 1 | KUPANG (NTT BOLOK) | 16.5 | Construction | 2013 | PT PLN PERSERO | Coal | INDONESIA | East Nusa Tenggara | Kab Kupang | -10.1788 | 123.5976 |  | SUBCR | 38% | Coal |  | 80% | Platts | CF |  |  | 803.5714 | 803.5714 | 107.1429 | 1095.4611 | 369279920.8421 | 296.7428 | 296.7428 | 26.509 | 11.4741
1066886 | Platts-CON-1066886 | KUPANG (NTT BOLOK) 2 | KUPANG (NTT BOLOK) | 16.5 | Construction | 2013 | PT PLN PERSERO | Coal | INDONESIA | East Nusa Tenggara | Kab Kupang | -10.1788 | 123.5976 |  | SUBCR | 38% | Coal |  | 80% | Platts | CF |  |  | 803.5714 | 803.5714 | 107.1429 | 1095.4611 | 369279920.8421 | 296.7428 | 296.7428 | 26.509 | 11.4741
1071335 | Platts-CON-1071335 | LOMBOK ENDOK 1 | LOMBOK ENDOK | 25 | Construction | 2013 | PT PLN PERSERO | Coal | INDONESIA | West Nusa Tenggara | Kec Gerung - Kab Lombok Barat | -8.6465 | 116.1123 |  | SUBCR | 38% | Coal |  | 80% | Platts | CF |  |  | 803.5714 | 803.5714 | 107.1429 | 1659.7895 | 559515031.5789 | 449.6103 | 449.6103 | 40.1652 | 17.3849
1050938 | Platts-PLN-1050938 | MABALACAT MILL 2 | MABALACAT MILL | 52 | Planning |  | FORMOSA HEAVY INDUSTRIES CORP | Coal | PHILIPPINES | Pampanga (C Luzon) | Mabalacat | 15.1989 | 120.5963 |  | SUBCR | 38% | Coal |  | 80% | Platts |  |  | ESP | 594 | 1012.4501 | 126.5563 | 3452.3621 | 1163791265.6842 | 691.292 | 1178.2806 | 98.681 | 42.7127
1099107 | Platts-PLN-1099107 | MACO POWER | MACO POWER | 20 | Planning | 2015 | FILINVEST DEVELOPMENT CORP | Coal | PHILIPPINES | Davao del Norte (Davao) | Maco - Tagum City | 7.4482 | 125.8094 |  | SUBCR | 38% | Coal |  | 80% | Platts |  |  | ESP | 594 | 1012.4501 | 126.5563 | 1327.8316 | 447612025.2632 | 265.8815 | 453.1848 | 37.9542 | 16.428
1078304 | Platts-CON-1078304 | MALUKU AMBON 1 | MALUKU AMBON | 15 | Construction | 2013 | PT PLN PERSERO | Coal | INDONESIA | Maluku | Kec Salahutu - Kab Maluku Tengah | -3.0166 | 129.4864 |  | SUBCR | 38% | Coal |  | 80% | Platts | CF |  |  | 803.5714 | 803.5714 | 107.1429 | 995.8737 | 335709018.9474 | 269.7662 | 269.7662 | 24.0991 | 10.431
1078304 | Platts-CON-1078304 | MALUKU AMBON 2 | MALUKU AMBON | 15 | Construction | 2013 | PT PLN PERSERO | Coal | INDONESIA | Maluku | Kec Salahutu - Kab Maluku Tengah | -3.0166 | 129.4864 |  | SUBCR | 38% | Coal |  | 80% | Platts | CF |  |  | 803.5714 | 803.5714 | 107.1429 | 995.8737 | 335709018.9474 | 269.7662 | 269.7662 | 24.0991 | 10.431
1066880 | Platts-PLN-1066880 | MANTUNG 1 | MANTUNG | 10 | Planning |  | PT PLN PERSERO | Coal | INDONESIA | Bangka-Belitung |  | -2.7411 | 106.4406 |  | SUBCR | 38% | Coal |  | 80% | Platts | CF |  |  | 803.5714 | 803.5714 | 107.1429 | 663.9158 | 223806012.6316 | 179.8441 | 179.8441 | 16.0661 | 6.954
1066880 | Platts-PLN-1066880 | MANTUNG 2 | MANTUNG | 10 | Planning |  | PT PLN PERSERO | Coal | INDONESIA | Bangka-Belitung |  | -2.7411 | 106.4406 |  | SUBCR | 38% | Coal |  | 80% | Platts | CF |  |  | 803.5714 | 803.5714 | 107.1429 | 663.9158 | 223806012.6316 | 179.8441 | 179.8441 | 16.0661 | 6.954
1031163 | Platts-PLN-1031163 | MATSUYAMA PLANT 3 | MATSUYAMA PLANT | 70 | Planning |  | TEIJIN LTD | Coal | JAPAN | Ehime | Matsuyama City | 33.8392 | 132.7656 |  | SUBCR | 38% | Coal |  | 80% | Platts |  |  |  | 156.59 | 188.8136 | 15.3827 | 4647.4105 | 1566642088.4211 | 245.3205 | 295.8033 | 4.9403 | 2.1383
1093430 | Platts-CON-1093430 | MOLOTABU 1 | MOLOTABU | 12.5 | Construction | 2013 | PT TENAGA LISTRIK GORONTALO | Coal | INDONESIA | Gorontalo | Molotabu | 0.44621 | 123.138 |  | SUBCR | 38% | Coal |  | 80% | Platts |  |  |  | 803.5714 | 803.5714 | 107.1429 | 829.8947 | 279757515.7895 | 224.8051 | 224.8051 | 20.0826 | 8.6925
1093430 | Platts-CON-1093430 | MOLOTABU 2 | MOLOTABU | 12.5 | Construction | 2013 | PT TENAGA LISTRIK GORONTALO | Coal | INDONESIA | Gorontalo | Molotabu | 0.44621 | 123.138 |  | SUBCR | 38% | Coal |  | 80% | Platts |  |  |  | 803.5714 | 803.5714 | 107.1429 | 829.8947 | 279757515.7895 | 224.8051 | 224.8051 | 20.0826 | 8.6925
1059009 | Platts-PLN-1059009 | MUARO BUNGO 1 | MUARO BUNGO | 7 | Planning |  | PT PLN PERSERO | Coal | INDONESIA | Jambi | Muaro Bungo | -1.3896 | 102.4356 |  | SUBCR | 38% | Coal |  | 80% | Platts | CF |  |  | 803.5714 | 803.5714 | 107.1429 | 464.7411 | 156664208.8421 | 125.8909 | 125.8909 | 11.2463 | 4.8678
1059009 | Platts-PLN-1059009 | MUARO BUNGO 2 | MUARO BUNGO | 7 | Planning |  | PT PLN PERSERO | Coal | INDONESIA | Jambi | Muaro Bungo | -1.3896 | 102.4356 |  | SUBCR | 38% | Coal |  | 80% | Platts | CF |  |  | 803.5714 | 803.5714 | 107.1429 | 464.7411 | 156664208.8421 | 125.8909 | 125.8909 | 11.2463 | 4.8678
1026223 | Platts-PLN-1026223 | MUNTOK SMELTER S1 | MUNTOK SMELTER | 7 | Planning | 2014 | PT TIMAH TBK | Coal | INDONESIA | Bangka-Belitung | Tanjung Ular Muntok - Kab Bangka Barat | -2.2195 | 106.0846 |  | SUBCR | 38% | Coal |  | 80% | Platts |  |  |  | 803.5714 | 803.5714 | 107.1429 | 464.7411 | 156664208.8421 | 125.8909 | 125.8909 | 11.2463 | 4.8678
1026223 | Platts-PLN-1026223 | MUNTOK SMELTER S2 | MUNTOK SMELTER | 7 | Planning | 2014 | PT TIMAH TBK | Coal | INDONESIA | Bangka-Belitung | Tanjung Ular Muntok - Kab Bangka Barat | -2.2195 | 106.0846 |  | SUBCR | 38% | Coal |  | 80% | Platts |  |  |  | 803.5714 | 803.5714 | 107.1429 | 464.7411 | 156664208.8421 | 125.8909 | 125.8909 | 11.2463 | 4.8678
1094809 | Platts-PLN-1094809 | NARRA DMCI S1 | NARRA DMCI | 15 | Planning | 2017 | DMCI HOLDINGS INC | Coal | PHILIPPINES | Palawan (Mimaropa) | Brgy Panacan - Narra | 9.2833 | 118.4167 | ACFB | SUBCR | 38% | Coal |  | 80% | Platts |  |  | ESP | 594 | 1012.4501 | 126.5563 | 995.8737 | 335709018.9474 | 199.4112 | 339.8886 | 28.4657 | 12.321
1094809 | Platts-PLN-1094809 | NARRA DMCI S2 | NARRA DMCI | 15 | Planning | 2017 | DMCI HOLDINGS INC | Coal | PHILIPPINES | Palawan (Mimaropa) | Brgy Panacan - Narra | 9.2833 | 118.4167 | ACFB | SUBCR | 38% | Coal |  | 80% | Platts |  |  | ESP | 594 | 1012.4501 | 126.5563 | 995.8737 | 335709018.9474 | 199.4112 | 339.8886 | 28.4657 | 12.321
1067773 | Platts-PLN-1067773 | PALU TAWAELI 3 | PALU TAWAELI | 15 | Planning | 2014 | PT TOBA SEJAHTRA TBK | Coal | INDONESIA | Central Sulawesi | Kec Palu Utara | -0.71081 | 119.8931 |  | SUBCR | 38% | Coal |  | 80% | Platts |  |  |  | 803.5714 | 803.5714 | 107.1429 | 995.8737 | 335709018.9474 | 269.7662 | 269.7662 | 24.0991 | 10.431
1067773 | Platts-PLN-1067773 | PALU TAWAELI 4 | PALU TAWAELI | 15 | Planning | 2014 | PT TOBA SEJAHTRA TBK | Coal | INDONESIA | Central Sulawesi | Kec Palu Utara | -0.71081 | 119.8931 |  | SUBCR | 38% | Coal |  | 80% | Platts |  |  |  | 803.5714 | 803.5714 | 107.1429 | 995.8737 | 335709018.9474 | 269.7662 | 269.7662 | 24.0991 | 10.431
1074735 | Platts-PLN-1074735 | PANGKEP CEMENT PLANT 1 | PANGKEP CEMENT PLANT | 35 | Planning |  | PT SEMEN INDONESIA TBK | Coal | INDONESIA | South Sulawesi | Pangkep | -4.8095 | 119.5493 |  | SUBCR | 38% | Coal |  | 80% | Platts |  |  |  | 803.5714 | 803.5714 | 107.1429 | 2323.7053 | 783321044.2105 | 629.4544 | 629.4544 | 56.2313 | 24.3389
1086653 | Platts-PLN-1086653 | PAPUA IPP | PAPUA IPP | 30 | Planning | 2013 | PT PLN IPP | Coal | INDONESIA | Papua |  | -4.2699 | 138.0804 |  | SUBCR | 38% | Coal |  | 80% | Platts |  |  |  | 803.5714 | 803.5714 | 107.1429 | 1991.7474 | 671418037.8947 | 539.5324 | 539.5324 | 48.1982 | 20.8619
1025866 | Platts-CON-1025866 | POMALAA NICKEL MINE S1 | POMALAA NICKEL MINE | 30 | Construction | 2015 | PT ANEKA TAMBANG TBK (ANTAM) | Coal | INDONESIA | South Sumatra | Pomalaa | -3.948 | 122.5993 | ACFB | SUBCR | 38% | Coal | SUB | 80% | Platts |  |  |  | 803.5714 | 803.5714 | 107.1429 | 1991.7474 | 671418037.8947 | 539.5324 | 539.5324 | 48.1982 | 20.8619
1025866 | Platts-CON-1025866 | POMALAA NICKEL MINE S2 | POMALAA NICKEL MINE | 30 | Construction | 2015 | PT ANEKA TAMBANG TBK (ANTAM) | Coal | INDONESIA | South Sumatra | Pomalaa | -3.948 | 122.5993 | ACFB | SUBCR | 38% | Coal | SUB | 80% | Platts |  |  |  | 803.5714 | 803.5714 | 107.1429 | 1991.7474 | 671418037.8947 | 539.5324 | 539.5324 | 48.1982 | 20.8619
1089754 | Platts-PLN-1089754 | PONTIANAK-3 NO 1 | PONTIANAK-3 | 25 | Planning | 2014 | PT LEYAND INTERNATIONAL TBK | Coal | INDONESIA | West Kalimantan | Pontianak | 0 | 109.3333 |  | SUBCR | 38% | Coal |  | 80% | Platts |  |  |  | 803.5714 | 803.5714 | 107.1429 | 1659.7895 | 559515031.5789 | 449.6103 | 449.6103 | 40.1652 | 17.3849
1089754 | Platts-PLN-1089754 | PONTIANAK-3 NO 2 | PONTIANAK-3 | 25 | Planning | 2014 | PT LEYAND INTERNATIONAL TBK | Coal | INDONESIA | West Kalimantan | Pontianak | 0 | 109.3333 |  | SUBCR | 38% | Coal |  | 80% | Platts |  |  |  | 803.5714 | 803.5714 | 107.1429 | 1659.7895 | 559515031.5789 | 449.6103 | 449.6103 | 40.1652 | 17.3849
1056292 | Platts-PLN-1056292 | PRACHIN BURI TCP | PRACHIN BURI TCP | 20 | Planning |  | THAI CANE PAPER PLC | Coal | THAILAND | Prachin Buri | Kabinburi | 14.0651 | 101.8349 |  | SUBCR | 38% | Coal |  | 80% | Platts |  |  |  | 1101.8571 | 440 | 85.7143 | 1327.8316 | 447612025.2632 | 493.2045 | 196.9493 | 25.7057 | 11.1264
1024714 | Platts-PLN-1024714 | QUEZON 2 | QUEZON | 460 | Planning | 2017 | EGCO GROUP | Coal | PHILIPPINES | Quezon (CALABARZON) | Mauban | 14.1755 | 121.7271 |  | SUPERC | 41% | Coal | SUB | 80% | Platts |  |  | ESP | 594 | 1012.4501 | 126.5563 | 28305.4829 | 9541778294.6341 | 5667.8163 | 9660.5744 | 809.0731 | 350.1958
1068289 | Platts-PLN-1068289 | RENGAT 1 | RENGAT | 5.5 | Planning |  | PT EXPLOITASI ENERGI INDONESIA | Coal | INDONESIA | Riau | Rengat - Kab Indragiri Hulu | -0.38671 | 102.5424 |  | SUBCR | 38% | Coal |  | 80% | Platts |  |  |  | 803.5714 | 803.5714 | 107.1429 | 365.1537 | 123093306.9474 | 98.9143 | 98.9143 | 8.8363 | 3.8247
1068289 | Platts-PLN-1068289 | RENGAT 2 | RENGAT | 5.5 | Planning |  | PT EXPLOITASI ENERGI INDONESIA | Coal | INDONESIA | Riau | Rengat - Kab Indragiri Hulu | -0.38671 | 102.5424 |  | SUBCR | 38% | Coal |  | 80% | Platts |  |  |  | 803.5714 | 803.5714 | 107.1429 | 365.1537 | 123093306.9474 | 98.9143 | 98.9143 | 8.8363 | 3.8247
1027502 | Platts-PLN-1027502 | RIO TUBA MINE | RIO TUBA MINE | 8 | Planning |  | RIO TUBA NICKEL MINING CORP | Coal | PHILIPPINES | Palawan (Mimaropa) | Balaraza | 8.6667 | 117.6167 |  | SUBCR | 38% | Coal |  | 80% | Platts |  |  | ESP | 594 | 1012.4501 | 126.5563 | 531.1326 | 179044810.1053 | 106.3526 | 181.2739 | 15.1817 | 6.5712
1033467 | Platts-PLN-1033467 | RP ENERGY 1 | RP ENERGY | 300 | Planning | 2017 | MANILA ELECTRIC CO | Coal | PHILIPPINES | Zambales (C Luzon) | Subic - Olonganpo | 14.8422 | 120.2879 | ACFB | SUBCR | 38% | Coal |  | 80% | Platts | ACFB | ACFB | ESP | 594 | 440 | 126.5563 | 19917.4737 | 6714180378.9474 | 3988.2231 | 2954.2394 | 569.3135 | 246.4193
1033467 | Platts-PLN-1033467 | RP ENERGY 2 | RP ENERGY | 300 | Planning | 2018 | MANILA ELECTRIC CO | Coal | PHILIPPINES | Zambales (C Luzon) | Subic - Olonganpo | 14.8422 | 120.2879 | ACFB | SUBCR | 38% | Coal |  | 80% | Platts | ACFB | ACFB | ESP | 594 | 440 | 126.5563 | 19917.4737 | 6714180378.9474 | 3988.2231 | 2954.2394 | 569.3135 | 246.4193
1099819 | Platts-PLN-1099819 | SAEMANGEUM COLLECTIVE 1 | SAEMANGEUM COLLECTIVE | 151.5 | Planning | 2016 | SAEMANGEUM DEVELOPMENT AGENCY | Coal | SOUTH KOREA | Jeollabuk-do | Gunsan-si | 35.9677 | 126.7366 | ACFB | SUBCR | 38% | Coal |  | 80% | Platts |  |  |  | 390.5995 | 131.6786 | 18.3226 | 10058.3242 | 3390661091.3684 | 1324.3907 | 446.4776 | 41.6243 | 18.0165
1099819 | Platts-PLN-1099819 | SAEMANGEUM COLLECTIVE 2 | SAEMANGEUM COLLECTIVE | 151.5 | Planning | 2016 | SAEMANGEUM DEVELOPMENT AGENCY | Coal | SOUTH KOREA | Jeollabuk-do | Gunsan-si | 35.9677 | 126.7366 | ACFB | SUBCR | 38% | Coal |  | 80% | Platts |  |  |  | 390.5995 | 131.6786 | 18.3226 | 10058.3242 | 3390661091.3684 | 1324.3907 | 446.4776 | 41.6243 | 18.0165
1059008 | Platts-PLN-1059008 | SAROLANGUN BANGKO 1 | SAROLANGUN BANGKO | 7 | Planning |  | PT PLN PERSERO | Coal | INDONESIA | Jambi | Sarolangun Bangko | -2.0733 | 102.2748 |  | SUBCR | 38% | Coal | SUB | 80% | Platts | CF |  |  | 803.5714 | 803.5714 | 107.1429 | 464.7411 | 156664208.8421 | 125.8909 | 125.8909 | 11.2463 | 4.8678
1059008 | Platts-PLN-1059008 | SAROLANGUN BANGKO 2 | SAROLANGUN BANGKO | 7 | Planning |  | PT PLN PERSERO | Coal | INDONESIA | Jambi | Sarolangun Bangko | -2.0733 | 102.2748 |  | SUBCR | 38% | Coal | SUB | 80% | Platts | CF |  |  | 803.5714 | 803.5714 | 107.1429 | 464.7411 | 156664208.8421 | 125.8909 | 125.8909 | 11.2463 | 4.8678
1066884 | Platts-PLN-1066884 | SELAT PANJANG 1 | SELAT PANJANG | 5 | Planning |  | PT PLN PERSERO | Coal | INDONESIA | Riau |  | 0.29335 | 101.7068 |  | SUBCR | 38% | Coal |  | 80% | Platts | CF |  |  | 803.5714 | 803.5714 | 107.1429 | 331.9579 | 111903006.3158 | 89.9221 | 89.9221 | 8.033 | 3.477
1066884 | Platts-PLN-1066884 | SELAT PANJANG 2 | SELAT PANJANG | 5 | Planning |  | PT PLN PERSERO | Coal | INDONESIA | Riau |  | 0.29335 | 101.7068 |  | SUBCR | 38% | Coal |  | 80% | Platts | CF |  |  | 803.5714 | 803.5714 | 107.1429 | 331.9579 | 111903006.3158 | 89.9221 | 89.9221 | 8.033 | 3.477
1043588 | Platts-PLN-1043588 | SIHWA SEOHAE 1 | SIHWA SEOHAE | 150 | Planning |  | SEOHAE ENERGY CO | Coal | SOUTH KOREA | Gyeonggi-do | Sunggok-dong - Ansan-si | 37.3219 | 126.8309 | ACFB | SUBCR | 38% | Coal |  | 80% | Platts | ACFB | ACFB |  | 390.5995 | 131.6786 | 18.3226 | 9958.7368 | 3357090189.4737 | 1311.2779 | 442.0571 | 41.2122 | 17.8381
1043588 | Platts-PLN-1043588 | SIHWA SEOHAE 2 | SIHWA SEOHAE | 150 | Planning |  | SEOHAE ENERGY CO | Coal | SOUTH KOREA | Gyeonggi-do | Sunggok-dong - Ansan-si | 37.3219 | 126.8309 | ACFB | SUBCR | 38% | Coal |  | 80% | Platts | ACFB | ACFB |  | 390.5995 | 131.6786 | 18.3226 | 9958.7368 | 3357090189.4737 | 1311.2779 | 442.0571 | 41.2122 | 17.8381
1041375 | Platts-CON-1041375 | SINTANG S1 | SINTANG | 7 | Construction | 2013 | PT PLN PERSERO | Coal | INDONESIA | West Kalimantan | Sungai Ringin - Kab Sintang | 0.052098 | 111.4991 |  | SUBCR | 38% | Coal |  | 80% | Platts | CF |  |  | 803.5714 | 803.5714 | 107.1429 | 464.7411 | 156664208.8421 | 125.8909 | 125.8909 | 11.2463 | 4.8678
1041375 | Platts-CON-1041375 | SINTANG S2 | SINTANG | 7 | Construction | 2013 | PT PLN PERSERO | Coal | INDONESIA | West Kalimantan | Sungai Ringin - Kab Sintang | 0.052098 | 111.4991 |  | SUBCR | 38% | Coal |  | 80% | Platts | CF |  |  | 803.5714 | 803.5714 | 107.1429 | 464.7411 | 156664208.8421 | 125.8909 | 125.8909 | 11.2463 | 4.8678
1041375 | Platts-CON-1041375 | SINTANG S3 | SINTANG | 7 | Construction | 2013 | PT PLN PERSERO | Coal | INDONESIA | West Kalimantan | Sungai Ringin - Kab Sintang | 0.052098 | 111.4991 |  | SUBCR | 38% | Coal |  | 80% | Platts | CF |  |  | 803.5714 | 803.5714 | 107.1429 | 464.7411 | 156664208.8421 | 125.8909 | 125.8909 | 11.2463 | 4.8678
1087821 | Platts-PLN-1087821 | SUMBAWA BARAT 1 | SUMBAWA BARAT | 7 | Planning | 2014 | PT PLN PERSERO | Coal | INDONESIA | West Nusa Tenggara | Kec Tailwang - Kab Sumbawa Barat | -8.9293 | 116.891 |  | SUBCR | 38% | Coal |  | 80% | Platts | CF |  |  | 803.5714 | 803.5714 | 107.1429 | 464.7411 | 156664208.8421 | 125.8909 | 125.8909 | 11.2463 | 4.8678
1087821 | Platts-PLN-1087821 | SUMBAWA BARAT 2 | SUMBAWA BARAT | 7 | Planning | 2014 | PT PLN PERSERO | Coal | INDONESIA | West Nusa Tenggara | Kec Tailwang - Kab Sumbawa Barat | -8.9293 | 116.891 |  | SUBCR | 38% | Coal |  | 80% | Platts | CF |  |  | 803.5714 | 803.5714 | 107.1429 | 464.7411 | 156664208.8421 | 125.8909 | 125.8909 | 11.2463 | 4.8678
1093614 | Platts-CON-1093614 | TANAH GROGOT 1 | TANAH GROGOT | 7 | Construction | 2013 | PT MAHAJAYA ARYA SATYA | Coal | INDONESIA | East Kalimantan |  | 1.6406 | 116.4194 |  | SUBCR | 38% | Coal |  | 80% | Platts |  |  |  | 803.5714 | 803.5714 | 107.1429 | 464.7411 | 156664208.8421 | 125.8909 | 125.8909 | 11.2463 | 4.8678
1093614 | Platts-CON-1093614 | TANAH GROGOT 2 | TANAH GROGOT | 7 | Construction | 2013 | PT MAHAJAYA ARYA SATYA | Coal | INDONESIA | East Kalimantan |  | 1.6406 | 116.4194 |  | SUBCR | 38% | Coal |  | 80% | Platts |  |  |  | 803.5714 | 803.5714 | 107.1429 | 464.7411 | 156664208.8421 | 125.8909 | 125.8909 | 11.2463 | 4.8678
1072949 | Platts-CON-1072949 | TANJUNG GUNDUL 1 | TANJUNG GUNDUL | 30 | Construction | 2013 | PT TRUBA ALAM MANUNGGAL ENGRG | Coal | INDONESIA | West Kalimantan | Siantan - Pontianak | 0.088143 | 109.2594 |  | SUBCR | 38% | Coal |  | 80% | Platts |  |  |  | 803.5714 | 803.5714 | 107.1429 | 1991.7474 | 671418037.8947 | 539.5324 | 539.5324 | 48.1982 | 20.8619
1072949 | Platts-CON-1072949 | TANJUNG GUNDUL 2 | TANJUNG GUNDUL | 30 | Construction | 2013 | PT TRUBA ALAM MANUNGGAL ENGRG | Coal | INDONESIA | West Kalimantan | Siantan - Pontianak | 0.088143 | 109.2594 |  | SUBCR | 38% | Coal |  | 80% | Platts |  |  |  | 803.5714 | 803.5714 | 107.1429 | 1991.7474 | 671418037.8947 | 539.5324 | 539.5324 | 48.1982 | 20.8619
1092952 | Platts-CON-1092952 | TANJUNG PINANG 1 | TANJUNG PINANG | 12 | Construction | 2014 | PT TENAGA LISTRIK BANTEN | Coal | INDONESIA | Riau | Tanjung Pinang - Pulau Bintan | 1.1367 | 104.4258 |  | SUBCR | 38% | Coal |  | 80% | Platts |  |  |  | 803.5714 | 803.5714 | 107.1429 | 796.6989 | 268567215.1579 | 215.8129 | 215.8129 | 19.2793 | 8.3448
1092952 | Platts-CON-1092952 | TANJUNG PINANG 2 | TANJUNG PINANG | 12 | Construction | 2014 | PT TENAGA LISTRIK BANTEN | Coal | INDONESIA | Riau | Tanjung Pinang - Pulau Bintan | 1.1367 | 104.4258 |  | SUBCR | 38% | Coal |  | 80% | Platts |  |  |  | 803.5714 | 803.5714 | 107.1429 | 796.6989 | 268567215.1579 | 215.8129 | 215.8129 | 19.2793 | 8.3448
1076782 | Platts-CON-1076782 | TANJUNG TABALONG 1 | TANJUNG TABALONG | 30 | Construction | 2013 | PT ADARO ENERGY TBK | Coal | INDONESIA | South Kalimantan | Tanjung - Kab Tabalong | -1.8643 | 115.5681 |  | SUBCR | 38% | Coal | SUB | 80% | Platts |  |  |  | 803.5714 | 803.5714 | 107.1429 | 1991.7474 | 671418037.8947 | 539.5324 | 539.5324 | 48.1982 | 20.8619
1076782 | Platts-CON-1076782 | TANJUNG TABALONG 2 | TANJUNG TABALONG | 30 | Construction | 2013 | PT ADARO ENERGY TBK | Coal | INDONESIA | South Kalimantan | Tanjung - Kab Tabalong | -1.8643 | 115.5681 |  | SUBCR | 38% | Coal | SUB | 80% | Platts |  |  |  | 803.5714 | 803.5714 | 107.1429 | 1991.7474 | 671418037.8947 | 539.5324 | 539.5324 | 48.1982 | 20.8619
1031012 | Platts-PLN-1031012 | TARAHAN MINE S1 | TARAHAN MINE | 8 | Planning |  | PT BUKIT ASAM TBK | Coal | INDONESIA | South Sumatra | Tarahan Lampung | -3.3194 | 103.9144 |  | SUBCR | 38% | Coal |  | 80% | Platts |  |  |  | 803.5714 | 803.5714 | 107.1429 | 531.1326 | 179044810.1053 | 143.8753 | 143.8753 | 12.8529 | 5.5632
1031012 | Platts-PLN-1031012 | TARAHAN MINE S2 | TARAHAN MINE | 8 | Planning |  | PT BUKIT ASAM TBK | Coal | INDONESIA | South Sumatra | Tarahan Lampung | -3.3194 | 103.9144 |  | SUBCR | 38% | Coal |  | 80% | Platts |  |  |  | 803.5714 | 803.5714 | 107.1429 | 531.1326 | 179044810.1053 | 143.8753 | 143.8753 | 12.8529 | 5.5632

## Plant-Specific emissions
Power-plant specific emission information
|  | Limit |  |  | Unit | [8 empty] | Normalized to mg/Nm3 @6% O2, 25oC, SO2 only
Health Project ID | Plant name | SO2 | NOx | PM | SO2 | NOx | PM | O2 | Air factor | Temperature, oC | Capacity | Thermal efficiency | SO2 limit type | SO2 | NOx | PM10 | Particle control technique, fill blanks | Source
Platts-OPR-1026152 | SURALAYA | 290.4433 | 480.435 | 76.84 | mg/Nm3 | mg/Nm3 | mg/Nm3 | 7% | 1.0714 | 25 |  |  | SO2 only | 311.1893 | 514.7518 | 55.1601 | ESP | http://www.indonesiapower.co.id/SiteAssets/SitePages/Sustainability%20Report/SUSTAINABILITY%20REPORT%20PT.%20INDONESIA%20POWER%20TAHUN%20%202012.pdf
Platts-OPR-1039868 | BLCP | 262 | 241 | 43 | ppm | ppm | mg/Nm3 | 7% | 1.0714 | 25 |  |  | SO2 only | 801.9071 | 530.2 | 30.8679 | CSE | http://www.adb.org/sites/default/files/projdocs/2003/THA_BLCP_power_project.pdf
Platts-OPR-1052927 | TANJUNG JATI-B | 300 |  |  | mg/Nm3 | mg/Nm3 | mg/Nm3 | 7% | 1.0714 | 25 |  |  | SO2 only | 321.4286 | - | - | CSE | http://www.kpjb.co.id/knowledge-corner/flue-gas-desulfurization-fgd-technology-on-tanjung-jati-b-34/
Platts-OPR-1077767 | GHECO ONE | 53 | 56 | 55 | ppm | ppm | mg/Nm3 | 7% | 1.0714 | 25 |  |  | SO2 only | 162.2179 | 123.2 | 39.4821 | ESP | EIA document
CS-PLN-1065762 | Jawa Tengah power station (Central Java Power Project) | 300 | 260 | 50 | mg/Nm3 | mg/Nm3 | mg/Nm3 | 7% | 1.0714 | 25 |  |  | SO2 only | 321.4286 | 278.5714 | 35.8929 | ESP | EIA document
Platts-OPR-1014265 | MAE MOH | 320 | 500 | 180 | ppm | ppm | mg/Nm3 | 7% | 1.0714 | 25 |  |  | SO2 only | 979.4286 | 1100 | 129.2143 | CSE | https://mbaeb.files.wordpress.com/2013/03/mae-moh-power-plant-overview-ait.pdf
Platts-OPR-1029453 | SHINCHI | 343.2 | 294 |  | Nm3/h | Nm3/h |  | 6% | 1 | 0 | 2000 | 40.79% | SOx | 164.8201 | 101.402 | - | ESP | http://www.somakyoka.co.jp/pdf/h190713_01.pdf
Platts-OPR-1031645 | HITACHINAKA | 39 | 34 | 8 | ppm | ppm | mg/Nm3 | 6% | 1 | 0 |  |  | SOx | 101.5559 | 63.9582 | 4.9105 | CSE | http://www.neaspec.org/sites/default/files/S2_17pm_Matsuda(TEPCO).pdf
Platts-OPR-1031644 | HIRONO | 24 | 24 | 7 | ppm | ppm | mg/Nm3 | 6% | 1 | 0 |  |  | SOx | 62.4959 | 45.147 | 4.2967 | ESP | http://www.neaspec.org/sites/default/files/S2_17pm_Matsuda(TEPCO).pdf
Platts-OPR-1018606 | TOMATOATSUMA | 506 | 608 | 155 | Nm3/h | Nm3/h | kg/h | 6% | 1 | 0 | 1650 | 40.54% | SOx | 292.7971 | 252.6713 | 95.1403 | ESP | http://www.hepco.co.jp/ato_env_ene/energy/fire_power/tomatou_ps.html
Platts-OPR-1076904 | SHIN ISOGO | 15 | 16.5 | 7.5 | ppm | ppm | mg/Nm3 | 6% | 1 | 0 |  |  | SOx | 39.06 | 31.0385 | 4.6036 | ESP | http://www.aecen.org/sites/default/files/isogo_brochure.pdf
Platts-OPR-1014530 | TAKASAGO J-POWER | 25 | 225 | 20 | ppm | ppm | mg/Nm3 | 6% | 1 | 0 |  |  | SOx | 65.0999 | 423.2528 | 12.2762 | ESP | http://www.asiapacificpartnership.org/pdf/PGTTF/event-april-07/April_17_Japan_Summary_of_Takasago%20Coal%20Fired%20Power%20Station.pdf
Platts-OPR-1031404 | MANJUNG | 104 | 165 | 40 | mg/Nm3 | mg/Nm3 | mg/Nm3 | 6% | 1 | 0 |  |  | SOx | 94.8013 | 151.1617 | 24.5523 | ESP | http://www.sps.utm.my/download/PSEAsia2013-25.pdf
Platts-OPR-1012183 | AMPHAR SAMPRAN | 158 | 337 | 10 | ppm | ppm |  | 7% | 1.0714 | 25 |  |  | SO2 only | 483.5929 | 741.4 | 9.8571 | BH | http://www.egat.co.th/en/images/sustainable-dev/csr-report/EGAT-CSR-Annual-2012-en.pdf
Platts-OPR-1060695 | NAGA CITY-2 | 200 | 200 | 40 | ppm | ppm | mg/Nm3 | 7% | 1.0714 | 25 |  |  | SOx | 609.0821 | 440 | 44.6667 | ESP | http://www.kepcophilippines.com/
Platts-OPR-1023529 | MASINLOC | 176.06 | 343.1 | 53.5714 | ppm | ppm | mg/Nm3 | 7% | 1.0714 | 25 |  |  | SOx | 536.175 | 754.82 | 38.4566 | ESP | http://www.oecd.org/countries/philippines/35249746.pdf
CS-CON-1067948 | Mong Duong power station | 350 | 350 | 140 | mg/Nm3 | mg/Nm3 | mg/Nm3 | 6% | 1 | 25 |  |  | SO2 only | 350 | 350 | 93.8 | ESP | http://www.adb.org/sites/default/files/projdocs/2006/39595-VIE-SEIA.pdf
Platts-OPR-1023488 | CALACA SEMIRARA | 1500 | 750 | 100 | mg/Nm3 | mg/Nm3 | mg/Nm3 | 7% | 1.0714 | 25 |  |  | SOx | 1599.1071 | 803.5714 | 71.7857 | ESP | http://www2.adb.org/Documents/Environment/PHI/41958/41958-PHI-SIEE.pdf
CS-PLN-1095949 | TEPCO Coal Project | 8 | 5 | 4 | ppm | ppm | mg/Nm3 | 16% | 3 | 0 |  |  | SOx | 62.4959 | 28.2169 | 10.9936 | IGCC | http://ncrs.cm.kyushu-u.ac.jp/ncrs_intra/assets/files/education/forum/090822_lecture1.pdf
GP-PLN-1094248 | Taean power station | 15 | 30 | 5 | ppm | ppm | mg/Nm3 | 6% | 1 | 0 |  |  | SOx | 39.06 | 56.4337 | 4.5807 | IGCC | http://www.asiapacificpartnership.org/pdf/CFE/meeting_seoul/workshop_presentations/12_Update_on_Korean_300_MW_IGCC_project.pdf http://www.gasification.org/uploads/eventLibrary/45KIM.pdf
Platts-OPR-1024714 | QUEZON | 159.4 | 191.5 |  | ppm | ppm | mg/Nm3 | 7% | 1.0714 | 25 |  |  | SOx | 485.4385 | 421.3 | - | ESP | http://www.egco.com/_admin/uploadfiles/csr_social_report/csrreport_file_en_39.pdf
Platts-OPR-1013257 | SUAL | 1182.29 | 560.315 | 23.645 | mg/Nm3 | mg/Nm3 | mg/Nm3 | 7% | 1.0714 | 25 |  |  | SO2 only | 1266.7393 | 600.3375 | 25.3339 | ESP | http://www.teamenergy.ph/img/BOOK%202-GRI%20Standard%20Disclosures.pdf
Platts-OPR-1013255 | PAGBILAO | 938.4 | 501.9 | 29.8 | mg/Nm3 | mg/Nm3 | mg/Nm3 | 7% | 1.0714 | 25 |  |  | SO2 only | 1005.4286 | 537.75 | 31.9286 | ESP | http://www.teamenergy.ph/img/BOOK%202-GRI%20Standard%20Disclosures.pdf
CS-PLN-1021640 | Matsuura power station | 283 | 123 | 40 | mg/Nm3 | mg/Nm3 | mg/Nm3 | 6% | 1 | 0% |  |  | SOx | 257.9689 | 112.6842 | 36.6453 | ESP | http://eippcb.jrc.ec.europa.eu/reference/BREF/lcp_bref_0706.pdf
Platts-OPR-1014494 | MATSUURA J-POWER | 283 | 123 | 40 |  |  |  | 6% | 1 | 0% |  |  | SOx | 257.9689 | 112.6842 | 36.6453 | ESP | http://www.scribd.com/doc/153105193/Lc-6-Flue-Gas-Monitoring-for-Coal-Fired-Thermal-Power-Plant
GP-PLN-957 | Dawei power station | [12 empty] | 550.9286 | 440 | 85.7143 | ESP | Assumed to meet Thai limits: http://www.itd-koldam.com/drawing/j1790/Dawei-project-overview-july2011.pdf
Platts-OPR-1049616 | TANJUNG BIN | 200 | 500 | 50 | mg/Nm3 | mg/Nm3 | mg/Nm3 | 0.06 | 1 | 0 |  |  | SOx | 182.3102 | 458.0658 | 45.8066 | ESP | http://www.sps.utm.my/download/PSEAsia2013-25.pdf
CS-CON-1031404 | Manjung power station | 104 | 165 | 40 | mg/Nm3 | mg/Nm3 | mg/Nm3 | 0.06 | 1 | 0 |  |  | SOx | 94.8013 | 151.1617 | 36.6453 | ESP | http://pennwell.websds.net/2012/bangkok/pga/slideshows/T3S2O5-slides.pdf

## Standards
National emission standards
[8 empty] | Unit | [6 empty] | Normalized to mg/Nm3 @6% O2, 25oC, SO2 only
Country | Group | Fuel | Year of commissioning, up to | Capacity, MW, upto | SO2 | NOx | PM | SO2 | NOx | PM | O2 | Air factor | oC | SO2 limit type | SO2 | NOx | PM | Source
Cambodia | all | coal | all | all | 500 | 1000 | 400 | mg/Nm3 | mg/Nm3 | mg/Nm3 | 6% | 1 | 25 | SO2 only | 500 | 1000 | 400 | http://apki.net/wp-content/uploads/2012/05/Peraturan-Menteri-Negara-Lingkungan-Hidup-Nomor-21-Tahun-2008-Baku-Mutu-Emisi-Sumber-Tidak-Bergerak-Bagi-Usaha-dan-atau-Kegiatan-Pembangkit-Tenaga-Listrik-Termal.pdf
Indonesia | operating before Dec 2008 | coal | 2008 | all | 750 | 850 | 150 | mg/Nm3 | mg/Nm3 | mg/Nm3 | 7% | 1.0714 | 25 | SO2 only | 2166.7487 | 910.7143 | 160.7143 | http://apki.net/wp-content/uploads/2012/05/Peraturan-Menteri-Negara-Lingkungan-Hidup-Nomor-21-Tahun-2008-Baku-Mutu-Emisi-Sumber-Tidak-Bergerak-Bagi-Usaha-dan-atau-Kegiatan-Pembangkit-Tenaga-Listrik-Termal.pdf
Indonesia | planned but not operated in Dec 2008, from 1 Jan 2015 | coal | 2012 | all | 750 | 750 | 100 | mg/Nm3 | mg/Nm3 | mg/Nm3 | 7% | 1.0714 | 25 | SO2 only | 2166.7487 | 803.5714 | 107.1429 | http://apki.net/wp-content/uploads/2012/05/Peraturan-Menteri-Negara-Lingkungan-Hidup-Nomor-21-Tahun-2008-Baku-Mutu-Emisi-Sumber-Tidak-Bergerak-Bagi-Usaha-dan-atau-Kegiatan-Pembangkit-Tenaga-Listrik-Termal.pdf
Indonesia | planning started after Dec 2008 | coal | after 2012 | all | 750 | 750 | 100 | mg/Nm3 | mg/Nm3 | mg/Nm3 | 7% | 1.0714 | 25 | SO2 only | 803.5714 | 803.5714 | 107.1429 | http://apki.net/wp-content/uploads/2012/05/Peraturan-Menteri-Negara-Lingkungan-Hidup-Nomor-21-Tahun-2008-Baku-Mutu-Emisi-Sumber-Tidak-Bergerak-Bagi-Usaha-dan-atau-Kegiatan-Pembangkit-Tenaga-Listrik-Termal.pdf
Japan | coal | coal | all | all | 1807.4778 | 200 | 50 |  | ppm | mg/Nm3 | 6% | 1 | 0 | SOx | 1647.6079 | 376.2247 | 45.8066 | http://www.env.go.jp/air/osen/law/t-kise-1.html
Laos | coal | coal | all | all | 320 | 350 | 120 | ppm | ppm | mg/Nm3 | 6% | 1 | 25 | SO2 only | 914.1333 | 718.6667 | 120 | Lao National Environmental Standards, No2734 /PMO.WREA , dated 7 Dec 2009
Malaysia | existing | coal | 2012 | all | 500 | 500 | 50 | ppm | ppm | mg/Nm3 | 6% | 1 | 0 | SOx | 1301.9985 | 940.5617 | 45.8066 | http://www.doe.gov.my/portal_services/wp-content/uploads/2012/10/Explanatory-Notes-On-Clean-Air-Regulation-20xx.pdf
Malaysia | new | coal | after 2012 | 49.999 | 500 | 500 | 50 | mg/Nm3 | mg/Nm3 | mg/Nm3 | 6% | 1 | 0 | SOx | 455.7754 | 458.0658 | 45.8066 | http://www.doe.gov.my/portal_services/wp-content/uploads/2012/10/Explanatory-Notes-On-Clean-Air-Regulation-20xx.pdf
Malaysia | new | coal | after 2012 | 99.99 | 300 | 500 | 50 | mg/Nm3 | mg/Nm3 | mg/Nm3 | 6% | 1 | 0 | SOx | 273.4653 | 458.0658 | 45.8066 | http://www.doe.gov.my/portal_services/wp-content/uploads/2012/10/Explanatory-Notes-On-Clean-Air-Regulation-20xx.pdf
Malaysia | new | coal | after 2012 | above 100 | 200 | 500 | 50 | mg/Nm3 | mg/Nm3 | mg/Nm3 | 6% | 1 | 0 | SOx | 182.3102 | 458.0658 | 45.8066 | http://www.doe.gov.my/portal_services/wp-content/uploads/2012/10/Explanatory-Notes-On-Clean-Air-Regulation-20xx.pdf
Philippines | existing | coal | 2000 | all | 1000 | 1500 | 200 | mg/Nm3 | mg/Nm3 | mg/Nm3 | 7% | 1.0714 | 25 | SOx as SO3 | 848.5714 | 1607.1429 | 214.2857 | http://www.scribd.com/document_downloads/direct/37142912?extension=pdf&ft=1376046398&lt=1376050008&user_id=35800113&uahk=g7ESkO1aUmne/oeigug5FuBbgcM
Philippines | new | coal | after 2012 | all | 700 | 1000 | 200 | mg/Nm3 | mg/Nm3 | mg/Nm3 | 7% | 1.0714 | 25 | SOx as SO3 | 594 | 1071.4286 | 214.2857 | http://www.scribd.com/document_downloads/direct/37142912?extension=pdf&ft=1376046398&lt=1376050008&user_id=35800113&uahk=g7ESkO1aUmne/oeigug5FuBbgcM
Philippines | new, Urban and Industial area | coal | after 2012 | all | 700 | 1000 | 150 | mg/Nm3 | mg/Nm3 | mg/Nm3 | 7% | 1.0714 | 25 | SOx as SO3 | 594 | 1071.4286 | 160.7143 | http://www.scribd.com/document_downloads/direct/37142912?extension=pdf&ft=1376046398&lt=1376050008&user_id=35800113&uahk=g7ESkO1aUmne/oeigug5FuBbgcM
South Korea | operating before 1996, <100MW | anthracite | 1995 | 100 | 150 | 150 | 30 | ppm | ppm | mg/Nm3 | 6% | 1 | 0 | SOx | 390.5995 | 282.1685 | 27.4839 | http://www.law.go.kr/lsInfoP.do?lsiSeq=155442#AJAX http://netl.doe.gov/publications/proceedings/99/99korea/edkim.pdf http://www.neaspec.org/sites/default/files/S2_17pm_Ki-Suh(KCC).pdf
South Korea | operating before 1996, >100MW | anthracite | 1995 | above 100 | 100 | 150 | 30 | ppm | ppm | mg/Nm3 | 6% | 1 | 0 | SOx | 260.3997 | 282.1685 | 27.4839 | http://www.law.go.kr/lsInfoP.do?lsiSeq=155442#AJAX http://netl.doe.gov/publications/proceedings/99/99korea/edkim.pdf http://www.neaspec.org/sites/default/files/S2_17pm_Ki-Suh(KCC).pdf
South Korea | before 2001 | anthracite | 2000 | all | 70 | 150 | 30 | ppm | ppm | mg/Nm3 | 6% | 1 | 0 | SOx | 182.2798 | 282.1685 | 27.4839 | http://www.law.go.kr/lsInfoP.do?lsiSeq=155442#AJAX http://netl.doe.gov/publications/proceedings/99/99korea/edkim.pdf http://www.neaspec.org/sites/default/files/S2_17pm_Ki-Suh(KCC).pdf
South Korea | operating before 2007 | anthracite | 2006 | all | 70 | 70 | 20 | ppm | ppm | mg/Nm3 | 6% | 1 | 0 | SOx | 182.2798 | 131.6786 | 18.3226 | http://www.law.go.kr/lsInfoP.do?lsiSeq=155442#AJAX http://netl.doe.gov/publications/proceedings/99/99korea/edkim.pdf http://www.neaspec.org/sites/default/files/S2_17pm_Ki-Suh(KCC).pdf
South Korea | since 2007 | anthracite | after 2006 | all | 70 | 70 | 20 | ppm | ppm | mg/Nm3 | 6% | 1 | 0 | SOx | 182.2798 | 131.6786 | 18.3226 | http://www.law.go.kr/lsInfoP.do?lsiSeq=155442#AJAX http://netl.doe.gov/publications/proceedings/99/99korea/edkim.pdf http://www.neaspec.org/sites/default/files/S2_17pm_Ki-Suh(KCC).pdf
South Korea | operating before 1996, <100MW | coal | 1995 | 100 | 150 | 150 | 30 | ppm | ppm | mg/Nm3 | 6% | 1 | 0 | SOx | 390.5995 | 282.1685 | 27.4839 | http://www.law.go.kr/lsInfoP.do?lsiSeq=155442#AJAX http://netl.doe.gov/publications/proceedings/99/99korea/edkim.pdf http://www.neaspec.org/sites/default/files/S2_17pm_Ki-Suh(KCC).pdf
South Korea | operating before 1996, >100MW | coal | 1995 | above 100 | 100 | 150 | 30 | ppm | ppm | mg/Nm3 | 6% | 1 | 0 | SOx | 260.3997 | 282.1685 | 27.4839 | http://www.law.go.kr/lsInfoP.do?lsiSeq=155442#AJAX http://netl.doe.gov/publications/proceedings/99/99korea/edkim.pdf http://www.neaspec.org/sites/default/files/S2_17pm_Ki-Suh(KCC).pdf
South Korea | before 2001 | coal | 2000 | all | 150 | 150 | 30 | ppm | ppm | mg/Nm3 | 6% | 1 | 0 | SOx | 390.5995 | 282.1685 | 27.4839 | http://www.law.go.kr/lsInfoP.do?lsiSeq=155442#AJAX http://netl.doe.gov/publications/proceedings/99/99korea/edkim.pdf http://www.neaspec.org/sites/default/files/S2_17pm_Ki-Suh(KCC).pdf
South Korea | operating before 2007 | coal | 2006 | all | 150 | 70 | 20 | ppm | ppm | mg/Nm3 | 6% | 1 | 0 | SOx | 390.5995 | 131.6786 | 18.3226 | http://www.law.go.kr/lsInfoP.do?lsiSeq=155442#AJAX http://netl.doe.gov/publications/proceedings/99/99korea/edkim.pdf http://www.neaspec.org/sites/default/files/S2_17pm_Ki-Suh(KCC).pdf
South Korea | since 2007 | coal | after 2006 | all | 150 | 70 | 20 | ppm | ppm | mg/Nm3 | 6% | 1 | 0 | SOx | 390.5995 | 131.6786 | 18.3226 | http://www.law.go.kr/lsInfoP.do?lsiSeq=155442#AJAX http://netl.doe.gov/publications/proceedings/99/99korea/edkim.pdf http://www.neaspec.org/sites/default/files/S2_17pm_Ki-Suh(KCC).pdf
Taiwan |  | all | 1991 | 0.56363 |  |  | 500 |  |  | mg/Nm3 | 6% | 1 | 0 | SOx as SO2 |  |  | 458.0658 | http://ivy5.epa.gov.tw/epalaw/docfile/040152a.doc
Taiwan |  | all | 1991 | 0.93938 |  |  | 430 |  |  | mg/Nm3 | 6% | 1 | 0 | SOx as SO2 |  |  | 393.9366 | http://ivy5.epa.gov.tw/epalaw/docfile/040152a.doc
Taiwan |  | all | 1991 | 1.8788 |  |  | 350 |  |  | mg/Nm3 | 6% | 1 | 0 | SOx as SO2 |  |  | 320.646 | http://ivy5.epa.gov.tw/epalaw/docfile/040152a.doc
Taiwan |  | all | 1991 | 3.7575 |  |  | 285 |  |  | mg/Nm3 | 6% | 1 | 0 | SOx as SO2 |  |  | 261.0975 | http://ivy5.epa.gov.tw/epalaw/docfile/040152a.doc
Taiwan |  | all | 1991 | 5.6363 |  |  | 252 |  |  | mg/Nm3 | 6% | 1 | 0 | SOx as SO2 |  |  | 230.8651 | http://ivy5.epa.gov.tw/epalaw/docfile/040152a.doc
Taiwan |  | all | 1991 | 9.3938 |  |  | 217 |  |  | mg/Nm3 | 6% | 1 | 0 | SOx as SO2 |  |  | 198.8005 | http://ivy5.epa.gov.tw/epalaw/docfile/040152a.doc
Taiwan |  | all | 1991 | 15.0302 |  |  | 189 |  |  | mg/Nm3 | 6% | 1 | 0 | SOx as SO2 |  |  | 173.1489 | http://ivy5.epa.gov.tw/epalaw/docfile/040152a.doc
Taiwan |  | all | 1991 | 18.7877 |  |  | 176 |  |  | mg/Nm3 | 6% | 1 | 0 | SOx as SO2 |  |  | 161.2391 | http://ivy5.epa.gov.tw/epalaw/docfile/040152a.doc
Taiwan |  | all | 1991 | 37.5754 |  |  | 144 |  |  | mg/Nm3 | 6% | 1 | 0 | SOx as SO2 |  |  | 131.9229 | http://ivy5.epa.gov.tw/epalaw/docfile/040152a.doc
Taiwan |  | all | 1991 | 56.3631 |  |  | 127 |  |  | mg/Nm3 | 6% | 1 | 0 | SOx as SO2 |  |  | 116.3487 | http://ivy5.epa.gov.tw/epalaw/docfile/040152a.doc
Taiwan |  | all | 1991 | 93.9385 |  |  | 109 |  |  | mg/Nm3 | 6% | 1 | 0 | SOx as SO2 |  |  | 99.8583 | http://ivy5.epa.gov.tw/epalaw/docfile/040152a.doc
Taiwan |  | all | 1991 | 150.3016 |  |  | 95 |  |  | mg/Nm3 | 6% | 1 | 0 | SOx as SO2 |  |  | 87.0325 | http://ivy5.epa.gov.tw/epalaw/docfile/040152a.doc
Taiwan |  | all | 1991 | 187.877 |  |  | 89 |  |  | mg/Nm3 | 6% | 1 | 0 | SOx as SO2 |  |  | 81.5357 | http://ivy5.epa.gov.tw/epalaw/docfile/040152a.doc
Taiwan |  | all | 1991 | 375.754 |  |  | 73 |  |  | mg/Nm3 | 6% | 1 | 0 | SOx as SO2 |  |  | 66.8776 | http://ivy5.epa.gov.tw/epalaw/docfile/040152a.doc
Taiwan |  | all | 1991 | 563.631 |  |  | 64 |  |  | mg/Nm3 | 6% | 1 | 0 | SOx as SO2 |  |  | 58.6324 | http://ivy5.epa.gov.tw/epalaw/docfile/040152a.doc
Taiwan |  | all | 1991 | 1315.1389 |  |  | 55 |  |  | mg/Nm3 | 6% | 1 | 0 | SOx as SO2 |  |  | 50.3872 | http://ivy5.epa.gov.tw/epalaw/docfile/040152a.doc
Taiwan |  | all | 1991 | above 1315 |  |  | 50 |  |  | mg/Nm3 | 6% | 1 | 0 | SOx as SO2 |  |  | 45.8066 | http://ivy5.epa.gov.tw/epalaw/docfile/040152a.doc
Taiwan |  | all | after 1991 | 0.56363 |  |  | 500 |  |  | mg/Nm3 | 6% | 1 | 0 | SOx as SO2 |  |  | 458.0658 | http://ivy5.epa.gov.tw/epalaw/docfile/040152a.doc
Taiwan |  | all | after 1991 | 0.93938 |  |  | 411 |  |  | mg/Nm3 | 6% | 1 | 0 | SOx as SO2 |  |  | 376.5301 | http://ivy5.epa.gov.tw/epalaw/docfile/040152a.doc
Taiwan |  | all | after 1991 | 1.8788 |  |  | 314 |  |  | mg/Nm3 | 6% | 1 | 0 | SOx as SO2 |  |  | 287.6653 | http://ivy5.epa.gov.tw/epalaw/docfile/040152a.doc
Taiwan |  | all | after 1991 | 3.7575 |  |  | 241 |  |  | mg/Nm3 | 6% | 1 | 0 | SOx as SO2 |  |  | 220.7877 | http://ivy5.epa.gov.tw/epalaw/docfile/040152a.doc
Taiwan |  | all | after 1991 | 5.6363 |  |  | 206 |  |  | mg/Nm3 | 6% | 1 | 0 | SOx as SO2 |  |  | 188.7231 | http://ivy5.epa.gov.tw/epalaw/docfile/040152a.doc
Taiwan |  | all | after 1991 | 9.3938 |  |  | 169 |  |  | mg/Nm3 | 6% | 1 | 0 | SOx as SO2 |  |  | 154.8262 | http://ivy5.epa.gov.tw/epalaw/docfile/040152a.doc
Taiwan |  | all | after 1991 | 15.0302 |  |  | 141 |  |  | mg/Nm3 | 6% | 1 | 0 | SOx as SO2 |  |  | 129.1745 | http://ivy5.epa.gov.tw/epalaw/docfile/040152a.doc
Taiwan |  | all | after 1991 | 18.7877 |  |  | 129 |  |  | mg/Nm3 | 6% | 1 | 0 | SOx as SO2 |  |  | 118.181 | http://ivy5.epa.gov.tw/epalaw/docfile/040152a.doc
Taiwan |  | all | after 1991 | 37.5754 |  |  | 99 |  |  | mg/Nm3 | 6% | 1 | 0 | SOx as SO2 |  |  | 90.697 | http://ivy5.epa.gov.tw/epalaw/docfile/040152a.doc
Taiwan |  | all | after 1991 | 56.3631 |  |  | 85 |  |  | mg/Nm3 | 6% | 1 | 0 | SOx as SO2 |  |  | 77.8712 | http://ivy5.epa.gov.tw/epalaw/docfile/040152a.doc
Taiwan |  | all | after 1991 | 93.9385 |  |  | 70 |  |  | mg/Nm3 | 6% | 1 | 0 | SOx as SO2 |  |  | 64.1292 | http://ivy5.epa.gov.tw/epalaw/docfile/040152a.doc
Taiwan |  | all | after 1991 | 150.3016 |  |  | 58 |  |  | mg/Nm3 | 6% | 1 | 0 | SOx as SO2 |  |  | 53.1356 | http://ivy5.epa.gov.tw/epalaw/docfile/040152a.doc
Taiwan |  | all | after 1991 | 187.877 |  |  | 53 |  |  | mg/Nm3 | 6% | 1 | 0 | SOx as SO2 |  |  | 48.555 | http://ivy5.epa.gov.tw/epalaw/docfile/040152a.doc
Taiwan |  | all | after 1991 | 375.754 |  |  | 41 |  |  | mg/Nm3 | 6% | 1 | 0 | SOx as SO2 |  |  | 37.5614 | http://ivy5.epa.gov.tw/epalaw/docfile/040152a.doc
Taiwan |  | all | after 1991 | 563.631 |  |  | 35 |  |  | mg/Nm3 | 6% | 1 | 0 | SOx as SO2 |  |  | 32.0646 | http://ivy5.epa.gov.tw/epalaw/docfile/040152a.doc
Taiwan |  | all | after 1991 | 1315.1389 |  |  | 29 |  |  | mg/Nm3 | 6% | 1 | 0 | SOx as SO2 |  |  | 26.5678 | http://ivy5.epa.gov.tw/epalaw/docfile/040152a.doc
Taiwan |  | all | after 1991 | above 1315 |  |  | 25 |  |  | mg/Nm3 | 6% | 1 | 0 | SOx as SO2 |  |  | 22.9033 | http://ivy5.epa.gov.tw/epalaw/docfile/040152a.doc
Taiwan |  | coal | 1991 | all | 200 | 300 |  | ppm | ppm |  | 6% | 1 | 0 | SOx as SO2 | 520.7994 | 564.337 |  | http://ivy5.epa.gov.tw/epalaw/docfile/040152a.doc
Taiwan |  | coal | after 1991 | all | 200 | 50 |  | ppm | ppm |  | 6% | 1 | 0 | SOx as SO2 | 520.7994 | 94.0562 |  | http://ivy5.epa.gov.tw/epalaw/docfile/040152a.doc
Thailand | existing | coal | 2004 | all | 700 | 400 | 320 | ppm | ppm | mg/Nm3 | 7% | 1.0714 | 25 | SO2 only | 2142.5 | 880 |  | http://www.jetro.go.jp/thailand/e_activity/pdf/moinoti36.pdf
Thailand | New 300-500 MW | coal | 2010 | 500 | 450 | 350 | 120 | ppm | ppm | mg/Nm3 | 7% | 1.0714 | 25 | SO2 only | 1377.3214 | 770 | 128.5714 | http://www.jetro.go.jp/thailand/e_activity/pdf/moinoti36.pdf
Thailand | New > 500 MW | coal | 2010 | above 500 | 320 | 350 | 120 | ppm | ppm | mg/Nm3 | 7% | 1.0714 | 25 | SO2 only | 979.4286 | 770 | 128.5714 | http://www.jetro.go.jp/thailand/e_activity/pdf/moinoti36.pdf
Thailand |  | coal | after 2010 | 50 | 360 | 200 | 80 | ppm | ppm | mg/Nm3 | 7% | 1.0714 | 25 | SO2 only | 1101.8571 | 440 | 85.7143 | http://www.egcfe.ewg.apec.org/publications/proceedings/CleanerCoal/HaLong_2008/Day%201%20Session%201B%20-%20Wijarn%20Simachaya%20Lessons%20Learned%20Thailand.pdf
Thailand | New < 300 MW | coal | after 2010 | 300 | 640 | 350 | 120 | ppm | ppm | mg/Nm3 | 7% | 1.0714 | 25 | SO2 only | 1958.8571 | 770 | 128.5714 | http://www.jetro.go.jp/thailand/e_activity/pdf/moinoti36.pdf
Thailand |  | coal | after 2010 | above 300 | 180 | 200 | 80 | ppm | ppm | mg/Nm3 | 7% | 1.0714 | 25 | SO2 only | 550.9286 | 440 | 85.7143 | http://www.egcfe.ewg.apec.org/publications/proceedings/CleanerCoal/HaLong_2008/Day%201%20Session%201B%20-%20Wijarn%20Simachaya%20Lessons%20Learned%20Thailand.pdf
Thailand | Mae Moh 4-13 | coal |  |  | 320 | 500 | 180 | ppm | ppm | mg/Nm3 | 7% | 1.0714 | 25 | SO2 only | 979.4286 | 1100 | 192.8571 | http://www.jetro.go.jp/thailand/e_activity/pdf/moinoti36.pdf
Vietnam | existing in 2005 | coal | 1996 | all | 1500 | 2500 | 600 | mg/Nm3 | mg/Nm3 | mg/Nm3 | 6% | 1 | 25 | SO2 only | 1500 | 2500 | 600 | National Technical Regulation on Emission of Thermal Power industry QCVN 22: 2009/BTNMT
Vietnam | permitted since 1996 | coal | 2005 | all | 500 | 1000 | 400 | mg/Nm3 | mg/Nm3 | mg/Nm3 | 6% | 1 | 25 | SO2 only | 500 | 1000 | 400 | National Technical Regulation on Emission of Thermal Power industry QCVN 22: 2009/BTNMT
Vietnam | permitted since 2006, <=300MW | coal | after 2006 | 300 | 500 | 650 | 200 | mg/Nm3 | mg/Nm3 | mg/Nm3 | 6% | 1 | 25 | SO2 only | 500 | 650 | 200 | National Technical Regulation on Emission of Thermal Power industry QCVN 22: 2009/BTNMT
Vietnam | permitted since 2006, 300-600MW | coal | after 2006 | 600 | 425 | 552.5 | 170 | mg/Nm3 | mg/Nm3 | mg/Nm3 | 6% | 1 | 25 | SO2 only | 425 | 552.5 | 170 | National Technical Regulation on Emission of Thermal Power industry QCVN 22: 2009/BTNMT
Vietnam | permitted since 2006, >600MW | coal | after 2006 | above 600 | 350 | 455 | 140 | mg/Nm3 | mg/Nm3 | mg/Nm3 | 6% | 1 | 25 | SO2 only | 350 | 455 | 140 | National Technical Regulation on Emission of Thermal Power industry QCVN 22: 2009/BTNMT
| SO2 | NOx | Dust
China | 200 | 100 | 30
China key regions | 50 | 100 | 20
European Union | 75 | 85 | 5
U.S. | 65 | 110 | 1
India, proposed | 100 | 100 | 30
Indonesia | 803.5714 | 803.5714 | 107.1429

## Factors
Minimum control performance (U.S. EPA AP-42, additional sources)
| Technique | Stack emission concentration, mg/Nm3 |  |  | Removal efficiency |  |  | Additional source
Platts technique code |  | SO2 | NOx | PM | SO2 | NOx | PM
ESP | Electrostatic precipitator |  |  | 126.5563 |  |  | 99%
BH | Baghouse (fabric filter) |  |  | 126.5563 |  |  | 99%
ACFB | Atmospheric circulating fluidized bed boiler | 609.0821 | 440
CFB | Circulating fluidized bed boiler | 609.0821 | 440
PFBC | Pressurized fluidized-bed combustor | 609.0821 | 440
WLST | Wet limestone FGD scrubber | 442.9469 |  |  | 85%
SCR | Selective catalytic reduction (SCR) |  | 385 |  |  |  | 72.48% | http://www.adb.org/sites/default/files/projdocs/2002/phu_my.pdf
FGD | FGD scrubber (unspecified) | 442.9469 |  |  | 85%
SWFGD | Seawater FGD scrubber | 442.9469 |  |  | 85%
LNB | Low-NOX burners (LNB) |  | 450 |  |  |  |  | https://www.jetro.go.jp/jetro/activities/contribution/oda/model_study/develop/pdf_h19/08_en.pdf
WFGD | Wet FGD (unspecified) | 442.9469 |  |  | 85%
SCR+LNB | SCR+LNB |  | 206.9919
Particle size ratios by control technology (AP-42)
Code | Name | TSP to PM10 | TSP to PM2.5 | PM10 to PM2.5
BH | Baghouse (fabric filter) | 0.92 | 0.53 | 0.57609
ESP | Unspecified type of electrostatic precipitator (elektrofilter) | 0.67 | 0.29 | 0.43284
CSE | Cold side ESP (downstream of air preheater) | 0.67 | 0.29 | 0.43284
HSE | Hot side ESP (upstream of air preheater) | 0.67 | 0.29 | 0.43284
WESP | Wet electrostatic precipitator (elektrofilter) (ESP) | 0.67 | 0.29 | 0.43284
SCRUB | Wet particulate scrubber | 0.71 | 0.51 | 0.71831
N/A | Not applicable | 0.23 | 0.06 | 0.26087
Properties of fuels (European Environment Agency)
| Coal | Lignite
Flue gas volume | 337.1 | 360.6 | m3/GJ @6%O2, 25oC
Energy value | 20.9256 | 11.9 | GJ/t
Sulphur content to mg/Nm3 | 2952.9795 | 6991.1492 | mg/Nm3 / %S
Physical conversions
| Temperature | SO2 | NOx | PM | Air
Density | 25 | 2.6183 | 1.8804 |  | 1.1841 | kg/m³
Density | 0 | 2.8579 | 2.0525 |  | 1.2925 | kg/m³
Conversion factors from ppm to mg/m3 |  | 2.8567 | 2.0533
SOx standards conversion to SO2 only
SOx | 99.5%
SO2 only | 100%
SOx as SO3 | 79.2%
SOx as SO2 | 99.5%
Assumed thermal efficiencies for new power plants without specific information
SUBCR | 38%
SUPERC | 41%
ULTRSC | 44%
IGCC | 42%
ULTRSC/CFB | 44%
Default: Japan, Korea and Taiwan | 41%
Default, others | 38%
Average operating data for power plants without specific information
Country | Steam condition | Thermal efficiency (net, LHV basis) | Load factor
INDONESIA | SUBCR | 30.8% | 52.87%
INDONESIA | SUPERC | 32.75% | 86.16%
INDONESIA |  | 30.83% | 53.28%
JAPAN | SUBCR | 32.89% | 56.25%
JAPAN | SUPERC | 40.64% | 63.65%
JAPAN | ULTRSC | 42.28% | 68.53%
JAPAN |  | 34.88% | 58.47%
MALAYSIA | SUBCR | 29.82% | 41.71%
MALAYSIA |  | 29.82% | 41.71%
PHILIPPINES | SUBCR | 26.5% | 44.56%
PHILIPPINES |  | 26.5% | 44.56%
SOUTH KOREA | SUBCR | 29.73% | 65.38%
SOUTH KOREA | SUPERC | 34.12% | 79.08%
SOUTH KOREA | ULTRSC | 34.62% | 79.36%
SOUTH KOREA |  | 31.6% | 71.03%
TAIWAN | SUBCR | 30.65% | 66.25%
TAIWAN | SUPERC | 39.92% | 80.66%
TAIWAN |  | 31.58% | 67.69%
THAILAND | SUBCR | 27.18% | 50.9%
THAILAND |  | 27.18% | 50.9%
VIETNAM | SUBCR | 29.71% | 45.67%
VIETNAM |  | 29.71% | 45.67%
Grand Total |  | 31.75% | 58.01%

## Emission statistics
National emission statistics
|  | Thermal power emissions |  |  |  |  | Coal share |  |  | Coal growth |  |  | Coal emissions 2011
Country | Sector | Year | SO2 | NOx | PM | Source | SO2 | NOx | PM | SO2 | NOx | PM | SO2 | NOx | PM
Japan | Thermal power | 2011 | 195943.0905 | 272679.4056 | 6170.483 | http://unfccc.int/national_reports/annex_i_ghg_inventories/national_inventories_submissions/items/7383.php | 51.97% | 37.81% | 56.84% | 0% | 0% | 2.428% | 101824.557 | 103088.0899 | 3592.2048
Thailand | Thermal power | 2010 | 303000 | 264000 | 19681.4066 | http://web.nso.go.th/en/survey/env/data_env/560920_env12_AirandNoise.pdf pages 7-9 | 95.01% | 51.21% | 100% | 0% | 0% | 0% | 287880.9232 | 135181.43 | 19681.4066
Malaysia | Thermal power | 2012 | 95834 | 524379 | 6100.1371 | http://www.statistics.gov.my/portal/download_Environment/download.php?file=Compendium_2013/Compendium_Of_Environment_Statistics_Malaysia_2013.pdf page 161 | 78.62% | 62.47% | 100% | 0% | 0% | 0% | 75340.2498 | 327594.6029 | 6100.1371
South Korea | Energy | 2010 | 81589 | 153441 | 4368 | http://eng.me.go.kr/eng/file/readDownloadFile.do?fileId=92542&fileSeq=1 page 60, 61, 63 | 82.14% | 72.12% | 89.65% | 0% | 0% | 0% | 67020.8988 | 110658.6824 | 3915.9479
Indonesia | Coal power | 2008 | 526244.08 | 204870.65 | 242082.48 | REAS 2.1 | 100% | 100% | 100% | 30.33% | 30.33% | 30.33% | 685831.7719 | 266999.2998 | 315495.9125
Laos | Coal power | 2008 | 4815.789 | 2822.785 | 886.1052 | REAS 2.1 | 100% | 100% | 100%
Myanmar | Coal power | 2008 | 9164.857 | 4237.515 | 1511.052 | REAS 2.1 | 100% | 100% | 100% | 9.434% | 9.434% | 9.434% | 10029.4393 | 4637.2682 | 1653.5997
Philippines | Coal power | 2008 | 123030.66 | 77879.5 | 39799.51 | REAS 2.1 | 100% | 100% | 100% | 25.37% | 25.37% | 25.37% | 154247.3829 | 97639.9627 | 49897.8893
Taiwan | Coal power | 2008 | 34940.843 | 56454.682 | 6103.187 | REAS 2.1 | 100% | 100% | 100% | -6.846% | -6.846% | -6.846% | 32548.9023 | 52589.9712 | 5685.3819
Vietnam | Coal power | 2008 | 67312.08 | 46824.03 | 18373.32 | REAS 2.1 | 100% | 100% | 100% | 42.11% | 42.11% | 42.11% | 95658.3934 | 66542.4614 | 26110.6516
Company-specific emission information
[9 empty] | Coal share of emissions |  |  | Emissions from coal, t/a
Company | Sector | Year | SO2 | NOx | PM | Multiplier | Unit | Thermal power generation, TWh | SO2 | NOx | PM | SO2 | NOx | PM
J-POWER | Coal | 2012 | 0.21 | 0.51 | 0.01 | 1 | g/kWh | 47.3044 | 100% | 100% | 100% | 9933.9249 | 24125.2461 | 473.044
TEPCO | Thermal power | 2012 | 3.3 | 4.3 |  | 10000 | t |  | 20.54% | 6.991% | 17.44% | 6779.2949 | 3006.001
Chubu | Thermal power | 2012 | 4000 | 10000 |  |  | g/kWh | 122.9 | 49.64% | 15.3% | 36.53% | 1985.6152 | 1530.0899
Tohoku | Thermal power | 2013 | 11000 | 16000 |  |  | t |  | 27.04% | 12.8% | 27% | 2973.8899 | 2048.6496
Hokuriku | Thermal power | 2013 | 8000 | 6000 |  |  | t |  | 52.28% | 47.73% | 61.68% | 4182.5408 | 2864.0374
Kyushu | Thermal power | 2013 | 3.3 | 3.4 |  | 10000 | t |  | 50.31% | 25.87% | 48.08% | 16602.9153 | 8795.2103
Hokkaido | Thermal power | 2012 | 1.02 | 0.81 |  |  | g/kWh | 28.007 | 67% | 62.86% | 74.89% | 19139.8104 | 14259.4039
Chugoku | Thermal power | 2013 | 8000 | 12000 |  |  | t |  | 97.04% | 61.92% | 86.13% | 7763.5094 | 7430.8117
KANSAI ELECTRIC POWER | Thermal power | 2012 | 6230 | 9448 |  |  | t | 86.9 | 11.41% | 7.861% | 14.56% | 711.1355 | 742.7066
Korea Electric Power Company | Thermal power | 2012 | 186 | 297 | 8 |  | g/MWh | 322.98 | 74.81% | 58.54% | 83.67% | 44939.872 | 71758.8279 | 1932.8977